NJSTRE1545383318 | NJSRRE1542907487 | Transition Incentive Program | Cherry Hill | 8002 | 14 | 14.18 | Residential | Yes | Behind the Meter | Net-metered residential rooftop and canopy |  | None | Suntuity Solar LLC | PSE&G | Accepted | 2019-11-04 | 2019-11-05 | 2021-10-30 | Enphase Energy | IQ7-60-2-US | Inverters | 240 |  | 45 |  |  | 0.97 |  | Outdoor | Behind the PV Modules
NJSTRE1545383322 | NJSRRE1542579700 | Transition Incentive Program | Mystic Islands | 8087 | 18 | 4.96 | Residential | Yes | Behind the Meter | Behind the Meter |  | None | Skyline Solar, LLC | AC Electric | Eligible for TI Program | 2019-10-23 | 2019-10-25 | 2021-10-30 | SolarEdge | SE3800H-US | Inverters | 3800 |  | 1 |  |  | 0.99 |  | Outside | within ten feet of meter
NJSTRE1545383327 | NJSRRE1543065630 | Transition Incentive Program | Wayne | 7470 | 6 | 10.01 | Residential | Yes | Behind the Meter | Behind the Meter |  | None | Pro Custom Solar dba Momentum Solar | JCP&L | Eligible for TI Program | 2019-11-11 | 2019-11-13 | 2021-10-30 | Enphase Energy | IQ7PLUS-72-2-US | Inverters | 295 |  | 29 |  |  | 0.97 |  | Outdoor | Roof
NJSTRE1545383333 | NJSRRE1542501210 | Transition Incentive Program | Newark | 7106 | 9 | 9.76 | Residential | No | Behind the Meter | Behind the Meter |  | None | RENNERGY, LLC | PSE&G | Eligible for TI Program | 2019-10-21 | 2019-10-22 | 2021-10-30 | SMA | Sunny Boy 3.0-US (240V) | Inverters | 3000 |  | 3 |  |  | 0.97 |  | Outside | N/A
NJSTRE1545383334 | NJSRRE1542515851 | Transition Incentive Program | Milford | 8848 | 4 | 19.72 | Residential | Yes | Behind the Meter | Behind the Meter |  | None | Sunrun Installation Services, Inc. | JCP&L | Eligible for TI Program | 2019-10-08 | 2019-10-11 | 2021-10-30 | SolarEdge Technologies | SE3800H-USRGM | Inverters | 3800 |  | 1 |  |  | 0.96 |  | Outdoor | Next To Meter
NJSTRE1545261540 |  | Transition Incentive Program | SWEDESBORO | 8085 | 15 | 12.92 | Residential | No | Behind the Meter | Net-metered residential rooftop and canopy |  | ACE2 | Vision Solar LLC | AC Electric | Final As-Built Received | 2020-07-09 | 2020-07-13 | 2021-10-30 | HANWHA Q-CELLS | Q.PEAK DUO-G5 315 | Solar Panels |  | 0.315 | 8 | 258 | 28 |  | Fixed | Roof
NJSTRE1545262013 |  | Transition Incentive Program | Gloucester TWP | 8012 | 14 | 13.6 | Residential | No | Behind the Meter | Net-metered residential rooftop and canopy |  | None | EMT Renewables | PSE&G | Accepted | 2020-07-07 | 2020-07-13 | 2021-07-13 | QCell | 340-BLK | Solar Panels |  | 0.34 | 24 | 142 | 21 |  | Fixed | Roof
NJSTRE1545263838 |  | Transition Incentive Program | WHITESBORO | 8252 | 21 | 11.97 | Residential | Yes | Behind the Meter | Net-metered residential rooftop and canopy |  | None | Suntuity Solar LLC | AC Electric | Accepted | 2020-07-08 | 2020-07-13 | 2021-07-13 | Longi | LR6-60HPB-315M | Solar Panels |  | 0.315 | 25 | 119 | 30 |  | Fixed | Roof
NJSTRE1545383250 | NJSRRE1542515537 | Transition Incentive Program | Haledon | 7508 | 6 | 6.41 | Residential | Yes | Behind the Meter | Behind the Meter |  | None | Whitman Construction, LLC | PSE&G | Eligible for TI Program | 2019-10-15 | 2019-10-15 | 2021-10-30 | Enphase Energy | IQ7-60-2-US | Inverters | 0.24 |  | 21 |  |  | 0.976 |  | Outside | roof
NJSTRE1545383261 | NJSRRE1542438575 | Transition Incentive Program | Haledon | 7508 | 6 | 4.83 | Residential | Yes | Behind the Meter | Behind the Meter |  | None | Pro Custom Solar dba Momentum Solar | PSE&G | Eligible for TI Program | 2019-09-25 | 2019-09-27 | 2021-10-30 | Enphase Energy | IQ7-60-2-US | Inverters | 250 |  | 14 |  |  | 0.97 |  | Outdoor | Roof
NJSTRE1545383273 | NJSRRE1542812889 | Transition Incentive Program | Manalapan | 7726 | 17 | 7.25 | Residential | Yes | Behind the Meter | Behind the Meter |  | None | Sunrun Installation Services, Inc. | JCP&L | Eligible for TI Program | 2019-10-30 | 2019-11-01 | 2021-10-30 | Delta Electronics | M6-TL-US | Inverters | 5760 |  | 1 |  |  | 0.96 |  | Outdoor | Next To Meter
NJSTRE1545383275 | NJSRRE1542538839 | Transition Incentive Program | Edison | 8837 | 11 | 14.49 | Residential | Yes | Behind the Meter | Net-metered residential rooftop and canopy |  | None | Suntuity Solar LLC | PSE&G | Accepted | 2019-10-12 | 2019-10-16 | 2021-10-30 | Enphase Energy | IQ7-60-2-US | Inverters | 240 |  | 46 |  |  | 0.97 |  | Outdoor | Behind the PV Modules
NJSTRE1545383284 | NJSRRE1542553962 | Transition Incentive Program | Eatontown | 7724 | 17 | 4.73 | Residential | Yes | Behind the Meter | Behind the Meter |  | None | Pro Custom Solar dba Momentum Solar | JCP&L | Eligible for TI Program | 2019-10-17 | 2019-10-21 | 2021-10-30 | Enphase Energy | IQ6-60-2-US | Inverters | 240 |  | 15 |  |  | 0.97 |  | Outdoor | Roof
NJSTRE1545383294 | NJSRRE1542443444 | Transition Incentive Program | Carneys Point | 8069 | 16 | 5.27 | Residential | Yes | Behind the Meter | Behind the Meter |  | None | Spectrum Energy, Inc. | AC Electric | Eligible for TI Program | 2019-09-26 | 2019-09-27 | 2021-10-30 | Enphase | IQ7-60-ACM-US microinverters | Inverters | 240 |  | 17 |  |  | 0.97 |  | Outside | under each panel
NJSTRE1545383298 | NJSRRE1542763056 | Transition Incentive Program | Sewell | 8080 | 15 | 10.08 | Residential | No | Behind the Meter | Net-metered residential rooftop and canopy |  | None | NJ Solar Power, LLC | AC Electric | Accepted | 2019-10-29 | 2019-10-31 | 2021-10-30 | Solaredge | SE10000H-US | Inverters | 10000 |  | 1 |  |  | 0.99 |  | Indoor | garage
NJSTRE1545383306 | NJSRRE1543056130 | Transition Incentive Program | Clifton | 7012 | 6 | 8.82 | Residential | Yes | Behind the Meter | Net-metered residential rooftop and canopy |  | None | Vivint Solar Developer, LLC | PSE&G | Accepted | 2019-11-07 | 2019-11-25 | 2021-10-30 | Solar Edge | SE7600H-US000BNC4 | Inverters | 7600 |  | 1 |  |  | 0.992 |  | Outdoor | Near the utility meter
NJSTRE1545383308 | NJSRRE1542425024 | Transition Incentive Program | Rockaway | 7866 | 3 | 13.86 | Residential | Yes | Behind the Meter | Net-metered residential rooftop and canopy |  | None | Vivint Solar Developer, LLC | JCP&L | Accepted | 2019-09-20 | 2019-09-24 | 2021-10-30 | SOLAREDGE | SE10000H-US000BNC4 | Inverters | 10000 |  | 1 |  |  | 0.992 |  | Outdoor | Near The Utility Meter
NJSTRE1545263931 |  | Transition Incentive Program | millville | 8332 | 20 | 20.44 | Residential | Yes | Behind the Meter | Net-metered residential rooftop and canopy |  | ACE2 | Vision Solar LLC | AC Electric | Accepted | 2020-07-08 | 2020-07-13 | 2021-07-13 | LG SOLAR | LG335N1K-V5 | Solar Panels |  | 0.335 | 4 | 191 | 20 |  | Fixed | Roof
NJSTRE1545263968 |  | Transition Incentive Program | Linden | 7036 | 10 | 4.2 | Residential | Yes | Behind the Meter | Net-metered residential rooftop and canopy |  | None | Pro Custom Solar dba Momentum Solar | PSE&G | Accepted | 2020-07-08 | 2020-07-13 | 2021-07-13 | LG ELECTRONICS | LG 350N1C-V5 | Solar Panels |  | 0.35 | 6 | 129 | 32 |  | Fixed | Roof
NJSTRE1545263967 |  | Transition Incentive Program | Bergenfield | 7621 | 7 | 4.8 | Residential | No | Behind the Meter | Net-metered residential rooftop and canopy |  | None | Vivint Solar Developer, LLC | PSE&G | Accepted | 2020-07-08 | 2020-07-13 | 2021-07-13 | Jinko Solar | JKM320M-60HBL | Solar Panels |  | 0.32 | 10 | 178 | 17 |  | Fixed | Roof
NJSTRE1545263971 |  | Transition Incentive Program | GIBBSTOWN | 8027 | 15 | 8.71 | Residential | Yes | Behind the Meter | Net-metered residential rooftop and canopy |  | ACE | Vision Solar LLC | AC Electric | Accepted | 2020-07-08 | 2020-07-13 | 2021-07-13 | LG SOLAR | LG335N1K-V5 | Solar Panels |  | 0.335 | 7 | 352 | 33 |  | Fixed | Roof
NJSTRE1545263986 |  | Transition Incentive Program | Hamilton (Trenton) | 8690 | 12 | 9.43 | Residential | No | Behind the Meter | Net-metered residential rooftop and canopy |  | None | Kopp Electric Company | PSE&G | Accepted | 2020-07-08 | 2020-07-13 | 2021-07-13 | CertainTeed | CT325HC11-04 | Solar Panels |  | 0.325 | 2 | 44 | 34 |  | Fixed | Roof
NJSTRE1545264007 |  | Transition Incentive Program | Millville | 8332 | 20 | 12.6 | Residential | No | Behind the Meter | Net-metered residential ground mount |  | ACE2 | Vision Solar LLC | AC Electric | Accepted | 2020-07-09 | 2020-07-13 | 2021-07-13 | HANWHA Q-CELLS | Q.PEAK DUO-G5 315 | Solar Panels |  | 0.315 | 40 | 180 | 30 |  | Fixed | Ground
NJSTRE1545264048 |  | Transition Incentive Program | Sea Girt | 8750 | 17 | 15.12 | Residential | No | Behind the Meter | Net-metered residential rooftop and canopy |  | None | Whitman Construction, LLC | JCP&L | Accepted | 2020-07-08 | 2020-07-14 | 2021-07-14 | Solaria Power | XT-360R-PD | Solar Panels |  | 0.36 | 27 | 198 | 24 |  | Fixed | Roof
NJSTRE1545270913 |  | Transition Incentive Program | Union NJ USA | 7083 | 10 | 6.1 | Residential | Yes | Behind the Meter | Net-metered residential rooftop and canopy |  | None | Sunrun, Inc. | PSE&G | Accepted | 2020-07-08 | 2020-07-14 | 2021-07-14 | LONGi Green Energy Technology Co Ltd | LR6-60HPB-305M | Solar Panels |  | 0.305 | 12 | 300 | 39 |  | Fixed | Roof
NJSTRE1545270919 |  | Transition Incentive Program | Margate City | 8402 | 19 | 11.9 | Residential | No | Behind the Meter | Net-metered residential rooftop and canopy |  | None | NJ Solar Power, LLC | AC Electric | Accepted | 2020-07-08 | 2020-07-14 | 2021-07-14 | Panasonic | VBHN340SA17 | Solar Panels |  | 0.34 | 8 | 233 | 27 |  | Fixed | Roof | Roof 3
NJSTRE1545273137 |  | Transition Incentive Program | Evesham | 8053 | 13 | 5.04 | Residential | No | Behind the Meter | Net-metered residential rooftop and canopy |  | None | Tesla Energy Operations Inc. | PSE&G | Accepted | 2020-07-08 | 2020-07-14 | 2021-07-14 | Hanwha Q CELLS | Q.PEAK DUO BLK-G5/SC315 | Solar Panels |  | 0.315 | 16 | 146 | 28 |  | Fixed | Roof
NJSTRE1545383221 | NJSRRE1542505572 | Transition Incentive Program | Burlington | 8016 | 13 | 9.77 | Residential | Yes | Behind the Meter | Behind the Meter |  | None | Pro Custom Solar dba Momentum Solar | PSE&G | Eligible for TI Program | 2019-10-04 | 2019-10-08 | 2021-10-30 | Enphase Energy | IQ7-60-2-US | Inverters | 250 |  | 31 |  |  | 0.97 |  | Outdoor | Roof
NJSTRE1545383227 | NJSRRE1542553683 | Transition Incentive Program | East Orange | 7017 | 9 | 6.93 | Residential | No | Behind the Meter | Behind the Meter |  | None | Trinity Solar | PSE&G | Eligible for TI Program | 2019-10-17 | 2019-10-21 | 2021-10-30 | Solar Edge | SE6000H-US000BNC4 | Inverters | 6000 |  | 1 |  |  | 0.97 |  | Outdoor | side of home
NJSTRE1545383235 | NJSRRE1543028130 | Transition Incentive Program | Clifton City | 7013 | 6 | 9.86 | Residential | Yes | Behind the Meter | Behind the Meter |  | None | Sunrun Installation Services, Inc. | PSE&G | Eligible for TI Program | 2019-11-05 | 2019-11-07 | 2021-10-30 | SolarEdge Technologies | SE7600H-USRGM | Inverters | 7600 |  | 1 |  |  | 0.96 |  | Outdoor | Next To Meter
NJSTRE1545255487 |  | Transition Incentive Program | Trenton | 8690 | 12 | 8.75 | Residential | Yes | Behind the Meter | Net-metered residential rooftop and canopy |  | None | Pro Custom Solar dba Momentum Solar | PSE&G | Accepted | 2020-07-06 | 2020-07-10 | 2021-07-10 | LG ELECTRONICS | LG 350N1C-V5 | Solar Panels |  | 0.35 | 16 | 249 | 41 |  | Fixed | Roof
NJSTRE1545255487 |  | Transition Incentive Program | Trenton | 8690 | 12 | 8.75 | Residential | Yes | Behind the Meter | Net-metered residential rooftop and canopy |  | None | Pro Custom Solar dba Momentum Solar | PSE&G | Accepted | 2020-07-06 | 2020-07-10 | 2021-07-10 | LG ELECTRONICS | LG 350N1C-V5 | Solar Panels |  | 0.35 | 9 | 69 | 14 |  | Fixed | Roof
NJSTRE1545255409 |  | Transition Incentive Program | SOUTH AMBOY | 8879 | 11 | 2.93 | Residential | Yes | Behind the Meter | Net-metered residential rooftop and canopy |  | None | Vivint Solar Developer, LLC | JCP&L | Accepted | 2020-07-06 | 2020-07-10 | 2021-07-10 | JINKO SOLAR | JKM325M-60HBL | Solar Panels |  | 0.325 | 3 | 238 | 22 |  | Fixed | Roof
NJSTRE1545255882 |  | Transition Incentive Program | Bloomfield | 7003 | 9 | 7.37 | Residential | Yes | Behind the Meter | Net-metered residential rooftop and canopy |  | None | Pro Custom Solar dba Momentum Solar | PSE&G | Accepted | 2020-07-06 | 2020-07-10 | 2021-10-30 | HANWHA | Q.PEAK DUO BLK G6+ 335 | Solar Panels |  | 0.335 | 5 | 222 | 16 |  | Fixed | Roof
NJSTRE1545255903 |  | Transition Incentive Program | Union | 7083 | 10 | 3.85 | Residential | Yes | Behind the Meter | Net-metered residential rooftop and canopy |  | None | Pro Custom Solar dba Momentum Solar | PSE&G | Accepted | 2020-07-06 | 2020-07-10 | 2021-07-10 | LG ELECTRONICS | LG 350N1C-V5 | Solar Panels |  | 0.35 | 8 | 40 | 39 |  | Fixed | Roof
NJSTRE1545255912 |  | Transition Incentive Program | williamstown | 8094 | 15 | 8.71 | Residential | Yes | Behind the Meter | Net-metered residential rooftop and canopy |  | ACE | Vision Solar LLC | AC Electric | Accepted | 2020-07-06 | 2020-07-10 | 2021-07-10 | LG SOLAR | LG335N1K-V5 | Solar Panels |  | 0.335 | 5 | 278 | 10 |  | Fixed | Roof
NJSTRE1545260558 |  | Transition Incentive Program | Gloucester TWP | 8083 | 14 | 6.08 | Residential | Yes | Behind the Meter | Net-metered residential rooftop and canopy |  | None | Orbit Energy & Power, LLC | PSE&G | Accepted | 2020-07-07 | 2020-07-10 | 2021-07-10 | HANWHA QCELLS | QPEAK 320W | Solar Panels |  | 0.32 | 10 | 85 | 27 |  | Fixed | Roof
NJSTRE1545260558 |  | Transition Incentive Program | Gloucester TWP | 8083 | 14 | 6.08 | Residential | Yes | Behind the Meter | Net-metered residential rooftop and canopy |  | None | Orbit Energy & Power, LLC | PSE&G | Accepted | 2020-07-07 | 2020-07-10 | 2021-07-10 | HANWHA QCELLS | QPEAK 320W | Solar Panels |  | 0.32 | 9 | 265 | 27 |  | Fixed | Roof
NJSTRE1545260609 |  | Transition Incentive Program | AVENEL | 7001 | 11 | 2.88 | Residential | Yes | Behind the Meter | Net-metered residential rooftop and canopy |  | None | Vivint Solar Developer, LLC | PSE&G | Accepted | 2020-07-08 | 2020-07-13 | 2021-07-13 | JINKO SOLAR | JKM320M-60HBL | Solar Panels |  | 0.32 | 9 | 13 | 20 |  | Fixed | Roof
NJSTRE1545260671 |  | Transition Incentive Program | Cherry Hill | 8002 | 14 | 7.14 | Residential | Yes | Behind the Meter | Net-metered residential rooftop and canopy |  | None | Trinity Solar | PSE&G | Accepted | 2020-07-07 | 2020-07-10 | 2021-07-10 | Hanwha | Q.PEAK DUO BLK-G6 340 | Solar Panels |  | 0.34 | 10 | 194 | 23 |  | Fixed | Roof
NJSTRE1545260834 |  | Transition Incentive Program | Blackwood | 8012 | 14 | 6.12 | Residential | Yes | Behind the Meter | Net-metered residential rooftop and canopy |  | None | Trinity Solar | AC Electric | Accepted | 2020-07-07 | 2020-07-10 | 2021-07-10 | Hanwha | Q.PEAK DUO BLK-G6 340 | Solar Panels |  | 0.34 | 13 | 170 | 23 |  | Fixed | Roof
NJSTRE1545261814 |  | Transition Incentive Program | PATERSON | 7502 | 6 | 6.5 | Residential | Yes | Behind the Meter | Net-metered residential rooftop and canopy |  | None | Vivint Solar Developer, LLC | PSE&G | Accepted | 2020-07-07 | 2020-07-13 | 2021-07-13 | Jinko Solar | JKM325M-60HBL | Solar Panels |  | 0.325 | 10 | 231 | 20 |  | Fixed | Roof
NJSTRE1545383288 | NJSRRE1542553764 | Transition Incentive Program | Linden | 7036 | 10 | 5.87 | Residential | Yes | Behind the Meter | Behind the Meter |  | None | Pro Custom Solar dba Momentum Solar | PSE&G | Eligible for TI Program | 2019-10-17 | 2019-10-21 | 2021-10-30 | Enphase Energy | IQ7-60-2-US | Inverters | 250 |  | 17 |  |  | 0.97 |  | Outdoor | Roof
NJSTRE1545263856 | NJSRRE1541506157 | Transition Incentive Program | Englewood | 7631 | 7 | 120.48 | Commercial | No | Behind the meter | Net-metered non-residential rooftop and canopy |  | None | Green Power Energy | PSE&G | Accepted | 2019-06-28 | 2019-07-15 | 2021-10-30 | Trina Solar | TSM-305DD05A | Solar Panels |  | 0.305 | 52 | 235 | 15 |  | Fixed | Roof
NJSTRE1545263856 | NJSRRE1541506157 | Transition Incentive Program | Englewood | 7631 | 7 | 120.48 | Commercial | No | Behind the meter | Net-metered non-residential rooftop and canopy |  | None | Green Power Energy | PSE&G | Accepted | 2019-06-28 | 2019-07-15 | 2021-10-30 | Trina Solar | TSM-305DD05A | Solar Panels |  | 0.305 | 42 | 200 | 28 |  | Fixed | Roof
NJSTRE1545263904 |  | Transition Incentive Program | Gibbstown | 8027 | 15 | 8.71 | Residential | Yes | Behind the Meter | Net-metered residential rooftop and canopy |  | ACE | Vision Solar LLC | AC Electric | Accepted | 2020-07-08 | 2020-07-13 | 2021-07-13 | LG SOLAR | LG335N1K-V5 | Solar Panels |  | 0.335 | 3 | 352 | 20 |  | Fixed | Roof
NJSTRE1545263931 |  | Transition Incentive Program | millville | 8332 | 20 | 20.44 | Residential | Yes | Behind the Meter | Net-metered residential rooftop and canopy |  | ACE2 | Vision Solar LLC | AC Electric | Accepted | 2020-07-08 | 2020-07-13 | 2021-07-13 | LG SOLAR | LG335N1K-V5 | Solar Panels |  | 0.335 | 9 | 280 | 20 |  | Fixed | Roof
NJSTRE1545263934 |  | Transition Incentive Program | Wall | 7719 | 17 | 9.05 | Residential | No | Behind the Meter | Net-metered residential rooftop and canopy |  | None | Public Service Solar | JCP&L | Accepted | 2020-07-08 | 2020-07-13 | 2021-07-13 | LG | N1K-V5 | Solar Panels |  | 0.335 | 9 | 353 | 23 |  | Fixed | Roof
NJSTRE1545263944 |  | Transition Incentive Program | Lyndhurst | 7071 | 7 | 2.04 | Residential | No | Behind the Meter | Net-metered residential rooftop and canopy |  | None | Trinity Solar | PSE&G | Accepted | 2020-07-08 | 2020-07-13 | 2021-07-13 | Hanwha | Q.PEAK DUO BLK-G6 340 | Solar Panels |  | 0.34 | 6 | 119 | 30 |  | Fixed | Roof
NJSTRE1545263971 |  | Transition Incentive Program | GIBBSTOWN | 8027 | 15 | 8.71 | Residential | Yes | Behind the Meter | Net-metered residential rooftop and canopy |  | ACE | Vision Solar LLC | AC Electric | Accepted | 2020-07-08 | 2020-07-13 | 2021-07-13 | LG SOLAR | LG335N1K-V5 | Solar Panels |  | 0.335 | 9 | 172 | 33 |  | Fixed | Roof
NJSTRE1545263986 |  | Transition Incentive Program | Hamilton (Trenton) | 8690 | 12 | 9.43 | Residential | No | Behind the Meter | Net-metered residential rooftop and canopy |  | None | Kopp Electric Company | PSE&G | Accepted | 2020-07-08 | 2020-07-13 | 2021-07-13 | CertainTeed | CT325HC11-04 | Solar Panels |  | 0.325 | 8 | 314 | 27 |  | Fixed | Roof
NJSTRE1545264066 |  | Transition Incentive Program | VOORHEES | 8043 | 14 | 9.1 | Residential | Yes | Behind the Meter | Net-metered residential rooftop and canopy |  | None | Vivint Solar Developer, LLC | PSE&G | Accepted | 2020-07-27 | 2020-07-27 | 2021-10-30 | Jinko Solar | JKM325M-60HL | Solar Panels |  | 0.325 | 6 | 268 | 23 |  | Fixed | Roof
NJSTRE1545270850 |  | Transition Incentive Program | Spring Lake | 7762 | 17 | 8.51 | Residential | No | Behind the Meter | Net-metered residential rooftop and canopy |  | None | Powerlutions | JCP&L | Final As-Built Received | 2020-07-08 | 2020-07-14 | 2021-10-30 | Solaria | Solaria PowerXT-370R-PD | Solar Panels |  | 0.37 | 5 | 102 | 13 |  | Fixed | Roof
NJSTRE1545270931 |  | Transition Incentive Program | Lodi | 7644 | 7 | 9.86 | Residential | No | Behind the Meter | Net-metered residential rooftop and canopy |  | None | Pro Custom Solar dba Momentum Solar | PSE&G | Accepted | 2020-07-08 | 2020-07-14 | 2021-07-14 | HANWHA | Q.PEAK DUO BLK G6+ 340 | Solar Panels |  | 0.34 | 23 | 309 | 15 |  | Fixed | Roof
NJSTRE1545383282 | NJSRRE1542792591 | Transition Incentive Program | Paterson | 7502 | 6 | 16.56 | Residential | Yes | Behind the Meter | Behind the Meter |  | None | Pro Custom Solar dba Momentum Solar | PSE&G | Eligible for TI Program | 2019-10-30 | 2019-11-01 | 2021-10-30 | Enphase Energy | IQ7-60-2-US | Inverters | 250 |  | 48 |  |  | 0.97 |  | Outdoor | Roof
NJSTRE1545383293 | NJSRRE1542528174 | Transition Incentive Program | Bloomfield | 7003 | 9 | 5.04 | Residential | Yes | Behind the Meter | Behind the Meter |  | None | Pro Custom Solar dba Momentum Solar | PSE&G | Eligible for TI Program | 2019-10-11 | 2019-10-15 | 2021-10-30 | Enphase Energy | IQ7-60-2-US | Inverters | 250 |  | 16 |  |  | 0.97 |  | Outdoor | Roof
NJSTRE1545263934 |  | Transition Incentive Program | Wall | 7719 | 17 | 9.05 | Residential | No | Behind the Meter | Net-metered residential rooftop and canopy |  | None | Public Service Solar | JCP&L | Accepted | 2020-07-08 | 2020-07-13 | 2021-07-13 | LG | N1K-V5 | Solar Panels |  | 0.335 | 18 | 171 | 23 |  | Fixed | Roof
NJSTRE1545263954 |  | Transition Incentive Program | Haskell | 7420 | 6 | 17.76 | Residential | Yes | Behind the Meter | Net-metered residential rooftop and canopy |  | JCPL 2 | Vision Solar LLC | JCP&L | Accepted | 2020-07-08 | 2020-07-13 | 2021-07-13 | LG SOLAR | LG335N1K-V5 | Solar Panels |  | 0.335 | 22 | 127 | 20 |  | Fixed | Roof
NJSTRE1545263959 |  | Transition Incentive Program | BARNEGAT | 8005 | 18 | 11.22 | Residential | Yes | Behind the Meter | Net-metered residential rooftop and canopy |  | None | Trinity Solar | JCP&L | Final As-Built Received | 2020-07-08 | 2020-07-13 | 2021-10-30 | HANWHA | Q.PEAK DUO BLK-G6 340 | Solar Panels |  | 0.34 | 26 | 207 | 19 |  | Fixed | Roof
NJSTRE1545263959 |  | Transition Incentive Program | BARNEGAT | 8005 | 18 | 11.22 | Residential | Yes | Behind the Meter | Net-metered residential rooftop and canopy |  | None | Trinity Solar | JCP&L | Final As-Built Received | 2020-07-08 | 2020-07-13 | 2021-10-30 | HANWHA | Q.PEAK DUO BLK-G6 340 | Solar Panels |  | 0.34 | 7 | 117 | 18 |  | Fixed | Roof
NJSTRE1545264006 |  | Transition Incentive Program | BERGENFIELD | 7621 | 7 | 10.08 | Residential | Yes | Behind the Meter | Net-metered residential rooftop and canopy |  | None | Vivint Solar Developer, LLC | PSE&G | Accepted | 2020-07-08 | 2020-07-13 | 2021-07-13 | Jinko Solar | JKM325M-60HBL | Solar Panels |  | 0.325 | 5 | 270 | 18 |  | Fixed | Roof
NJSTRE1545264006 |  | Transition Incentive Program | BERGENFIELD | 7621 | 7 | 10.08 | Residential | Yes | Behind the Meter | Net-metered residential rooftop and canopy |  | None | Vivint Solar Developer, LLC | PSE&G | Accepted | 2020-07-08 | 2020-07-13 | 2021-07-13 | Jinko Solar | JKM325M-60HBL | Solar Panels |  | 0.325 | 12 | 270 | 25 |  | Fixed | Roof
NJSTRE1545264006 |  | Transition Incentive Program | BERGENFIELD | 7621 | 7 | 10.08 | Residential | Yes | Behind the Meter | Net-metered residential rooftop and canopy |  | None | Vivint Solar Developer, LLC | PSE&G | Accepted | 2020-07-08 | 2020-07-13 | 2021-07-13 | Jinko Solar | JKM325M-60HBL | Solar Panels |  | 0.325 | 10 | 90 | 25 |  | Fixed | Roof
NJSTRE1545265019 |  | Transition Incentive Program | Union | 7083 | 10 | 7.04 | Residential | Yes | Behind the Meter | Net-metered residential rooftop and canopy |  | None | Pro Custom Solar dba Momentum Solar | PSE&G | Accepted | 2020-07-08 | 2020-07-14 | 2021-07-14 | HANWHA | Q.PEAK DUO BLK G6+ 335 | Solar Panels |  | 0.335 | 7 | 296 | 4 |  | Fixed | Roof
NJSTRE1545265019 |  | Transition Incentive Program | Union | 7083 | 10 | 7.04 | Residential | Yes | Behind the Meter | Net-metered residential rooftop and canopy |  | None | Pro Custom Solar dba Momentum Solar | PSE&G | Accepted | 2020-07-08 | 2020-07-14 | 2021-07-14 | HANWHA | Q.PEAK DUO BLK G6+ 335 | Solar Panels |  | 0.335 | 14 | 116 | 32 |  | Fixed | Roof
NJSTRE1545270850 |  | Transition Incentive Program | Spring Lake | 7762 | 17 | 8.51 | Residential | No | Behind the Meter | Net-metered residential rooftop and canopy |  | None | Powerlutions | JCP&L | Final As-Built Received | 2020-07-08 | 2020-07-14 | 2021-10-30 | Solaria | Solaria PowerXT-370R-PD | Solar Panels |  | 0.37 | 4 | 192 | 25 |  | Fixed | Roof
NJSTRE1545383219 | NJSRRE1542428794 | Transition Incentive Program | Salem | 8079 | 16 | 9.45 | Residential | Yes | Behind the Meter | Behind the Meter |  | None | Pro Custom Solar dba Momentum Solar | AC Electric | Eligible for TI Program | 2019-09-23 | 2019-09-25 | 2021-10-30 | Enphase Energy | IQ6-60-2-US | Inverters | 240 |  | 30 |  |  | 0.97 |  | Outdoor | Roof
NJSTRE1545383223 | NJSRRE1542527831 | Transition Incentive Program | East Brunswick | 8816 | 11 | 4.14 | Residential | Yes | Behind the Meter | Behind the Meter |  | None | Pro Custom Solar dba Momentum Solar | PSE&G | Eligible for TI Program | 2019-10-11 | 2019-10-15 | 2021-10-30 | Enphase Energy | IQ7-60-2-US | Inverters | 250 |  | 12 |  |  | 0.97 |  | Outdoor | Roof
NJSTRE1545383238 | NJSRRE1542429041 | Transition Incentive Program | Whiting | 8759 | 18 | 15.37 | Residential | Yes | Behind the Meter | Behind the Meter |  | None | Sunrun Installation Services, Inc. | JCP&L | Eligible for TI Program | 2019-09-23 | 2019-09-25 | 2021-10-30 | Ningbo Ginlong Technologies | Solis-1P10K-4G-US | Inverters | 10000 |  | 1 |  |  | 0.96 |  | Outdoor | Next To Meter
NJSTRE1545383344 | NJSRRE1542525156 | Transition Incentive Program | Swedesboro | 8085 | 15 | 17.99 | Residential | Yes | Behind the Meter | Net-metered residential ground mount |  | None | Vision Solar LLC | AC Electric | Accepted | 2019-10-11 | 2019-10-14 | 2021-10-30 | sunpower | e20-327-e-ac | Inverters | 0.32 |  | 55 |  |  | 0.96 |  | Other | behind panels
NJSTRE1545383350 | NJSRRE1542553351 | Transition Incentive Program | Jackson Township | 8527 | 18 | 8.7 | Residential | No | Behind the Meter | Behind the Meter |  | None | Sunrun Installation Services, Inc. | JCP&L | Eligible for TI Program | 2019-10-17 | 2019-10-21 | 2021-10-30 | Delta Electronics | M8-TL-US | Inverters | 7680 |  | 1 |  |  | 0.96 |  | Outdoor | Next To Meter
NJSTRE1545383362 | NJSRRE1543051296 | Transition Incentive Program | Nutley | 7110 | 9 | 5.52 | Residential | Yes | Behind the Meter | Behind the Meter |  | None | Pro Custom Solar dba Momentum Solar | PSE&G | Eligible for TI Program | 2019-11-07 | 2019-11-12 | 2021-10-30 | ENPHASE | IQ7PLUS-72-2-US | Inverters | 0.25 |  | 16 |  |  | 0.97 |  | Outdoor | ROOF
NJSTRE1545383363 | NJSRRE1542809475 | Transition Incentive Program | Gloucester City | 8030 | 14 | 9.6 | Residential | Yes | Behind the Meter | Behind the Meter |  | None | Skyline Solar, LLC | PSE&G | Eligible for TI Program | 2019-10-30 | 2019-11-01 | 2021-10-30 | SolarEdge | SE7600H-US | Inverters | 7600 |  | 1 |  |  | 0.99 |  | Outside | within ten feet of meter
NJSTRE1545383368 | NJSRRE1542553725 | Transition Incentive Program | Linwood | 8221 | 19 | 9.81 | Residential | Yes | Behind the Meter | Net-metered residential rooftop and canopy |  | None | SunPower Corporation, Systems | AC Electric | Accepted |  | 2019-10-21 | 2021-10-30 | SUNPOWER | SPR-E20-327-E-AC | Inverters | 320 |  | 30 |  |  | 0.96 |  | Other | under each panel
NJSTRE1545383369 | NJSRRE1542519384 | Transition Incentive Program | Burlington City | 8016 | 13 | 5.12 | Residential | Yes | Behind the Meter | Behind the Meter |  | None | Skyline Solar, LLC | PSE&G | Eligible for TI Program | 2019-10-09 | 2019-10-11 | 2021-10-30 | SolarEdge | SE3800H-US | Inverters | 3800 |  | 1 |  |  | 0.99 |  | Outside | within ten feet of meter
NJSTRE1545383373 | NJSRRE1542581591 | Transition Incentive Program | Wayne | 7470 | 6 | 7.71 | Residential | Yes | Behind the Meter | Behind the Meter |  | None | Pro Custom Solar dba Momentum Solar | PSE&G | Eligible for TI Program | 2019-10-24 | 2019-10-28 | 2021-10-30 | Enphase Energy | IQ7-60-2-US | Inverters | 250 |  | 23 |  |  | 0.97 |  | Outdoor | Roof
NJSTRE1545383379 | NJSRRE1543421321 | Transition Incentive Program | River Edge | 7661 | 7 | 9.81 | Residential | Yes | Behind the Meter | Net-metered residential rooftop and canopy |  | None | Vision Solar LLC | PSE&G | Accepted | 2019-11-19 | 2019-11-21 | 2021-10-30 | sunpower | e20-327-e-ac | Inverters | 0.32 |  | 30 |  |  | 0.96 |  | Other | behind panels
NJSTRE1545263857 | NJSRRE1541506179 | Transition Incentive Program | Englewood | 7631 | 7 | 191.24 | Commercial | No | Behind the meter | Net-metered non-residential rooftop and canopy |  | None | Green Power Energy | PSE&G | Accepted | 2019-06-28 | 2019-07-15 | 2021-10-30 | Trina Solar | TSM-305DD05A | Solar Panels |  | 0.305 | 177 | 125 | 15 |  | Fixed | Roof
NJSTRE1545263905 |  | Transition Incentive Program | Berlin | 8009 | 14 | 50.63 | Commercial | No | Behind the Meter | Net-metered non-residential rooftop and canopy |  | None | National Energy Partners LLC | AC Electric | Accepted | 2020-07-08 | 2020-07-13 | 2021-07-13 | TRINA | TSM-DE15H(II) 405W | Solar Panels |  | 0.405 | 109 | 222 | 0 |  | Fixed | Roof
NJSTRE1545263931 |  | Transition Incentive Program | millville | 8332 | 20 | 20.44 | Residential | Yes | Behind the Meter | Net-metered residential rooftop and canopy |  | ACE2 | Vision Solar LLC | AC Electric | Accepted | 2020-07-08 | 2020-07-13 | 2021-07-13 | LG SOLAR | LG335N1K-V5 | Solar Panels |  | 0.335 | 10 | 11 | 20 |  | Fixed | Roof
NJSTRE1545263954 |  | Transition Incentive Program | Haskell | 7420 | 6 | 17.76 | Residential | Yes | Behind the Meter | Net-metered residential rooftop and canopy |  | JCPL 2 | Vision Solar LLC | JCP&L | Accepted | 2020-07-08 | 2020-07-13 | 2021-07-13 | LG SOLAR | LG335N1K-V5 | Solar Panels |  | 0.335 | 5 | 128 | 20 |  | Fixed | Roof
NJSTRE1545263968 |  | Transition Incentive Program | Linden | 7036 | 10 | 4.2 | Residential | Yes | Behind the Meter | Net-metered residential rooftop and canopy |  | None | Pro Custom Solar dba Momentum Solar | PSE&G | Accepted | 2020-07-08 | 2020-07-13 | 2021-07-13 | LG ELECTRONICS | LG 350N1C-V5 | Solar Panels |  | 0.35 | 6 | 309 | 32 |  | Fixed | Roof
NJSTRE1545382000 | NJSRRE1540295716 | Transition Incentive Program | Pleasantville | 8232 | 19 | 115.5 | Commercial | Yes | Behind the Meter | Net-metered non-residential rooftop and canopy |  | None | SolareAmerica | AC Electric | Accepted |  | 2019-02-06 | 2021-10-30 | APsystems | QS1200 | Inverters | 1200 |  | 75 |  |  | 0.97 |  | Outdoor | Under Panels
NJSTRE1545382004 | NJSRRE1540298037 | Transition Incentive Program | Burlington | 8016 | 13 | 115.5 | Commercial | Yes | Behind the Meter | Net-metered non-residential rooftop and canopy |  | None | SolareAmerica | PSE&G | Accepted |  | 2019-02-07 | 2021-10-30 | APsystems | QS1200 | Inverters | 1200 |  | 75 |  |  | 0.97 |  | Outdoor | Under Panels
NJSTRE1545382013 | NJSRRE1540295753 | Transition Incentive Program | Bayville | 8721 | 18 | 115.5 | Commercial | Yes | Behind the Meter | Net-metered non-residential rooftop and canopy |  | None | SolareAmerica | AC Electric | Accepted |  | 2019-02-06 | 2021-10-30 | APsystems | QS1200 | Inverters | 1200 |  | 75 |  |  | 0.97 |  | Outdoor | Under Panels
NJSTRE1545382028 | NJSRRE1540298102 | Transition Incentive Program | Bridgewater Twp | 8807 | 5 | 115.5 | Commercial | Yes | Behind the Meter | Net-metered non-residential rooftop and canopy |  | None | SolareAmerica | PSE&G | Accepted |  | 2019-02-06 | 2021-10-30 | APsystems | QS1200 | Inverters | 1200 |  | 75 |  |  | 0.97 |  | Outdoor | Under Panels
NJSTRE1545382059 | NJSRRE1540304684 | Transition Incentive Program | Pohatcong | 8865 | 2 | 115.5 | Commercial | Yes | Behind the Meter | Net-metered non-residential rooftop and canopy |  | None | SolareAmerica | JCP&L | Accepted |  | 2019-02-07 | 2021-10-30 | APsystems | QS1200 | Inverters | 1200 |  | 49 |  |  | 0.97 |  | Outdoor | Under Panels
NJSTRE1545382066 | NJSRRE1540303524 | Transition Incentive Program | Lindenwold | 8021 | 14 | 115.5 | Commercial | Yes | Behind the Meter | Net-metered non-residential rooftop and canopy |  | None | SolareAmerica | AC Electric | Accepted |  | 2019-02-08 | 2021-10-30 | APsystems | QS1200 | Inverters | 1200 |  | 49 |  |  | 0.97 |  | Outdoor | Under Panels
NJSTRE1545382075 | NJSRRE1540304645 | Transition Incentive Program | Burlington | 8016 | 13 | 115.5 | Commercial | Yes | Behind the Meter | Net-metered non-residential rooftop and canopy |  | None | SolareAmerica | PSE&G | Accepted |  | 2019-02-08 | 2021-10-30 | APsystems | QS1200 | Inverters | 1200 |  | 49 |  |  | 0.97 |  | Outdoor | Under Panels
NJSTRE1545382084 | NJSRRE1540303416 | Transition Incentive Program | Cinnaminson | 8077 | 13 | 115.5 | Commercial | Yes | Behind the Meter | Net-metered non-residential rooftop and canopy |  | None | SolareAmerica | PSE&G | Accepted |  | 2019-02-07 | 2021-10-30 | APsystems | QS1200 | Inverters | 1200 |  | 49 |  |  | 0.97 |  | Outdoor | Under Panels
NJSTRE1545382127 | NJSRRE1541137244 | Transition Incentive Program | Clermont | 8210 | 21 | 33.79 | Commercial | No | Behind the Meter | Behind the Meter |  | None | OCEAN SOLAR | AC Electric | Eligible for TI Program | 2019-06-12 | 2019-07-01 | 2021-10-30 | solar edge | se7600 | Inverters | 7600 |  | 3 |  |  | 0.99 |  | Outside | on array
NJSTRE1545382130 | NJSRRE1541643460 | Transition Incentive Program | Phillipsburg | 8865 | 2 | 5.12 | Residential | Yes | Behind the Meter | Behind the Meter |  | None | Skyline Solar, LLC | JCP&L | Eligible for TI Program | 2019-07-13 | 2019-08-05 | 2021-10-30 | SolarEdge | SE3800H-US000NNC2 | Inverters | 3800 |  | 1 |  |  | 0.99 |  | Outside | within ten feet of meter
NJSTRE1545382131 | NJSRRE1541722726 | Transition Incentive Program | Dumont | 7628 | 7 | 9.45 | Residential | Yes | Behind the Meter | Behind the Meter |  | None | Vivint Solar Developer, LLC | PSE&G | Eligible for TI Program | 2019-08-01 | 2019-08-05 | 2021-10-30 | Solar Edge | SE7600H-US | Inverters | 7600 |  | 1 |  |  | 0.992 |  | Outdoor | Near the Utility Meter
NJSTRE1545382136 | NJSRRE1541644392 | Transition Incentive Program | North Bergen | 7047 | 8 | 8.37 | Residential | No | Behind the Meter | Net-metered residential rooftop and canopy |  | None | Suntuity Solar LLC | PSE&G | Accepted | 2019-07-15 | 2019-07-17 | 2021-10-30 | Enphase Energy | IQ7-60-2-US | Inverters | 240 |  | 27 |  |  | 0.97 |  | Outdoor | Behind the PV Modules
NJSTRE1545382142 | NJSRRE1541717496 | Transition Incentive Program | Cliffwood Beach | 7735 | 17 | 4.73 | Residential | Yes | Behind the Meter | Net-metered residential rooftop and canopy |  | None | Vivint Solar Developer, LLC | JCP&L | Accepted | 2019-07-30 | 2019-08-02 | 2021-10-30 | SolarEdge | SE3800H-US | Inverters | 3800 |  | 1 |  |  | 0.992 |  | Outdoor | Near the Utility Meter
NJSTRE1545383245 | NJSRRE1542443604 | Transition Incentive Program | Pennington | 8534 | 12 | 18.9 | Residential | Yes | Behind the Meter | Net-metered residential rooftop and canopy |  | None | Vivint Solar Developer, LLC | PSE&G | Accepted | 2019-09-26 | 2019-09-30 | 2021-10-30 | Solar Edge | SE7600H-US000BNC4 | Inverters | 7600 |  | 2 |  |  | 0.992 |  | Outdoor | Near the Utility Meter
NJSTRE1545383253 | NJSRRE1542579410 | Transition Incentive Program | Maple Shade TWP | 8052 | 13 | 5.7 | Residential | No | Behind the Meter | Net-metered residential rooftop and canopy |  | None | Solar States LLC | PSE&G | Accepted |  | 2019-10-25 | 2021-10-30 | Enphase | Enphase IQ7PLUS-72-2-US | Inverters | 4.93 |  | 17 |  |  | 0.98 |  | Indoor | Garage
NJSTRE1545383255 | NJSRRE1542431349 | Transition Incentive Program | West Orange | 7052 | 9 | 4.41 | Residential | Yes | Behind the Meter | Behind the Meter |  | None | Pro Custom Solar dba Momentum Solar | PSE&G | Eligible for TI Program | 2019-09-24 | 2019-09-26 | 2021-10-30 | Enphase Energy | IQ6-60-2-US | Inverters | 250 |  | 14 |  |  | 0.97 |  | Outdoor | Roof
NJSTRE1545383260 | NJSRRE1542548364 | Transition Incentive Program | Middlesex | 8846 | 11 | 9.92 | Residential | No | Behind the Meter | Behind the Meter |  | None | Power Home Remodeling Group | PSE&G | Eligible for TI Program | 2019-10-16 | 2019-10-18 | 2021-10-30 | Solar Edge | SE7600H-US | Inverters | 7600 |  | 1 |  |  | 0.99 |  | Outdoor | Near meter
NJSTRE1545383269 | NJSRRE1542543706 | Transition Incentive Program | Edison | 8817 | 11 | 4.73 | Residential | Yes | Behind the Meter | Net-metered residential rooftop and canopy |  | None | Suntuity Solar LLC | PSE&G | Accepted | 2019-10-15 | 2019-10-17 | 2021-10-30 | Enphase Energy | IQ7-60-2-US | Inverters | 240 |  | 15 |  |  | 0.97 |  | Outdoor | Behind the PV Modules
NJSTRE1545383290 | NJSRRE1542714085 | Transition Incentive Program | NORTHFIELD | 8225 | 19 | 4.1 | Residential | Yes | Behind the Meter | Net-metered residential rooftop and canopy |  | None | Vivint Solar Developer, LLC | AC Electric | Accepted | 2019-10-29 | 2019-11-01 | 2021-10-30 | SOLAR EDGE | SE3800H-US | Inverters | 3800 |  | 1 |  |  | 0.992 |  | Outdoor | NEAR UTILITY METER
NJSTRE1545383300 | NJSRRE1542497207 | Transition Incentive Program | Villas | 8251 | 21 | 8.63 | Residential | Yes | Behind the Meter | Behind the Meter |  | None | Pro Custom Solar dba Momentum Solar | AC Electric | Eligible for TI Program | 2019-10-02 | 2019-10-04 | 2021-10-30 | Enphase Energy | IQ7-60-2-US | Inverters | 250 |  | 25 |  |  | 0.97 |  | Outdoor | Roof
NJSTRE1545383311 | NJSRRE1543067738 | Transition Incentive Program | Boonton | 7005 | 3 | 6.3 | Residential | Yes | Behind the Meter | Behind the Meter |  | None | Trinity Solar | JCP&L | Eligible for TI Program | 2019-11-12 | 2019-11-14 | 2021-10-30 | Solar Edge | SE5000H-US000BNC4 | Inverters | 5000 |  | 1 |  |  | 0.97 |  | Outdoor | side of home
NJSTRE1545383329 | NJSRRE1542575646 | Transition Incentive Program | Paterson | 7522 | 6 | 4.1 | Residential | Yes | Behind the Meter | Behind the Meter |  | None | Trinity Solar | PSE&G | Eligible for TI Program | 2019-10-22 | 2019-10-24 | 2021-10-30 | Solar Edge | SE3800 | Inverters | 3800 |  | 1 |  |  | 0.97 |  | Outside | side of home
NJSTRE1545383340 | NJSRRE1542444242 | Transition Incentive Program | Passaic | 7055 | 6 | 9.43 | Residential | No | Behind the Meter | Behind the Meter |  | None | Green Power Energy | PSE&G | Eligible for TI Program | 2019-09-26 | 2019-09-30 | 2021-10-30 | Solar Edge | SE10000H-US | Inverters | 10000 |  | 1 |  |  | 0.97 |  | Outside | next to meter
NJSTRE1545383342 | NJSRRE1543046374 | Transition Incentive Program | Willingboro | 8046 | 13 | 8.06 | Residential | Yes | Behind the Meter | Net-metered residential rooftop and canopy |  | None | Palmetto Solar LLC | PSE&G | Accepted | 2019-11-07 | 2019-11-12 | 2021-10-30 | SolarEdge | SE6000H-US | Inverters | 6000 |  | 1 |  |  | 0.98 |  | Outside | side of the house
NJSTRE1545383365 | NJSRRE1542556874 | Transition Incentive Program | Morris Plains | 7950 | 3 | 15.53 | Residential | Yes | Behind the Meter | Behind the Meter |  | None | Pro Custom Solar dba Momentum Solar | JCP&L | Eligible for TI Program | 2019-10-18 | 2019-10-22 | 2021-10-30 | Enphase Energy | IQ7-60-2-US | Inverters | 250 |  | 45 |  |  | 0.97 |  | Outdoor | Roof
NJSTRE1545383334 | NJSRRE1542515851 | Transition Incentive Program | Milford | 8848 | 4 | 19.72 | Residential | Yes | Behind the Meter | Behind the Meter |  | None | Sunrun Installation Services, Inc. | JCP&L | Eligible for TI Program | 2019-10-08 | 2019-10-11 | 2021-10-30 | SolarEdge Technologies | SE11400H-USRGM | Inverters | 11400 |  | 1 |  |  | 0.96 |  | Outdoor | Next To Meter
NJSTRE1545383338 | NJSRRE1542507780 | Transition Incentive Program | Willingboro | 8046 | 13 | 13.4 | Residential | Yes | Behind the Meter | Behind the Meter |  | None | Pro Custom Solar dba Momentum Solar | PSE&G | Eligible for TI Program | 2019-10-04 | 2019-10-09 | 2021-10-30 | Enphase Energy | IQ7-60-2-US | Inverters | 250 |  | 40 |  |  | 0.97 |  | Outdoor | Roof
NJSTRE1545383339 | NJSRRE1543182113 | Transition Incentive Program | Paulsboro | 8066 | 15 | 8.06 | Residential | Yes | Behind the Meter | Net-metered residential rooftop and canopy |  | None | Bright Planet Solar | AC Electric | Accepted |  | 2019-11-18 | 2021-10-30 | SOLAR EDGE | SE7600H-USRGM | Inverters | 7600 |  | 1 |  |  | 0.98 |  | Outdoor | NEXT TO METER
NJSTRE1545383351 | NJSRRE1543069462 | Transition Incentive Program | Ewing Township | 8618 | 12 | 6.21 | Residential | No | Behind the Meter | Behind the Meter |  | None | Sunrun Installation Services, Inc. | PSE&G | Eligible for TI Program | 2019-11-12 | 2019-11-15 | 2021-10-30 | Delta Electronics | M5-TL-US | Inverters | 4800 |  | 1 |  |  | 0.96 |  | Outdoor | Next To Meter
NJSTRE1545383356 | NJSRRE1542684984 | Transition Incentive Program | West Tuckerton | 8087 | 18 | 6.67 | Residential | No | Behind the Meter | Behind the Meter |  | None | Sunrun Installation Services, Inc. | AC Electric | Eligible for TI Program | 2019-10-28 | 2019-10-30 | 2021-10-30 | Delta Electronics | M6-TL-US | Inverters | 5760 |  | 1 |  |  | 0.96 |  | Outdoor | Next To Meter
NJSTRE1545383383 | NJSRRE1542582619 | Transition Incentive Program | Whiting | 8759 | 18 | 16.7 | Residential | Yes | Behind the Meter | Behind the Meter |  | None | Pro Custom Solar dba Momentum Solar | JCP&L | Eligible for TI Program | 2019-10-24 | 2019-10-28 | 2021-10-30 | Enphase Energy | IQ6-60-2-US | Inverters | 240 |  | 53 |  |  | 0.97 |  | Outdoor | Roof
NJSTRE1545383384 | NJSRRE1542445034 | Transition Incentive Program | Paterson City | 7522 | 6 | 9.6 | Residential | Yes | Behind the Meter | Behind the Meter |  | None | Skyline Solar, LLC | PSE&G | Eligible for TI Program | 2019-09-26 | 2019-09-30 | 2021-10-30 | SolarEdge | SE7600H-US | Inverters | 7600 |  | 1 |  |  | 0.99 |  | Outside | within ten feet of meter
NJSTRE1545383397 | NJSRRE1543333838 | Transition Incentive Program | Woodstown | 8098 | 16 | 10.46 | Residential | Yes | Behind the Meter | Net-metered residential ground mount |  | None | Vision Solar LLC | AC Electric | Accepted | 2019-11-15 | 2019-11-19 | 2021-10-30 | sunpower | e20-327-e-ac | Inverters | 0.32 |  | 32 |  |  | 0.96 |  | Outdoor | behind the panels
NJSTRE1545383402 | NJSRRE1542568621 | Transition Incentive Program | Jackson Township | 8527 | 18 | 23.1 | Residential | No | Behind the Meter | Net-metered residential rooftop and canopy |  | None | Whitman Construction, LLC | JCP&L | Accepted |  | 2019-10-23 | 2021-10-30 | Panasonic (built in Enphase) | N330E (IQ7X-96-2-US) | Inverters | 0.24 |  | 70 |  |  | 0.975 |  | Outside | roof
NJSTRE1545383407 | NJSRRE1543418133 | Transition Incentive Program | JerseyCity | 7305 | 8 | 2.52 | Residential | Yes | Behind the Meter | Net-metered residential rooftop and canopy |  | None | Vivint Solar Developer, LLC | PSE&G | Accepted | 2019-11-18 | 2019-11-21 | 2021-10-30 | Solar Edge | SE3800H-US000BNC4 | Inverters | 3800 |  | 1 |  |  | 0.992 |  | Outdoor | Near the utility meter
NJSTRE1545383436 | NJSRRE1542525103 | Transition Incentive Program | Union Township | 7083 | 10 | 11.47 | Residential | No | Behind the Meter | Net-metered residential rooftop and canopy |  | None | Palmetto Solar LLC | PSE&G | Accepted | 2019-10-10 | 2019-10-14 | 2021-10-30 | SolarEdge Technologies | SE10000H-US | Inverters | 10000 |  | 1 |  |  | 0.99 |  | Outside | side of the house
NJSTRE1545383451 | NJSRRE1542554071 | Transition Incentive Program | FAIR LAWN | 7410 | 7 | 7.88 | Residential | Yes | Behind the Meter | Net-metered residential rooftop and canopy |  | None | Vivint Solar Developer, LLC | PSE&G | Accepted | 2019-10-17 | 2019-10-21 | 2021-10-30 | Solar Edge | SE7600H-US000BNC4 | Inverters | 7600 |  | 1 |  |  | 0.992 |  | Outdoor | Near the Utility Meter
NJSTRE1545383310 | NJSRRE1543233534 | Transition Incentive Program | ATLANTIC HIGHLANDS | 7716 | 17 | 4.41 | Residential | Yes | Behind the Meter | Net-metered residential rooftop and canopy |  | None | Vivint Solar Developer, LLC | JCP&L | Accepted | 2019-11-14 | 2019-11-18 | 2021-10-30 | SOLAREDGE | SE3800H-US000BNC4 | Inverters | 3800 |  | 1 |  |  | 0.992 |  | Outdoor | Near the Utility Meter
NJSTRE1545383324 | NJSRRE1542909545 | Transition Incentive Program | Dennisville | 8210 | 21 | 13.95 | Residential | No | Behind the Meter | Behind the Meter |  | None | All Season Solar | AC Electric | Eligible for TI Program | 2019-11-04 | 2019-11-06 | 2021-10-30 | Enphase | IQ7 | Inverters | 240 |  | 45 |  |  | 0.97 |  | Outdoor | Under Module
NJSTRE1545383330 | NJSRRE1542425021 | Transition Incentive Program | Sicklerville | 8081 | 14 | 9.45 | Residential | No | Behind the Meter | Behind the Meter |  | None | Trinity Solar | AC Electric | Eligible for TI Program | 2019-09-20 | 2019-09-24 | 2021-10-30 | SOLAR EDGE | SE7600H-US | Inverters | 7600 |  | 1 |  |  | 0.97 |  | Outdoor | SIDE
NJSTRE1545383336 | NJSRRE1542445735 | Transition Incentive Program | Woodbridge Twp | 7067 | 10 | 2.9 | Residential | Yes | Behind the Meter | Behind the Meter |  | None | Sunrun Installation Services, Inc. | PSE&G | Eligible for TI Program | 2019-09-26 | 2019-09-30 | 2021-10-30 | Ningbo Ginlong Technologies | Solis-1P3K-4G-US | Inverters | 3000 |  | 1 |  |  | 0.96 |  | Outdoor | Next To Meter
NJSTRE1545383354 | NJSRRE1542515316 | Transition Incentive Program | East Orange | 7018 | 9 | 5.52 | Residential | Yes | Behind the Meter | Behind the Meter |  | None | Pro Custom Solar dba Momentum Solar | PSE&G | Eligible for TI Program | 2019-10-08 | 2019-10-10 | 2021-10-30 | Enphase Energy | IQ7-60-2-US | Inverters | 250 |  | 16 |  |  | 0.97 |  | Outdoor | Roof
NJSTRE1545383359 | NJSRRE1542792380 | Transition Incentive Program | Keyport | 7735 | 17 | 7.25 | Residential | Yes | Behind the Meter | Net-metered residential rooftop and canopy |  | None | Vivint Solar Developer, LLC | JCP&L | Accepted | 2019-10-31 | 2019-11-01 | 2021-10-30 | SOLAREDGE | SE7600H-US000BNC4 | Inverters | 7600 |  | 1 |  |  | 0.992 |  | Outdoor | Near The Utility Meter
NJSTRE1545383360 | NJSRRE1542582228 | Transition Incentive Program | Teaneck | 7666 | 7 | 5.89 | Residential | No | Behind the Meter | Behind the Meter |  | None |  | PSE&G | Eligible for TI Program | 2019-10-24 | 2019-10-28 | 2021-10-30 | SolarEdge | SE5000H-US | Inverters | 5000 |  | 1 |  |  | 0.97 |  | Outside | Next to Meter
NJSTRE1545383366 | NJSRRE1543358768 | Transition Incentive Program | Rahway | 7036 | 10 | 7.25 | Residential | Yes | Behind the Meter | Behind the Meter |  | None | Trinity Solar | PSE&G | Eligible for TI Program | 2019-11-15 | 2019-11-19 | 2021-10-30 | Solar Edge | SE6000 | Inverters | 6000 |  | 1 |  |  | 0.97 |  | Outside | side of home
NJSTRE1545383371 | NJSRRE1542511033 | Transition Incentive Program | Penns Grove | 8069 | 16 | 12.6 | Residential | No | Behind the Meter | Net-metered residential rooftop and canopy |  | None | Suntuity Solar LLC | AC Electric | Accepted | 2019-10-07 | 2019-10-09 | 2021-10-30 | Enphase Energy | IQ7-60-2-US | Inverters | 240 |  | 40 |  |  | 0.97 |  | Outdoor | Behind the PV Modules
NJSTRE1545383400 | NJSRRE1542518993 | Transition Incentive Program | Ewing Twp | 8628 | 12 | 9.6 | Residential | Yes | Behind the Meter | Behind the Meter |  | None | Skyline Solar, LLC | PSE&G | Eligible for TI Program | 2019-10-09 | 2019-10-11 | 2021-10-30 | SolarEdge | SE7600H-US | Inverters | 7600 |  | 1 |  |  | 0.99 |  | Outside | within ten feet of meter
NJSTRE1545383401 | NJSRRE1542498609 | Transition Incentive Program | GREEN BROOK | 8812 | 11 | 11.66 | Residential | Yes | Behind the Meter | Net-metered residential rooftop and canopy |  | None | Vivint Solar Developer, LLC | PSE&G | Accepted | 2019-10-03 | 2019-10-04 | 2021-10-30 | Solar Edge | SE7600H-US000BNC4 | Inverters | 7600 |  | 1 |  |  | 0.992 |  | Outdoor | Near the Utility Meter
NJSTRE1545383404 | NJSRRE1543046160 | Transition Incentive Program | Elizabeth | 7208 | 10 | 17 | Residential | Yes | Behind the Meter | Net-metered residential rooftop and canopy |  | None | SunPower Corporation, Systems | PSE&G | Accepted |  | 2019-11-11 | 2021-10-30 | SUNPOWER | SPR-E20-327-E-AC | Inverters | 320 |  | 52 |  |  | 0.96 |  | Other | under each panel
NJSTRE1545383292 | NJSRRE1542578819 | Transition Incentive Program | MANASQUAN | 8736 | 17 | 11.66 | Residential | Yes | Behind the Meter | Net-metered residential rooftop and canopy |  | None | Vivint Solar Developer, LLC | JCP&L | Accepted | 2019-10-23 | 2019-10-25 | 2021-10-30 | Solar Edge | SE7600H-US | Inverters | 7600 |  | 1 |  |  | 0.992 |  | Outdoor | Near the Utility Meter
NJSTRE1545383301 | NJSRRE1543416870 | Transition Incentive Program | cemden | 8103 | 14 | 36.96 | Commercial | No | Behind the Meter | Behind the Meter |  | None | tj technology | PSE&G | Eligible for TI Program | 2019-12-21 | 2019-12-23 | 2021-10-30 | enphase | ENPHASE IQ7PLUS-72-2-US | Inverters | 0.29 |  | 51 |  |  | 0.98 |  | Outdoor | carport
NJSTRE1545383321 | NJSRRE1542428374 | Transition Incentive Program | Franklin Township | 8873 | 5 | 10.98 | Residential | Yes | Behind the Meter | Behind the Meter |  | None | Complete Solar | PSE&G | Eligible for TI Program | 2019-10-18 | 2019-10-18 | 2021-10-30 | SolarEdge Technologies SE10000A-US RGM | SE10000A-US RGM | Inverters | 10000 |  | 1 |  |  | 0.97 |  | Outdoor | by MSP
NJSTRE1545383323 | NJSRRE1543060860 | Transition Incentive Program | Belvidere | 7823 | 2 | 18.27 | Residential | Yes | Behind the Meter | Behind the Meter |  | None | Pro Custom Solar dba Momentum Solar | JCP&L | Eligible for TI Program | 2019-11-08 | 2019-11-13 | 2021-10-30 | Enphase Energy | IQ6-60-2-US | Inverters | 240 |  | 58 |  |  | 0.97 |  | Outdoor | Roof
NJSTRE1545383332 | NJSRRE1542422817 | Transition Incentive Program | Jersey City | 7306 | 8 | 5.7 | Residential | Yes | Behind the Meter | Behind the Meter |  | None | Pro Custom Solar dba Momentum Solar | PSE&G | Eligible for TI Program | 2019-09-19 | 2019-09-23 | 2021-10-30 | Enphase Energy | IQ7-60-2-US | Inverters | 250 |  | 17 |  |  | 0.97 |  | Outdoor | Roof
NJSTRE1545383335 | NJSRRE1543041649 | Transition Incentive Program | Perth Amboy | 8861 | 11 | 17.33 | Residential | Yes | Behind the Meter | Behind the Meter |  | None | Pro Custom Solar dba Momentum Solar | PSE&G | Eligible for TI Program | 2019-11-06 | 2019-11-11 | 2021-10-30 | Enphase Energy | IQ6-60-2-US | Inverters | 240 |  | 55 |  |  | 0.97 |  | Outdoor | Roof
NJSTRE1545383346 | NJSRRE1542512446 | Transition Incentive Program | Whitesboro | 8252 | 21 | 9.3 | Residential | Yes | Behind the Meter | Behind the Meter |  | None | Orbit Energy & Power, LLC | AC Electric | Eligible for TI Program | 2019-10-07 | 2019-10-09 | 2021-10-30 | enphase | iq7 | Inverters | 240 |  | 30 |  |  | 0.986 |  | Outside | panel
NJSTRE1545383357 | NJSRRE1542445082 | Transition Incentive Program | rahway | 7065 | 10 | 8.24 | Residential | No | Behind the Meter | Behind the Meter |  | None | Whitman Construction, LLC | PSE&G | Eligible for TI Program | 2019-09-26 | 2019-09-30 | 2021-10-30 | Enphase Energy | IQ7-60-2-US | Inverters | 0.24 |  | 27 |  |  | 0.976 |  | Outside | roof
NJSTRE1545383367 | NJSRRE1542521759 | Transition Incentive Program | Lafayette | 7848 | 1 | 20.7 | Residential | Yes | Behind the Meter | Behind the Meter |  | None | Pro Custom Solar dba Momentum Solar | JCP&L | Eligible for TI Program | 2019-10-09 | 2019-10-11 | 2021-10-30 | Enphase Energy | IQ7-60-2-US | Inverters | 250 |  | 60 |  |  | 0.97 |  | Outdoor | Roof
NJSTRE1545383370 | NJSRRE1542521791 | Transition Incentive Program | RARITAN | 8869 | 5 | 7.88 | Residential | Yes | Behind the Meter | Net-metered residential rooftop and canopy |  | None | Vivint Solar Developer, LLC | PSE&G | Accepted | 2019-10-09 | 2019-10-11 | 2021-10-30 | solar edge | SE7600H-US | Inverters | 7600 |  | 1 |  |  | 0.992 |  | Outdoor | near utility meter
NJSTRE1545383387 | NJSRRE1542428682 | Transition Incentive Program | PINE HILL | 8021 | 14 | 11.34 | Residential | Yes | Behind the Meter | Behind the Meter |  | None | Pro Custom Solar dba Momentum Solar | AC Electric | Eligible for TI Program | 2019-09-23 | 2019-09-25 | 2021-10-30 | Enphase Energy | IQ6-60-2-US | Inverters | 250 |  | 36 |  |  | 0.97 |  | Outdoor | Roof
NJSTRE1545383395 | NJSRRE1542511024 | Transition Incentive Program | Dorothy | 8317 | 19 | 20.16 | Residential | Yes | Behind the Meter | Net-metered residential rooftop and canopy |  | None | Suntuity Solar LLC | AC Electric | Accepted | 2019-10-07 | 2019-10-09 | 2021-10-30 | Enphase Energy | IQ7-60-2-US | Inverters | 240 |  | 64 |  |  | 0.97 |  | Outdoor | Behind the PV Modules
NJSTRE1545383243 | NJSRRE1542581360 | Transition Incentive Program | Glassboro | 8028 | 15 | 10.01 | Residential | Yes | Behind the Meter | Behind the Meter |  | None | Pro Custom Solar dba Momentum Solar | AC Electric | Eligible for TI Program | 2019-10-24 | 2019-10-28 | 2021-10-30 | Enphase Energy | IQ7PLUS-72-2-US | Inverters | 295 |  | 29 |  |  | 0.97 |  | Outdoor | Roof
NJSTRE1545383249 | NJSRRE1542528443 | Transition Incentive Program | NORTHFIELD | 8225 | 19 | 2.52 | Residential | Yes | Behind the Meter | Net-metered residential rooftop and canopy |  | None | Vivint Solar Developer, LLC | AC Electric | Accepted | 2019-10-11 | 2019-10-15 | 2021-10-30 | solar edge | SE3800H-US | Inverters | 3800 |  | 1 |  |  | 0.992 |  | Outdoor | near utility meter
NJSTRE1545383271 | NJSRRE1542511139 | Transition Incentive Program | Glen Rock | 7452 | 7 | 16.58 | Residential | No | Behind the Meter | Behind the Meter |  | None | Green Power Energy | PSE&G | Eligible for TI Program | 2019-10-07 | 2019-10-09 | 2021-10-30 | Solar Edge | SE7600H-US | Inverters | 7600 |  | 2 |  |  | 0.97 |  | Outside | next to meter
NJSTRE1545383276 | NJSRRE1543315720 | Transition Incentive Program | Sayerville | 8872 | 11 | 11.78 | Residential | Yes | Behind the Meter | Net-metered residential rooftop and canopy |  | None | Solar Energy World | JCP&L | Accepted | 2019-11-14 | 2019-11-19 | 2021-10-30 | Solar Edge | SE6000H-USRGM | Inverters | 6000 |  | 1 |  |  | 0.983 |  | Outdoor | near meter
NJSTRE1545383277 | NJSRRE1542575989 | Transition Incentive Program | Logan Township | 8014 | 15 | 15.19 | Residential | Yes | Behind the Meter | Behind the Meter |  | None | Orbit Energy & Power, LLC | AC Electric | Eligible for TI Program | 2019-10-22 | 2019-10-24 | 2021-10-30 | enphase | iq7 | Inverters | 240 |  | 49 |  |  | 0.986 |  | Outside | panel
NJSTRE1545383299 | NJSRRE1543019087 | Transition Incentive Program | Pleasantville | 8232 | 19 | 4.16 | Residential | No | Behind the Meter | Net-metered residential rooftop and canopy |  | None | Castle Energy, LLC | AC Electric | Accepted | 2019-11-05 | 2019-11-07 | 2021-10-30 | Enphase Energy | IQ7-60-2-US | Inverters | 240 |  | 13 |  |  | 0.967 |  | Outside | on the rooftop under each solar panel
NJSTRE1545383305 | NJSRRE1542850373 | Transition Incentive Program | Linden | 7036 | 10 | 6.62 | Residential | Yes | Behind the Meter | Net-metered residential rooftop and canopy |  | None | Vivint Solar Developer, LLC | PSE&G | Accepted | 2019-10-31 | 2019-11-04 | 2021-10-30 | solar edge | SE7600H-US | Inverters | 7600 |  | 1 |  |  | 0.992 |  | Outdoor | Near the utility meter
NJSTRE1545383315 | NJSRRE1542851471 | Transition Incentive Program | Hackettstown | 7840 | 2 | 13.05 | Residential | Yes | Behind the Meter | Behind the Meter |  | None | Sunrun Installation Services, Inc. | JCP&L | Eligible for TI Program | 2019-10-31 | 2019-11-05 | 2021-10-30 | SolarEdge Technologies | SE10000H-USRGM | Inverters | 10000 |  | 1 |  |  | 0.96 |  | Outdoor | Next To Meter
NJSTRE1545383325 | NJSRRE1542443703 | Transition Incentive Program | MILLVILLE | 8332 | 20 | 3.47 | Residential | Yes | Behind the Meter | Net-metered residential rooftop and canopy |  | None | Vivint Solar Developer, LLC | AC Electric | Accepted | 2019-09-26 | 2019-09-30 | 2021-10-30 | SolarEdge | SE3800H-US | Inverters | 3800 |  | 1 |  |  | 0.992 |  | Outdoor | Near the Utility Meter
NJSTRE1545383331 | NJSRRE1542582557 | Transition Incentive Program | Paterson City | 7502 | 6 | 6.96 | Residential | Yes | Behind the Meter | Behind the Meter |  | None | Sunrun Installation Services, Inc. | PSE&G | Eligible for TI Program | 2019-10-24 | 2019-10-28 | 2021-10-30 | Delta Electronics | M6-TL-US | Inverters | 5760 |  | 1 |  |  | 0.96 |  | Outdoor | Next To Meter
NJSTRE1545383341 | NJSRRE1542557006 | Transition Incentive Program | VINELAND | 8360 | 20 | 3.47 | Residential | Yes | Behind the Meter | Behind the Meter |  | None | Trinity Solar | Vineland Muni Electric | Eligible for TI Program | 2019-10-18 | 2019-10-22 | 2021-10-30 | Solar Edge | SE3000 | Inverters | 3000 |  | 1 |  |  | 0.97 |  | Outside | side of home
NJSTRE1545383347 | NJSRRE1542444944 | Transition Incentive Program | Williamstown | 8094 | 15 | 6.67 | Residential | Yes | Behind the Meter | Behind the Meter |  | None | Sunrun Installation Services, Inc. | AC Electric | Eligible for TI Program | 2019-09-26 | 2019-09-30 | 2021-10-30 | Ningbo Ginlong Technologies | Solis-1P6K-4G-US | Inverters | 6000 |  | 1 |  |  | 0.96 |  | Outdoor | Next To Meter
NJSTRE1545263986 |  | Transition Incentive Program | Hamilton (Trenton) | 8690 | 12 | 9.43 | Residential | No | Behind the Meter | Net-metered residential rooftop and canopy |  | None | Kopp Electric Company | PSE&G | Accepted | 2020-07-08 | 2020-07-13 | 2021-07-13 | CertainTeed | CT325HC11-04 | Solar Panels |  | 0.325 | 4 | 224 | 34 |  | Fixed | Roof
NJSTRE1545264024 |  | Transition Incentive Program | Union Township | 7083 | 10 | 8.71 | Residential | Yes | Behind the Meter | Net-metered residential rooftop and canopy |  | PSEG | Vision Solar LLC | PSE&G | Accepted | 2020-07-08 | 2020-07-13 | 2021-07-13 | LG SOLAR | LG335N1K-V5 | Solar Panels |  | 0.335 | 12 | 310 | 23 |  | Fixed | Roof
NJSTRE1545264066 |  | Transition Incentive Program | VOORHEES | 8043 | 14 | 9.1 | Residential | Yes | Behind the Meter | Net-metered residential rooftop and canopy |  | None | Vivint Solar Developer, LLC | PSE&G | Accepted | 2020-07-27 | 2020-07-27 | 2021-10-30 | JINKO SOLAR | JKM325M-60HL | Solar Panels |  | 0.325 | 14 | 88 | 23 |  | Fixed | Roof
NJSTRE1545264066 |  | Transition Incentive Program | VOORHEES | 8043 | 14 | 9.1 | Residential | Yes | Behind the Meter | Net-metered residential rooftop and canopy |  | None | Vivint Solar Developer, LLC | PSE&G | Accepted | 2020-07-27 | 2020-07-27 | 2021-10-30 | Jinko Solar | JKM325M-60HBL | Solar Panels |  | 0.325 | 8 | 88 | 23 |  | Fixed | Roof
NJSTRE1545270865 |  | Transition Incentive Program | Marlboro | 7746 | 17 | 13.41 | Residential | No | Behind the Meter | Net-metered residential rooftop and canopy |  | None | SunnyMac LLC | JCP&L | Accepted | 2020-07-08 | 2020-07-14 | 2021-07-14 | enphase | IIQ7XS-96 ACM us | Solar Panels |  | 0.327 | 41 | 12 | 0.9 |  | Fixed | Roof | roof
NJSTRE1545270850 |  | Transition Incentive Program | Spring Lake | 7762 | 17 | 8.51 | Residential | No | Behind the Meter | Net-metered residential rooftop and canopy |  | None | Powerlutions | JCP&L | Final As-Built Received | 2020-07-08 | 2020-07-14 | 2021-10-30 | Solaria | Solaria PowerXT-370R-PD | Solar Panels |  | 0.37 | 14 | 282 | 13 |  | Fixed | Roof
NJSTRE1545270913 |  | Transition Incentive Program | Union NJ USA | 7083 | 10 | 6.1 | Residential | Yes | Behind the Meter | Net-metered residential rooftop and canopy |  | None | Sunrun, Inc. | PSE&G | Accepted | 2020-07-08 | 2020-07-14 | 2021-07-14 | LONGi Green Energy Technology Co Ltd | LR6-60HPB-305M | Solar Panels |  | 0.305 | 8 | 120 | 38 |  | Fixed | Roof
NJSTRE1545270942 |  | Transition Incentive Program | Egg Harbor Township | 8234 | 19 | 10.54 | Residential | No | Behind the Meter | Net-metered residential rooftop and canopy |  | None | Pro Custom Solar dba Momentum Solar | AC Electric | Accepted | 2020-07-08 | 2020-07-14 | 2021-07-14 | HANWHA | Q.PEAK DUO BLK G6+ 340 | Solar Panels |  | 0.34 | 31 | 246 | 23 |  | Fixed | Roof
NJSTRE1545270919 |  | Transition Incentive Program | Margate City | 8402 | 19 | 11.9 | Residential | No | Behind the Meter | Net-metered residential rooftop and canopy |  | None | NJ Solar Power, LLC | AC Electric | Accepted | 2020-07-08 | 2020-07-14 | 2021-07-14 | Panasonic | VBHN340SA17 | Solar Panels |  | 0.34 | 3 | 233 | 27 |  | Fixed | Roof | Roof 4
NJSTRE1545270959 |  | Transition Incentive Program | Newton | 7860 | 1 | 11.47 | Residential | Yes | Behind the Meter | Net-metered residential rooftop and canopy |  | None | Bright Planet Solar | JCP&L | Accepted | 2020-07-08 | 2020-07-14 | 2021-07-14 | LONGI | LR6-60HPB-310M | Solar Panels |  | 0.31 | 8 | 306 | 22 |  | Fixed | Roof
NJSTRE1545273125 |  | Transition Incentive Program | Union City | 7087 | 8 | 3.5 | Residential | Yes | Behind the Meter | Net-metered residential rooftop and canopy |  | None | Pro Custom Solar dba Momentum Solar | PSE&G | Accepted | 2020-07-08 | 2020-07-14 | 2021-07-14 | LG ELECTRONICS | LG 350N1C-V5 | Solar Panels |  | 0.35 | 10 | 208 | 5 |  | Fixed | Roof
NJSTRE1545273278 |  | Transition Incentive Program | Voorhees | 8043 | 14 | 9.38 | Residential | Yes | Behind the Meter | Net-metered residential rooftop and canopy |  | PSEG | Vision Solar LLC | PSE&G | Accepted | 2020-07-08 | 2020-07-14 | 2021-07-14 | LG SOLAR | LG335N1K-V5 | Solar Panels |  | 0.335 | 11 | 176 | 42 |  | Fixed | Roof
NJSTRE1545273369 |  | Transition Incentive Program | Willingboro | 8046 | 13 | 9.8 | Residential | Yes | Behind the Meter | Net-metered residential rooftop and canopy |  | None | Pro Custom Solar dba Momentum Solar | PSE&G | Accepted | 2020-07-08 | 2020-07-14 | 2021-07-14 | LG ELECTRONICS | LG 350N1C-V5 | Solar Panels |  | 0.35 | 10 | 174 | 43 |  | Fixed | Roof
NJSTRE1545383382 | NJSRRE1542543847 | Transition Incentive Program | Toms River | 8753 | 18 | 10.71 | Residential | Yes | Behind the Meter | Behind the Meter |  | None | Trinity Solar | JCP&L | Eligible for TI Program | 2019-10-15 | 2019-10-17 | 2021-10-30 | Solar Edge | SE10000 | Inverters | 10000 |  | 1 |  |  | 0.97 |  | Outside | side of home
NJSTRE1545383413 | NJSRRE1542575025 | Transition Incentive Program | Teaneck TWP | 7666 | 7 | 7.19 | Residential | No | Behind the Meter | Net-metered residential rooftop and canopy |  | None | SunPower Capital LLC | PSE&G | Accepted | 2019-10-22 | 2019-10-24 | 2021-10-30 | SUNPOWER | E20-327-E-AC | Inverters | 0.32 |  | 22 |  |  | 0.96 |  | Other | BEHIND PANELS
NJSTRE1545383424 | NJSRRE1542575993 | Transition Incentive Program | Howell | 7731 | 17 | 13.5 | Residential | No | Behind the Meter | Behind the Meter |  | JCPL | EMT Renewables | JCP&L | Eligible for TI Program | 2019-10-22 | 2019-10-24 | 2021-10-30 | SolarEdge | SE11400H-US | Inverters | 11400 |  | 1 |  |  | 0.95 |  | Other | Next to meter.
NJSTRE1545383428 | NJSRRE1542528198 | Transition Incentive Program | Holmdel | 7733 | 17 | 21.11 | Residential | No | Behind the Meter | Behind the Meter |  | None | Pro Custom Solar dba Momentum Solar | JCP&L | Eligible for TI Program | 2019-10-11 | 2019-10-15 | 2021-10-30 | Enphase Energy | IQ7-60-2-US | Inverters | 250 |  | 67 |  |  | 0.97 |  | Outdoor | Roof
NJSTRE1545383437 | NJSRRE1542461715 | Transition Incentive Program | NORTHFIELD | 8225 | 19 | 2.52 | Residential | Yes | Behind the Meter | Net-metered residential rooftop and canopy |  | None | Vivint Solar Developer, LLC | AC Electric | Accepted | 2019-10-01 | 2019-10-02 | 2021-10-30 | SOLAREDGE | SE3800H-US000BNC4 | Inverters | 3800 |  | 1 |  |  | 0.992 |  | Outdoor | Near The Utility Meter
NJSTRE1545383443 | NJSRRE1542548403 | Transition Incentive Program | Sicklerville | 8081 | 14 | 4.41 | Residential | Yes | Behind the Meter | Net-metered residential rooftop and canopy |  | None | Vivint Solar Developer, LLC | AC Electric | Accepted | 2019-10-16 | 2019-10-18 | 2021-10-30 | Solar Edge | SE3800H-US000BNC4 | Inverters | 3800 |  | 1 |  |  | 0.992 |  | Outdoor | Near the Utility Meter
NJSTRE1545383450 | NJSRRE1542806204 | Transition Incentive Program | Pleasantville | 8232 | 19 | 4.64 | Residential | Yes | Behind the Meter | Behind the Meter |  | None | Sunrun, Inc. | AC Electric | Eligible for TI Program | 2019-10-30 | 2019-11-01 | 2021-10-30 | Delta Electronics | M4-TL-US | Inverters | 3840 |  | 1 |  |  | 0.96 |  | Outdoor | Next To Meter
NJSTRE1545383454 | NJSRRE1542544090 | Transition Incentive Program | Keyport | 7735 | 17 | 12.6 | Residential | Yes | Behind the Meter | Net-metered residential rooftop and canopy |  | None | Vivint Solar Developer, LLC | JCP&L | Accepted | 2019-10-15 | 2019-10-17 | 2021-10-30 | SOLAR EDGE | SE10000H-US000BNC4 | Inverters | 10000 |  | 1 |  |  | 0.992 |  | Outdoor | Near the Utility Meter
NJSTRE1545383480 | NJSRRE1542909264 | Transition Incentive Program | Egg Harbor Township | 8234 | 19 | 20.88 | Residential | Yes | Behind the Meter | Behind the Meter |  | None | Sunrun Installation Services, Inc. | AC Electric | Eligible for TI Program | 2019-11-04 | 2019-11-06 | 2021-10-30 | SolarEdge Technologies | SE6000H-USRGM | Inverters | 6000 |  | 1 |  |  | 0.96 |  | Outdoor | Next To Meter
NJSTRE1545383482 | NJSRRE1542581286 | Transition Incentive Program | Mullica Hill | 8062 | 15 | 8.19 | Residential | No | Behind the Meter | Net-metered residential rooftop and canopy |  | None | Suntuity Solar LLC | AC Electric | Accepted | 2019-10-24 | 2019-10-28 | 2021-10-30 | Enphase Energy | IQ7-60-2-US | Inverters | 240 |  | 26 |  |  | 0.97 |  | Outdoor | Behind the PV Modules
NJSTRE1545383499 | NJSRRE1542554111 | Transition Incentive Program | Union Twp Uni | 7083 | 10 | 6.67 | Residential | No | Behind the Meter | Behind the Meter |  | None | Sunrun Installation Services, Inc. | PSE&G | Eligible for TI Program | 2019-10-17 | 2019-10-21 | 2021-10-30 | Ningbo Ginlong Technologies | Solis-1P5K-4G-US | Inverters | 5000 |  | 1 |  |  | 0.96 |  | Outdoor | Next To Meter
NJSTRE1545383506 | NJSRRE1543067476 | Transition Incentive Program | Franklin Township | 8873 | 5 | 15.84 | Residential | No | Behind the Meter | Behind the Meter |  | None | Green Power Energy | PSE&G | Eligible for TI Program | 2019-11-12 | 2019-11-14 | 2021-10-30 | SolarEdge | SE7600H-US | Inverters | 7600 |  | 2 |  |  | 0.97 |  | Outside | Next to meter
NJSTRE1545383316 | NJSRRE1542579346 | Transition Incentive Program | Perth Amboy | 8861 | 11 | 2.94 | Residential | Yes | Behind the Meter | Behind the Meter |  | None | Seabright Solar | PSE&G | Eligible for TI Program | 2019-10-23 | 2019-10-25 | 2021-10-30 | Sunpower | SPR-E20-327 | Inverters | 0.32 |  | 9 |  |  | 0.99 |  | Outside | Roof
NJSTRE1545383317 | NJSRRE1542556287 | Transition Incentive Program | Mays Landing | 8330 | 19 | 5.67 | Residential | Yes | Behind the Meter | Net-metered residential rooftop and canopy |  | None | Vivint Solar Developer, LLC | AC Electric | Accepted | 2019-10-18 | 2019-10-22 | 2021-10-30 | Solar Edge | SE3800H-US000BNC4 | Inverters | 3800 |  | 1 |  |  | 0.992 |  | Outdoor | Near the Utility Meter
NJSTRE1545383326 | NJSRRE1542461197 | Transition Incentive Program | Sicklerville | 8081 | 14 | 7.59 | Residential | Yes | Behind the Meter | Behind the Meter |  | None | Pro Custom Solar dba Momentum Solar | AC Electric | Eligible for TI Program | 2019-09-30 | 2019-10-02 | 2021-10-30 | Enphase Energy | IQ7-60-2-US | Inverters | 250 |  | 22 |  |  | 0.97 |  | Outdoor | Roof
NJSTRE1545383337 | NJSRRE1543065263 | Transition Incentive Program | Egg Harbor Township | 8234 | 19 | 13.32 | Residential | No | Behind the Meter | Behind the Meter |  | None | Green Power Energy | AC Electric | Eligible for TI Program | 2019-11-11 | 2019-11-13 | 2021-10-30 | SolarEdge | SE11400H-US | Inverters | 11400 |  | 1 |  |  | 0.97 |  | Outside | Next to meter
NJSTRE1545383348 | NJSRRE1542581454 | Transition Incentive Program | Florence Township | 8518 | 13 | 6.21 | Residential | Yes | Behind the Meter | Behind the Meter |  | None | Pro Custom Solar dba Momentum Solar | PSE&G | Eligible for TI Program | 2019-10-24 | 2019-10-28 | 2021-10-30 | Enphase Energy | IQ7PLUS-72-2-US | Inverters | 295 |  | 18 |  |  | 0.97 |  | Outdoor | Roof
NJSTRE1545383353 | NJSRRE1542501216 | Transition Incentive Program | Bridgeton | 8302 | 20 | 7.04 | Residential | Yes | Behind the Meter | Behind the Meter |  | None | Skyline Solar, LLC | AC Electric | Eligible for TI Program | 2019-10-03 | 2019-10-08 | 2021-10-30 | SolarEdge | SE5000H-US | Inverters | 5000 |  | 1 |  |  | 0.99 |  | Outside | within ten feet of meter
NJSTRE1545383376 | NJSRRE1542543932 | Transition Incentive Program | Hackensack City | 7601 | 7 | 8.12 | Residential | Yes | Behind the Meter | Behind the Meter |  | None | Sunrun Installation Services, Inc. | PSE&G | Eligible for TI Program | 2019-10-15 | 2019-10-17 | 2021-10-30 | Ningbo Ginlong Technologies | Solis-1P9K-4G-US | Inverters | 9000 |  | 1 |  |  | 0.96 |  | Outdoor | Next To Meter
NJSTRE1545383385 | NJSRRE1542470095 | Transition Incentive Program | Manahawkin | 8050 | 18 | 7.05 | Residential | Yes | Behind the Meter | Behind the Meter |  | None | Pro Custom Solar dba Momentum Solar | AC Electric | Eligible for TI Program | 2019-10-01 | 2019-10-03 | 2021-10-30 | Enphase Energy | IQ7-60-2-US | Inverters | 250 |  | 22 |  |  | 0.97 |  | Outdoor | Roof
NJSTRE1545383411 | NJSRRE1542562044 | Transition Incentive Program | Trenton City | 8618 | 12 | 3.84 | Residential | Yes | Behind the Meter | Behind the Meter |  | None | Skyline Solar, LLC | PSE&G | Eligible for TI Program | 2019-10-21 | 2019-10-23 | 2021-10-30 | SolarEdge | SE3800H-US | Inverters | 3800 |  | 1 |  |  | 0.99 |  | Outside | within ten feet of meter
NJSTRE1545263848 | NJSRRE1544428784 | Transition Incentive Program | North Brunswick | 8902 | 11 | 370.6 | School Public K-12 | Yes | Behind the meter | Net-metered non-residential rooftop and canopy |  | None | Advanced Solar Products, Inc. | PSE&G | Accepted | 2020-02-10 | 2020-02-14 | 2021-10-30 | Longi | lr6-72-340M | Solar Panels |  | 0.34 | 1090 | 168 | 5 |  | Fixed | Roof
NJSTRE1545263852 | NJSRRE1544419970 | Transition Incentive Program | North Brunswick | 8902 | 11 | 344.54 | School Public K-12 | Yes | Behind the meter | Net-metered non-residential rooftop and canopy |  | None | Advanced Solar Products, Inc. | PSE&G | Accepted | 2020-02-10 | 2020-02-14 | 2021-10-30 | Trina | tsm-de14e | Solar Panels |  | 0.345 | 92 | 184 | 5 |  | Fixed | Roof | roof
NJSTRE1545263857 | NJSRRE1541506179 | Transition Incentive Program | Englewood | 7631 | 7 | 191.24 | Commercial | No | Behind the meter | Net-metered non-residential rooftop and canopy |  | None | Green Power Energy | PSE&G | Accepted | 2019-06-28 | 2019-07-15 | 2021-10-30 | Trina Solar | TSM-305DD05A | Solar Panels |  | 0.305 | 242 | 80 | 15 |  | Fixed | Roof
NJSTRE1545383415 | NJSRRE1542625118 | Transition Incentive Program | Milford | 8848 | 4 | 14.96 | Residential | No | Behind the Meter | Behind the Meter |  | None | Green Power energy | JCP&L | Eligible for TI Program | 2019-10-25 | 2019-10-29 | 2021-10-30 | SolarEdge | SE7600H-US | Inverters | 7600 |  | 2 |  |  | 0.97 |  | Outside | Next to Meter
NJSTRE1545383419 | NJSRRE1542443630 | Transition Incentive Program | HAMILTON | 8619 | 12 | 12.29 | Residential | Yes | Behind the Meter | Net-metered residential rooftop and canopy |  | None | Vivint Solar Developer, LLC | PSE&G | Accepted | 2019-09-26 | 2019-09-30 | 2021-10-30 | Solar Edge | SE3800H-US000BNC4 | Inverters | 3800 |  | 1 |  |  | 0.992 |  | Outdoor | near the utility meter
NJSTRE1545383438 | NJSRRE1542443682 | Transition Incentive Program | Iselin | 8830 | 11 | 7.25 | Residential | Yes | Behind the Meter | Behind the Meter |  | None | Pro Custom Solar dba Momentum Solar | PSE&G | Eligible for TI Program | 2019-09-26 | 2019-09-30 | 2021-10-30 | Enphase Energy | IQ7-60-2-US | Inverters | 250 |  | 21 |  |  | 0.97 |  | Outdoor | Roof
NJSTRE1545383449 | NJSRRE1542553955 | Transition Incentive Program | Wenonah | 8090 | 15 | 10.85 | Residential | Yes | Behind the Meter | Behind the Meter |  | None | Orbit Energy & Power, LLC | AC Electric | Eligible for TI Program | 2019-10-17 | 2019-10-21 | 2021-10-30 | enphase | iq7 | Inverters | 240 |  | 35 |  |  | 0.986 |  | Outside | panel
NJSTRE1545383463 | NJSRRE1542430956 | Transition Incentive Program | PLAINFIELD | 7060 | 10 | 10.71 | Residential | Yes | Behind the Meter | Net-metered residential rooftop and canopy |  | None | Vivint Solar Developer, LLC | PSE&G | Accepted | 2019-09-24 | 2019-09-26 | 2021-10-30 | SOLAREDGE | SE7600H-US | Inverters | 7600 |  | 1 |  |  | 0.992 |  | Outdoor | Near Utility Meter
NJSTRE1545383472 | NJSRRE1542481281 | Transition Incentive Program | Burlington City | 8016 | 13 | 9.57 | Residential | Yes | Behind the Meter | Behind the Meter |  | None | Sunrun Installation Services, Inc. | PSE&G | Eligible for TI Program | 2019-10-01 | 2019-10-03 | 2021-10-30 | SolarEdge Technologies | SE7600H-USRGM | Inverters | 7600 |  | 1 |  |  | 0.96 |  | Outdoor | Next To Meter
NJSTRE1545383475 | NJSRRE1542573274 | Transition Incentive Program | North Plainfield | 7060 | 10 | 10.73 | Residential | Yes | Behind the Meter | Behind the Meter |  | None | Sunrun Installation Services, Inc. | PSE&G | Eligible for TI Program | 2019-10-21 | 2019-10-23 | 2021-10-30 | Delta Electronics | M10-TL-US | Inverters | 9600 |  | 1 |  |  | 0.96 |  | Outdoor | Next To Meter
NJSTRE1545383488 | NJSRRE1542684889 | Transition Incentive Program | Keyport | 7735 | 17 | 5.67 | Residential | Yes | Behind the Meter | Behind the Meter |  | None | Trinity Solar | JCP&L | Eligible for TI Program | 2019-10-28 | 2019-10-30 | 2021-10-30 | Solar Edge | SE5000H-US | Inverters | 5000 |  | 1 |  |  | 0.97 |  | Outside | side of home
NJSTRE1545383493 | NJSRRE1542486825 | Transition Incentive Program | phillipsburg | 8865 | 2 | 10.46 | Residential | Yes | Behind the Meter | Net-metered residential rooftop and canopy |  | None | Vision Solar LLC | JCP&L | Accepted | 2019-10-02 | 2019-10-04 | 2021-10-30 | sunpower | e20-327-e-ac | Inverters | 0.32 |  | 32 |  |  | 0.96 |  | Other | behind panels
NJSTRE1545383500 | NJSRRE1542500995 | Transition Incentive Program | Linden | 7036 | 10 | 10.4 | Residential | Yes | Behind the Meter | Net-metered residential rooftop and canopy |  | None | Vivint Solar Developer, LLC | PSE&G | Accepted | 2019-10-18 | 2019-10-21 | 2021-10-30 | SOLAREDGE | SE3800H-US000BNC4 | Inverters | 3800 |  | 1 |  |  | 0.992 |  | Outdoor | Near The Utility Meter
NJSTRE1545383504 | NJSRRE1542524942 | Transition Incentive Program | Jersey City | 7302 | 8 | 6.62 | Residential | No | Behind the Meter | Net-metered residential rooftop and canopy |  | None | Tesla Energy Operations | PSE&G | Accepted | 2019-10-10 | 2019-10-14 | 2021-10-30 | SOLAREDGE # | SE7600H-US000SNC2 | Inverters | 7600 |  | 1 |  |  | 0.99 |  | Outside | Outside
NJSTRE1545383509 | NJSRRE1543417187 | Transition Incentive Program | Belleville | 7109 | 9 | 6.93 | Residential | No | Behind the Meter | Net-metered residential rooftop and canopy |  | None | Suntuity Solar LLC | PSE&G | Accepted | 2019-11-18 | 2019-11-20 | 2021-10-30 | Enphase Energy | IQ7-60-2-US | Inverters | 240 |  | 22 |  |  | 0.97 |  | Outdoor | Behind the PV Modules
NJSTRE1545383399 | NJSRRE1542445143 | Transition Incentive Program | NEWARK | 7104 | 9 | 6.4 | Residential | No | Behind the Meter | Behind the Meter |  | None | Infinity Solar Systems | PSE&G | Eligible for TI Program | 2019-09-26 | 2019-09-30 | 2021-10-30 | ENPHASE | IQ7-60-X-US | Inverters | 240 |  | 20 |  |  | 0.97 |  | Other | MICROINVERTERS
NJSTRE1545383406 | NJSRRE1542430747 | Transition Incentive Program | North Bergen | 7047 | 8 | 12.29 | Residential | No | Behind the Meter | Net-metered residential rooftop and canopy |  | None | Suntuity Solar LLC | PSE&G | Accepted | 2019-09-24 | 2019-09-25 | 2021-10-30 | Enphase Energy | IQ7-60-2-US | Inverters | 240 |  | 39 |  |  | 0.97 |  | Outdoor | Behind the PV Modules
NJSTRE1545383409 | NJSRRE1542512870 | Transition Incentive Program | Irvington | 7111 | 9 | 11.12 | Residential | Yes | Behind the Meter | Net-metered residential rooftop and canopy |  | None | Sunpower Capital | PSE&G | Accepted | 2019-10-07 | 2019-10-10 | 2021-10-30 | sunpower | e20-327-e-ac | Inverters | 0.32 |  | 34 |  |  | 0.96 |  | Other | behind panels
NJSTRE1545383434 | NJSRRE1542424454 | Transition Incentive Program | Hackensack | 7601 | 7 | 6.93 | Residential | Yes | Behind the Meter | Behind the Meter |  | None | Trinity Solar | PSE&G | Eligible for TI Program | 2019-09-20 | 2019-09-24 | 2021-10-30 | Solar Edge | SE6000H-US | Inverters | 6000 |  | 1 |  |  | 0.97 |  | Outdoor | side of home
NJSTRE1545383445 | NJSRRE1542553129 | Transition Incentive Program | Englewood city | 7631 | 7 | 8.83 | Residential | No | Behind the Meter | Net-metered residential rooftop and canopy |  | None | SunPower Capital LLC | PSE&G | Accepted | 2019-11-01 | 2019-11-01 | 2021-10-30 | sunpower | e20-327-e-ac | Inverters | 0.32 |  | 27 |  |  | 0.96 |  | Other | behind panels
NJSTRE1545383447 | NJSRRE1543315518 | Transition Incentive Program | Bridgewater | 8807 | 5 | 8.82 | Residential | Yes | Behind the Meter | Net-metered residential rooftop and canopy |  | None | Vivint Solar Developer, LLC | PSE&G | Accepted | 2019-11-19 | 2019-11-19 | 2021-10-30 | SOLAREDGE | SE7600H-US000BNC4 | Inverters | 7600 |  | 1 |  |  | 0.992 |  | Outdoor | Near the Utility Meter
NJSTRE1545383466 | NJSRRE1542713743 | Transition Incentive Program | Metuchen | 8840 | 11 | 3.48 | Residential | Yes | Behind the Meter | Behind the Meter |  | None | Sunrun Installation Services, Inc. | PSE&G | Eligible for TI Program | 2019-10-29 | 2019-10-31 | 2021-10-30 | SolarEdge Technologies | SE3000H-USRGM | Inverters | 3000 |  | 1 |  |  | 0.96 |  | Outdoor | Next To Meter
NJSTRE1545383474 | NJSRRE1543152999 | Transition Incentive Program | PILESGROVE | 8098 | 16 | 29.61 | Residential | Yes | Behind the Meter | Net-metered residential rooftop and canopy |  | None | Vivint Solar Developer, LLC | AC Electric | Accepted | 2019-12-13 | 2019-12-16 | 2021-10-30 | Solar Edge | SE10000H-US | Inverters | 10000 |  | 2 |  |  | 0.992 |  | Outdoor | Near the utility meter
NJSTRE1545383483 | NJSRRE1542528121 | Transition Incentive Program | Irvington Town | 7111 | 9 | 3.84 | Residential | Yes | Behind the Meter | Behind the Meter |  | None | Skyline Solar, LLC | PSE&G | Eligible for TI Program | 2019-10-11 | 2019-10-15 | 2021-10-30 | SolarEdge | SE3800H-US | Inverters | 3800 |  | 1 |  |  | 0.99 |  | Outside | within ten feet of meter
NJSTRE1545383484 | NJSRRE1542579706 | Transition Incentive Program | BERGENFIELD | 7621 | 7 | 2.9 | Residential | No | Behind the Meter | Behind the Meter |  | None | Infinity Solar Systems | PSE&G | Eligible for TI Program | 2019-10-23 | 2019-10-25 | 2021-10-30 | ENPHASE | IQ7-60-X-US | Inverters | 240 |  | 10 |  |  | 0.97 |  | Other | MICROINVERTERS
NJSTRE1545383487 | NJSRRE1542512791 | Transition Incentive Program | Montclair | 7042 | 9 | 8.91 | Residential | No | Behind the Meter | Behind the Meter |  | None | Sunrun Installation Services, Inc. | PSE&G | Eligible for TI Program | 2019-10-07 | 2019-10-10 | 2021-10-30 | SolarEdge Technologies | SE7600A-USS2RGM | Inverters | 7600 |  | 1 |  |  | 0.96 |  | Outdoor | Next To Meter
NJSTRE1545383516 | NJSRRE1542554451 | Transition Incentive Program | Newark | 7106 | 9 | 4.73 | Residential | Yes | Behind the Meter | Behind the Meter |  | None | Pro Custom Solar dba Momentum Solar | PSE&G | Eligible for TI Program | 2019-10-17 | 2019-10-21 | 2021-10-30 | Enphase Energy | IQ7-60-2-US | Inverters | 250 |  | 15 |  |  | 0.97 |  | Outdoor | Roof
NJSTRE1545382149 | NJSRRE1541708799 | Transition Incentive Program | Belvidere | 7823 | 2 | 11.6 | Residential | Yes | Behind the Meter | Behind the Meter |  | None | Sunrun Installation Services, Inc. | JCP&L | Eligible for TI Program | 2019-07-26 | 2019-07-31 | 2021-10-30 | Ningbo Ginlong Technologies | Solis-1P9K-4G-US | Inverters | 9000 |  | 1 |  |  | 0.96 |  | Outdoor | Next To Meter
NJSTRE1545382170 | NJSRRE1540384107 | Transition Incentive Program | Marlton | 8053 | 13 | 71.18 | Commercial | No | Behind the Meter | Net-metered non-residential rooftop and canopy |  | None | Dynamic Energy Solutions, LLC | PSE&G | Accepted | 2019-02-22 | 2019-02-25 | 2021-10-30 | Chint Power Systems | CPS-SCA36KTL | Inverters | 36000 |  | 13 |  |  | 0.985 |  | Outside | N/A
NJSTRE1545382173 | NJSRRE1541692897 | Transition Incentive Program | Mizpah | 8342 | 19 | 9.15 | Residential | No | Behind the Meter | Behind the Meter |  | None | Azimuth Renewable Energy | AC Electric | Eligible for TI Program | 2019-07-22 | 2019-08-22 | 2021-10-30 | Enphase | IQ 7 | Inverters | 0.24 |  | 30 |  |  | 0.975 |  | Other | ground mount
NJSTRE1545382176 | NJSRRE1541722842 | Transition Incentive Program | Green Brook Township | 8812 | 11 | 13.14 | Residential | No | Behind the Meter | Behind the Meter |  | None | Sunrun Installation Services, Inc. | PSE&G | Eligible for TI Program | 2019-07-31 | 2019-08-05 | 2021-10-30 | Ningbo Ginlong Technologies | Solis-1P7.6K-4G-US | Inverters | 7600 |  | 1 |  |  | 0.96 |  | Outdoor | Next To Meter
NJSTRE1545382188 | NJSRRE1541712566 | Transition Incentive Program | Salem | 8079 | 16 | 14.88 | Residential | Yes | Behind the Meter | Net-metered residential rooftop and canopy |  | None | Suntuity Solar LLC | AC Electric | Accepted | 2019-07-29 | 2019-08-01 | 2021-10-30 | Enphase Energy | IQ7-60-2-US | Inverters | 240 |  | 48 |  |  | 0.97 |  | Outdoor | Behind the PV Modules
NJSTRE1545382207 | NJSRRE1541722706 | Transition Incentive Program | Willingboro | 8046 | 13 | 4.65 | Residential | No | Behind the Meter | Net-metered residential rooftop and canopy |  | None | Palmetto Solar | PSE&G | Accepted | 2019-08-02 | 2019-08-05 | 2021-10-30 | SolarEdge | SE3800H-US | Inverters | 3800 |  | 1 |  |  | 0.99 |  | Outdoor | Side of the house
NJSTRE1545382210 | NJSRRE1541708880 | Transition Incentive Program | Little Falls | 7424 | 6 | 17.4 | Residential | Yes | Behind the Meter | Behind the Meter |  | None | Sunrun Installation Services, Inc. | PSE&G | Eligible for TI Program | 2019-07-26 | 2019-07-31 | 2021-10-30 | SolarEdge Technologies | SE11400H-USRGM | Inverters | 11400 |  | 1 |  |  | 0.96 |  | Outdoor | Next To Meter
NJSTRE1545382226 | NJSRRE1541845132 | Transition Incentive Program | Hamilton Twp Mer | 8610 | 12 | 4.35 | Residential | No | Behind the Meter | Behind the Meter |  | None | Sunrun Installation Services, Inc. | PSE&G | Eligible for TI Program | 2019-08-15 | 2019-08-23 | 2021-10-30 | SolarEdge Technologies | SE3800H-USRGM | Inverters | 3800 |  | 1 |  |  | 0.96 |  | Outdoor | Next To Meter
NJSTRE1545382258 | NJSRRE1541851710 | Transition Incentive Program | Clifton City | 7013 | 6 | 22.77 | Residential | No | Behind the Meter | Behind the Meter |  | None | Sunrun Installation Services, Inc. | PSE&G | Eligible for TI Program | 2019-08-16 | 2019-08-23 | 2021-10-30 | SolarEdge Technologies | SE7600H-USRGM | Inverters | 7600 |  | 1 |  |  | 0.96 |  | Outdoor | Next To Meter
NJSTRE1545382259 | NJSRRE1541851706 | Transition Incentive Program | Woodbury | 8096 | 15 | 4.64 | Residential | Yes | Behind the Meter | Behind the Meter |  | None | Sunrun Installation Services, Inc. | PSE&G | Eligible for TI Program | 2019-08-16 | 2019-08-23 | 2021-10-30 | Ningbo Ginlong Technologies | Solis-1P3.6K-4G-US | Inverters | 3600 |  | 1 |  |  | 0.96 |  | Outdoor | Next To Meter
NJSTRE1545382265 | NJSRRE1541841345 | Transition Incentive Program | Estell Manor | 8319 | 19 | 9.48 | Residential | Yes | Behind the Meter | Behind the Meter |  | None | GenRenew, LLC | AC Electric | Eligible for TI Program | 2019-08-15 | 2019-08-23 | 2021-10-30 | sunpower | MI-320-US208/240-10 | Inverters | 320 |  | 29 |  |  | 0.96 |  | Outdoor | microinverters located under modules
NJSTRE1545382275 | NJSRRE1541835513 | Transition Incentive Program | Woodbridge Township | 7001 | 11 | 17.42 | Residential | Yes | Behind the Meter | Behind the Meter |  | None | Pro Custom Solar dba Momentum Solar | PSE&G | Eligible for TI Program | 2019-08-14 | 2019-08-23 | 2021-10-30 | Enphase Energy | IQ7-60-2-US | Inverters | 250 |  | 52 |  |  | 0.97 |  | Outdoor | Roof
NJSTRE1545383515 | NJSRRE1542584354 | Transition Incentive Program | Deptford | 8096 | 15 | 15.19 | Residential | Yes | Behind the Meter | Behind the Meter |  | None | Orbit Energy & Power, LLC | PSE&G | Eligible for TI Program | 2019-10-25 | 2019-10-28 | 2021-10-30 | enphase | iq7 | Inverters | 240 |  | 49 |  |  | 0.986 |  | Outside | panel
NJSTRE1545383521 | NJSRRE1543369555 | Transition Incentive Program | Mountainside Boro | 7092 | 10 | 11.97 | Residential | No | Behind the Meter | Net-metered residential rooftop and canopy |  | None | Solar Spectrum LLC | PSE&G | Accepted | 2019-11-15 | 2019-11-20 | 2021-10-30 | SolarEdge Tech. | SE10000H-US | Inverters | 42 |  | 1 |  |  | 0.99 |  | Outdoor | near meter
NJSTRE1545383535 | NJSRRE1542441542 | Transition Incentive Program | Haledon | 7508 | 6 | 7.83 | Residential | Yes | Behind the Meter | Behind the Meter |  | None | Sunrun Installation Services, Inc. | PSE&G | Eligible for TI Program | 2019-09-25 | 2019-09-27 | 2021-10-30 | Ningbo Ginlong Technologies | Solis-1P6K-4G-US | Inverters | 6000 |  | 1 |  |  | 0.96 |  | Outdoor | Next To Meter
NJSTRE1545383536 | NJSRRE1542642827 | Transition Incentive Program | WESTWOOD | 7675 | 7 | 6.62 | Residential | Yes | Behind the Meter | Net-metered residential rooftop and canopy |  | None | Vivint Solar Developer, LLC | PSE&G | Accepted | 2019-10-25 | 2019-10-29 | 2021-10-30 | Solar Edge | SE7600H-US | Inverters | 7600 |  | 1 |  |  | 0.992 |  | Outdoor | Near the utility meter
NJSTRE1545383542 | NJSRRE1542515340 | Transition Incentive Program | Clifton | 7014 | 6 | 14 | Residential | Yes | Behind the Meter | Net-metered residential rooftop and canopy |  | None | SunPower Corporation, Systems | PSE&G | Accepted |  | 2019-10-10 | 2021-10-30 | SUNPOWER | SPR-A400-G-AC | Inverters | 320 |  | 35 |  |  | 0.97 |  | Other | under each panel
NJSTRE1545383565 | NJSRRE1542568740 | Transition Incentive Program | LINWOOD | 8221 | 19 | 20.16 | Residential | No | Behind the Meter | Net-metered residential rooftop and canopy |  | None | Vivint Solar Developer, LLC | AC Electric | Accepted | 2019-10-21 | 2019-10-23 | 2021-10-30 | solar edge | SE7600H-US | Inverters | 7600 |  | 2 |  |  | 0.992 |  | Outdoor | near utility meter
NJSTRE1545383571 | NJSRRE1542907797 | Transition Incentive Program | Willingboro | 8046 | 13 | 15.04 | Residential | No | Behind the Meter | Net-metered residential rooftop and canopy |  | None | Sunpower Capital LLC | PSE&G | Accepted | 2019-11-04 | 2019-11-06 | 2021-10-30 | SunPower | Type E | Inverters | 320 |  | 46 |  |  | 0.92 |  | Outside | na
NJSTRE1545383572 | NJSRRE1543066262 | Transition Incentive Program | Morganville | 7751 | 17 | 8.04 | Residential | No | Behind the Meter | Net-metered residential rooftop and canopy |  | None | Morgan Associates and Consulting LLC | JCP&L | Accepted |  | 2019-11-14 | 2021-10-30 | Enphase | IQ6 | Inverters | 0.3 |  | 24 |  |  | 0.98 |  | Outside | Roof
NJSTRE1545383573 | NJSRRE1543022491 | Transition Incentive Program | VILLAS | 8251 | 21 | 2.52 | Residential | Yes | Behind the Meter | Net-metered residential rooftop and canopy |  | None | Vivint Solar Developer, LLC | AC Electric | Accepted | 2019-11-05 | 2019-11-08 | 2021-10-30 | Solar Edge | SE3800H-US000BNC4 | Inverters | 3800 |  | 1 |  |  | 0.992 |  | Other | Near the Utility Meter
NJSTRE1545383577 | NJSRRE1542685675 | Transition Incentive Program | Englewood City | 7631 | 7 | 3.77 | Residential | No | Behind the Meter | Behind the Meter |  | None | Sunrun Installation Services, Inc. | PSE&G | Eligible for TI Program | 2019-10-28 | 2019-10-30 | 2021-10-30 | Delta Electronics | M4-TL-US | Inverters | 3840 |  | 1 |  |  | 0.96 |  | Outdoor | Next To Meter
NJSTRE1545383578 | NJSRRE1542580024 | Transition Incentive Program | Montgomery | 8502 | 5 | 12.21 | Residential | No | Behind the Meter | Behind the Meter |  | None | Sunrun Installation Services, Inc. | PSE&G | Eligible for TI Program | 2019-10-23 | 2019-10-25 | 2021-10-30 | Delta Electronics | M10-TL-US | Inverters | 9600 |  | 1 |  |  | 0.96 |  | Outdoor | Next To Meter
NJSTRE1545383583 | NJSRRE1543315346 | Transition Incentive Program | Matawan | 7747 | 17 | 10.44 | Residential | No | Behind the Meter | Behind the Meter |  | None | Sunrun Installation Services, Inc. | JCP&L | Eligible for TI Program | 2019-11-14 | 2019-11-19 | 2021-10-30 | Delta Electronics | M10-TL-US | Inverters | 9600 |  | 1 |  |  | 0.96 |  | Outdoor | Next To Meter
NJSTRE1545383372 | NJSRRE1542967118 | Transition Incentive Program | Pleasantville | 8232 | 19 | 9.6 | Residential | Yes | Behind the Meter | Behind the Meter |  | None | Skyline Solar, LLC | AC Electric | Eligible for TI Program | 2019-11-05 | 2019-11-07 | 2021-10-30 | SolarEdge | SE7600H-US | Inverters | 7600 |  | 1 |  |  | 0.99 |  | Outside | within ten feet of meter
NJSTRE1545383377 | NJSRRE1542712804 | Transition Incentive Program | Pitman | 8071 | 15 | 10.24 | Residential | No | Behind the Meter | Behind the Meter |  | None |  | AC Electric | Eligible for TI Program | 2019-10-29 | 2019-10-31 | 2021-10-30 | SolarEdge | SE7600H-US | Inverters | 7600 |  | 1 |  |  | 0.97 |  | Outside | Next to meter
NJSTRE1545383380 | NJSRRE1542956650 | Transition Incentive Program | East Brunswick | 8816 | 11 | 5.8 | Residential | Yes | Behind the Meter | Behind the Meter |  | None | Sunrun Installation Services, Inc. | PSE&G | Eligible for TI Program | 2019-11-05 | 2019-11-06 | 2021-10-30 | Delta Electronics | M5-TL-US | Inverters | 4800 |  | 1 |  |  | 0.96 |  | Outdoor | Next To Meter
NJSTRE1545383381 | NJSRRE1542790406 | Transition Incentive Program | BURLINGTON | 8016 | 13 | 4.73 | Residential | Yes | Behind the Meter | Net-metered residential rooftop and canopy |  | None | Vivint Solar Developer, LLC | PSE&G | Accepted | 2019-10-30 | 2019-11-01 | 2021-10-30 | SOLAREDGE | SE3800H-US000BNC4 | Inverters | 3800 |  | 1 |  |  | 0.992 |  | Outdoor | Near The Utility Meter
NJSTRE1545383391 | NJSRRE1542553945 | Transition Incentive Program | Landing | 7850 | 3 | 7.56 | Residential | Yes | Behind the Meter | Behind the Meter |  | None | Pro Custom Solar dba Momentum Solar | JCP&L | Eligible for TI Program | 2019-10-17 | 2019-10-21 | 2021-10-30 | Enphase Energy | IQ6-60-2-US | Inverters | 240 |  | 24 |  |  | 0.97 |  | Outdoor | Roof
NJSTRE1545383401 | NJSRRE1542498609 | Transition Incentive Program | GREEN BROOK | 8812 | 11 | 11.66 | Residential | Yes | Behind the Meter | Net-metered residential rooftop and canopy |  | None | Vivint Solar Developer, LLC | PSE&G | Accepted | 2019-10-03 | 2019-10-04 | 2021-10-30 | Solar Edge | SE3800H-US000BNC4 | Inverters | 3800 |  | 1 |  |  | 0.992 |  | Outdoor | Near the Utility Meter
NJSTRE1545383405 | NJSRRE1542581743 | Transition Incentive Program | Garfield City | 7026 | 7 | 3.19 | Residential | No | Behind the Meter | Behind the Meter |  | None | Sunrun Installation Services, Inc. | PSE&G | Eligible for TI Program | 2019-10-24 | 2019-10-28 | 2021-10-30 | Delta Electronics | M4-TL-US | Inverters | 3840 |  | 1 |  |  | 0.96 |  | Outdoor | Next To Meter
NJSTRE1545383414 | NJSRRE1542561779 | Transition Incentive Program | Camden | 8102 | 14 | 4.1 | Residential | Yes | Behind the Meter | Net-metered residential rooftop and canopy |  | None | Suntuity Solar LLC | PSE&G | Accepted | 2019-10-21 | 2019-10-22 | 2021-10-30 | Enphase Energy | IQ7-60-2-US | Inverters | 240 |  | 13 |  |  | 0.97 |  | Outdoor | Behind the PV Modules
NJSTRE1545383419 | NJSRRE1542443630 | Transition Incentive Program | HAMILTON | 8619 | 12 | 12.29 | Residential | Yes | Behind the Meter | Net-metered residential rooftop and canopy |  | None | Vivint Solar Developer, LLC | PSE&G | Accepted | 2019-09-26 | 2019-09-30 | 2021-10-30 | Solar Edge | SE7600H-US000BNC4 | Inverters | 7600 |  | 1 |  |  | 0.992 |  | Outdoor | near the utility meter
NJSTRE1545383423 | NJSRRE1542541547 | Transition Incentive Program | Irvington | 7111 | 9 | 6.3 | Residential | Yes | Behind the Meter | Behind the Meter |  | None | Trinity Solar | PSE&G | Eligible for TI Program | 2019-10-14 | 2019-10-16 | 2021-10-30 | Solar Edge | SE5000H-US | Inverters | 5000 |  | 1 |  |  | 0.97 |  | Outdoor | side of home
NJSTRE1545383444 | NJSRRE1542424522 | Transition Incentive Program | Malaga | 8328 | 15 | 12.3 | Residential | Yes | Behind the Meter | Net-metered residential rooftop and canopy |  | None | Bright Planet Solar | AC Electric | Accepted |  | 2019-09-24 | 2021-10-30 | Solar Edge | SE10000H-USRGM | Inverters | 10000 |  | 1 |  |  | 0.98 |  | Outdoor | Next to Meter
NJSTRE1545383448 | NJSRRE1542422765 | Transition Incentive Program | Teaneck | 7666 | 7 | 4.8 | Residential | Yes | Behind the Meter | Net-metered residential rooftop and canopy |  | None | SunPower Corporation, Systems | PSE&G | Accepted |  | 2019-09-23 | 2021-10-30 | SUNPOWER | SPR-A400-G-AC | Inverters | 320 |  | 12 |  |  | 0.97 |  | Other | under each panel
NJSTRE1545273381 |  | Transition Incentive Program | Pennington | 8534 | 12 | 13.3 | Residential | Yes | Behind the Meter | Net-metered residential rooftop and canopy |  | None | Pro Custom Solar dba Momentum Solar | PSE&G | Accepted | 2020-07-08 | 2020-07-14 | 2021-07-14 | LG ELECTRONICS | LG 350N1C-V5 | Solar Panels |  | 0.35 | 3 | 0 | 34 |  | Fixed | Roof
NJSTRE1545383389 | NJSRRE1543182845 | Transition Incentive Program | Lanoka Harbor | 8734 | 18 | 11.6 | Residential | Yes | Behind the Meter | Behind the Meter |  | None | Sunrun Installation Services, Inc. | JCP&L | Eligible for TI Program | 2019-11-13 | 2019-11-18 | 2021-10-30 | Delta Electronics | M10-TL-US | Inverters | 9600 |  | 1 |  |  | 0.96 |  | Outdoor | Next To Meter
NJSTRE1545383393 | NJSRRE1542447357 | Transition Incentive Program | Brick Township | 8724 | 18 | 18.29 | Residential | No | Behind the Meter | Behind the Meter |  | None | Green Power Energy | JCP&L | Eligible for TI Program | 2019-09-27 | 2019-10-01 | 2021-10-30 | Solar Edge | SE7600H-US | Inverters | 7600 |  | 1 |  |  | 0.97 |  | Outside | next to meter
NJSTRE1545383398 | NJSRRE1543066062 | Transition Incentive Program | Manuela Camacho | 8110 | 14 | 4.1 | Residential | Yes | Behind the Meter | Net-metered residential rooftop and canopy |  | None | Vivint Solar Developer, LLC | PSE&G | Accepted | 2019-11-12 | 2019-11-13 | 2021-10-30 | Solar Edge | SE3800H-US000BNC4 | Inverters | 3800 |  | 1 |  |  | 0.992 |  | Outdoor | Near the utility meter
NJSTRE1545383403 | NJSRRE1542472235 | Transition Incentive Program | Old Bridge | 8857 | 11 | 7.04 | Residential | No | Behind the Meter | Behind the Meter |  | None | Pro Custom Solar dba Momentum Solar | JCP&L | Eligible for TI Program | 2019-10-01 | 2019-10-03 | 2021-10-30 | Enphase Energy | IQ7-60-2-US | Inverters | 250 |  | 21 |  |  | 0.97 |  | Outdoor | Roof
NJSTRE1545383417 | NJSRRE1542647842 | Transition Incentive Program | Wayne | 7470 | 6 | 9.57 | Residential | Yes | Behind the Meter | Behind the Meter |  | None | Sunrun Installation Services, Inc. | JCP&L | Eligible for TI Program | 2019-10-25 | 2019-10-29 | 2021-10-30 | Delta Electronics | M8-TL-US | Inverters | 7680 |  | 1 |  |  | 0.96 |  | Outdoor | Next To Meter
NJSTRE1545383426 | NJSRRE1542461205 | Transition Incentive Program | Wenonah | 8090 | 15 | 10.71 | Residential | Yes | Behind the Meter | Net-metered residential rooftop and canopy |  | None | Trinity Solar | PSE&G | Final As-Built Received | 2019-09-30 | 2019-10-02 | 2021-10-30 | Solar Edge | SE10000H-US | Inverters | 10000 |  | 1 |  |  | 0.97 |  | Outside | Side of home
NJSTRE1545383430 | NJSRRE1542528462 | Transition Incentive Program | Linden | 7036 | 10 | 6.9 | Residential | Yes | Behind the Meter | Behind the Meter |  | None | Pro Custom Solar dba Momentum Solar | PSE&G | Eligible for TI Program | 2019-10-11 | 2019-10-15 | 2021-10-30 | Enphase Energy | IQ7-60-2-US | Inverters | 250 |  | 20 |  |  | 0.97 |  | Outdoor | Roof
NJSTRE1545383435 | NJSRRE1542528737 | Transition Incentive Program | Plumsted Township | 8533 | 18 | 9.49 | Residential | Yes | Behind the Meter | Behind the Meter |  | None | Sunrun Installation Services, Inc. | JCP&L | Eligible for TI Program | 2019-10-11 | 2019-10-15 | 2021-10-30 | Delta Electronics | M8-TL-US | Inverters | 7680 |  | 1 |  |  | 0.96 |  | Outdoor | Next To Meter
NJSTRE1545383441 | NJSRRE1542884170 | Transition Incentive Program | Sewell | 8080 | 15 | 7.88 | Residential | Yes | Behind the Meter | Behind the Meter |  | None | Trinity Solar | AC Electric | Eligible for TI Program | 2019-11-01 | 2019-11-05 | 2021-10-30 | Solar Edge | SE6000H-US000BNC4 | Inverters | 6000 |  | 1 |  |  | 0.97 |  | Outdoor | side of home
NJSTRE1545383460 | NJSRRE1542431152 | Transition Incentive Program | LINCOLN PARK | 7035 | 3 | 7.94 | Residential | Yes | Behind the Meter | Behind the Meter |  | None | Pro Custom Solar dba Momentum Solar | JCP&L | Eligible for TI Program | 2019-09-24 | 2019-09-26 | 2021-10-30 | Enphase Energy | IQ7-60-2-US | Inverters | 250 |  | 23 |  |  | 0.97 |  | Outdoor | Roof
NJSTRE1545383469 | NJSRRE1543057920 | Transition Incentive Program | South Plainfield | 7080 | 11 | 5.04 | Residential | Yes | Behind the Meter | Net-metered residential rooftop and canopy |  | None | Suntuity Solar LLC | PSE&G | Accepted | 2019-11-08 | 2019-11-13 | 2021-10-30 | Enphase Energy | IQ7-60-2-US | Inverters | 240 |  | 16 |  |  | 0.97 |  | Outdoor | Behind the PV Modules
NJSTRE1545383526 | NJSRRE1542832689 | Transition Incentive Program | WEST WINDSOR TWP | 8540 | 12 | 8.76 | Residential | No | Behind the Meter | Behind the Meter |  | None | Sunrun Installation Services, Inc. | PSE&G | Eligible for TI Program | 2019-10-30 | 2019-11-01 | 2021-10-30 | Delta Electronics | M8-TL-US | Inverters | 7680 |  | 1 |  |  | 0.96 |  | Outdoor | Next To Meter
NJSTRE1545383530 | NJSRRE1543067552 | Transition Incentive Program | Carteret Boro | 7008 | 11 | 5.12 | Residential | Yes | Behind the Meter | Behind the Meter |  | None | Skyline Solar, LLC | PSE&G | Eligible for TI Program | 2019-11-12 | 2020-01-14 | 2021-10-30 | SolarEdge | SE3800H-US | Inverters | 3800 |  | 1 |  |  | 0.99 |  | Outside | within ten feet of meter
NJSTRE1545383541 | NJSRRE1542423084 | Transition Incentive Program | Old Bridge | 8857 | 11 | 3.47 | Residential | Yes | Behind the Meter | Behind the Meter |  | None | Pro Custom Solar dba Momentum Solar | JCP&L | Eligible for TI Program | 2019-09-19 | 2019-09-24 | 2021-10-30 | Enphase Energy | IQ6-60-2-US | Inverters | 240 |  | 11 |  |  | 0.97 |  | Outdoor | Roof
NJSTRE1545383550 | NJSRRE1542575017 | Transition Incentive Program | TOMS RIVER | 8755 | 18 | 6.3 | Residential | Yes | Behind the Meter | Net-metered residential rooftop and canopy |  | None | Vivint Solar Developer, LLC | JCP&L | Accepted | 2019-10-22 | 2019-10-24 | 2021-10-30 | Solar | Edge SE7600H-US | Inverters | 7600 |  | 1 |  |  | 0.992 |  | Outdoor | Near the Utility Meter
NJSTRE1545383553 | NJSRRE1543065953 | Transition Incentive Program | Holmdel | 7733 | 17 | 15.53 | Residential | No | Behind the Meter | Behind the Meter |  | None | Pro Custom Solar dba Momentum Solar | JCP&L | Eligible for TI Program | 2019-11-11 | 2019-11-13 | 2021-10-30 | Enphase Energy | IQ7PLUS-72-2-US | Inverters | 295 |  | 45 |  |  | 0.97 |  | Outdoor | Roof
NJSTRE1545383559 | NJSRRE1543058794 | Transition Incentive Program | Linden City | 7036 | 10 | 9.6 | Residential | Yes | Behind the Meter | Behind the Meter |  | None | Skyline Solar, LLC | PSE&G | Eligible for TI Program | 2019-11-08 | 2019-11-13 | 2021-10-30 | SolarEdge | SE7600H-US | Inverters | 7600 |  | 1 |  |  | 0.99 |  | Outside | within ten feet of meter
NJSTRE1545383560 | NJSRRE1542515203 | Transition Incentive Program | NEWARK | 7105 | 9 | 8.88 | Residential | No | Behind the Meter | Behind the Meter |  | None | Infinity Solar Systems | PSE&G | Eligible for TI Program | 2019-10-08 | 2019-10-10 | 2021-10-30 | ENPHASE | IQ7PLUS-72-2-US | Inverters | 290 |  | 17 |  |  | 0.97 |  | Other | MICROINVERTERS
NJSTRE1545383570 | NJSRRE1542642824 | Transition Incentive Program | Kresson | 8043 | 14 | 28.58 | Residential | Yes | Behind the Meter | Net-metered residential rooftop and canopy |  | None | Vision Solar LLC | AC Electric | Accepted | 2019-10-25 | 2019-10-29 | 2021-10-30 | sunpower | spr-x22-360-e-ac | Inverters | 0.32 |  | 80 |  |  | 0.96 |  | Other | behind panels
NJSTRE1545383582 | NJSRRE1543098086 | Transition Incentive Program | Monroeville | 8343 | 16 | 16.24 | Residential | Yes | Behind the Meter | Behind the Meter |  | None | Sunrun Installation Services, Inc. | AC Electric | Eligible for TI Program | 2019-11-12 | 2019-11-15 | 2021-10-30 | Delta Electronics | M5-TL-US | Inverters | 4800 |  | 1 |  |  | 0.96 |  | Outdoor | Next To Meter
NJSTRE1545383589 | NJSRRE1542561888 | Transition Incentive Program | Swedesboro | 8085 | 15 | 9.6 | Residential | Yes | Behind the Meter | Behind the Meter |  | None | Skyline Solar, LLC | AC Electric | Eligible for TI Program | 2019-10-21 | 2019-10-22 | 2021-10-30 | SolarEdge | SE7600H-US | Inverters | 7600 |  | 1 |  |  | 0.99 |  | Outside | within ten feet of meter
NJSTRE1545383590 | NJSRRE1542461461 | Transition Incentive Program | Somerdale | 8083 | 14 | 6.87 | Residential | Yes | Behind the Meter | Net-metered residential rooftop and canopy |  | None | Vision Solar LLC | PSE&G | Accepted | 2019-09-30 | 2019-10-02 | 2021-10-30 | sunpower | e20-327-e-ac | Inverters | 0.32 |  | 21 |  |  | 0.96 |  | Other | behind panels
NJSTRE1545383593 | NJSRRE1542584437 | Transition Incentive Program | Piscataway | 8854 | 11 | 4.03 | Residential | No | Behind the Meter | Net-metered residential rooftop and canopy |  | None | Palmetto Solar LLC | PSE&G | Accepted | 2019-10-25 | 2019-10-29 | 2021-10-30 | SolarEdge Technologies | SE3000H-US | Inverters | 3000 |  | 1 |  |  | 0.98 |  | Outside | side of the house
NJSTRE1545382283 | NJSRRE1541787868 | Transition Incentive Program | Delran | 8075 | 13 | 8.5 | Residential | Yes | Behind the Meter | Net-metered residential rooftop and canopy |  | None | Vision Solar LLC | PSE&G | As-Built Incomplete | 2019-08-05 | 2019-08-07 | 2021-10-30 | sunpower | e20-327-e-ac | Inverters | 0.32 |  | 26 |  |  | 0.96 |  | Other | behind panels
NJSTRE1545382288 | NJSRRE1541732312 | Transition Incentive Program | Hamilton Township | 8610 | 12 | 8.7 | Residential | Yes | Behind the Meter | Behind the Meter |  | None | Sunrun Installation Services, Inc. | PSE&G | Eligible for TI Program | 2019-08-02 | 2019-08-07 | 2021-10-30 | Ningbo Ginlong Technologies | Solis-1P9K-4G-US | Inverters | 9000 |  | 1 |  |  | 0.96 |  | Outdoor | Next To Meter
NJSTRE1545382297 | NJSRRE1541844476 | Transition Incentive Program | Brick | 8723 | 18 | 15.05 | Residential | Yes | Behind the Meter | Behind the Meter |  | None | Trinity Solar | JCP&L | Eligible for TI Program | 2019-08-15 | 2019-08-23 | 2021-10-30 | Solar Edge | SE5000H-US000BNC4 | Inverters | 5000 |  | 1 |  |  | 0.97 |  | Outside | Side of home
NJSTRE1545382301 | NJSRRE1541821177 | Transition Incentive Program | Englewood City | 7631 | 7 | 6.38 | Residential | Yes | Behind the Meter | Behind the Meter |  | None | Sunrun Installation Services, Inc. | PSE&G | Eligible for TI Program | 2019-08-13 | 2019-08-23 | 2021-10-30 | SolarEdge Technologies | SE5000H-USRGM | Inverters | 5000 |  | 1 |  |  | 0.96 |  | Outdoor | Next To Meter
NJSTRE1545382307 | NJSRRE1541788299 | Transition Incentive Program | Little Falls | 7424 | 6 | 2.61 | Residential | No | Behind the Meter | Behind the Meter |  | None | Sunrun Installation Services, Inc. | PSE&G | Eligible for TI Program | 2019-08-05 | 2019-08-08 | 2021-10-30 | Ningbo Ginlong Technologies | Solis-1P3K-4G-US | Inverters | 3000 |  | 1 |  |  | 0.96 |  | Outdoor | Next To Meter
NJSTRE1545382310 | NJSRRE1541809913 | Transition Incentive Program | NUTLEY | 7110 | 9 | 5.04 | Residential | Yes | Behind the Meter | Net-metered residential rooftop and canopy |  | None | Vivint Solar Developer, LLC | PSE&G | Accepted | 2019-08-13 | 2019-08-23 | 2021-10-30 | SolarEdge | SE3800H-US | Inverters | 3800 |  | 1 |  |  | 0.992 |  | Outdoor | Near The Utility Meter
NJSTRE1545382316 | NJSRRE1541800349 | Transition Incentive Program | Dumont | 7628 | 7 | 6.37 | Residential | Yes | Behind the Meter | Behind the Meter |  | None | Pro Custom Solar dba Momentum Solar | PSE&G | Eligible for TI Program | 2019-08-07 | 2019-08-12 | 2021-10-30 | Enphase Energy | IQ7-60-2-US | Inverters | 250 |  | 19 |  |  | 0.97 |  | Outdoor | Roof
NJSTRE1545382326 | NJSRRE1541845120 | Transition Incentive Program | Plainfield City | 7062 | 10 | 7.25 | Residential | Yes | Behind the Meter | Behind the Meter |  | None | Sunrun Installation Services, Inc. | PSE&G | Eligible for TI Program | 2019-08-15 | 2019-08-23 | 2021-10-30 | Ningbo Ginlong Technologies | Solis-1P6K-4G-US | Inverters | 6000 |  | 1 |  |  | 0.96 |  | Outdoor | Next To Meter
NJSTRE1545382338 | NJSRRE1541723419 | Transition Incentive Program | Greenwich | 8323 | 20 | 8.82 | Residential | No | Behind the Meter | Behind the Meter |  | None | Trinity Solar | AC Electric | Eligible for TI Program | 2019-07-31 | 2019-08-05 | 2021-10-30 | Solar Edge | SE7600 | Inverters | 7600 |  | 1 |  |  | 0.97 |  | Outside | side of home
NJSTRE1545382343 | NJSRRE1541747677 | Transition Incentive Program | Glen Rock | 7452 | 7 | 11.7 | Residential | No | Behind the Meter | Behind the Meter |  | None | NJ Solar Power, LLC | PSE&G | Eligible for TI Program | 2019-08-02 | 2019-08-07 | 2021-10-30 | Solaredge | SE10000H-US | Inverters | 10000 |  | 1 |  |  | 0.99 |  | Indoor | garage
NJSTRE1545382349 | NJSRRE1541844499 | Transition Incentive Program | Pitman | 8071 | 15 | 9.81 | Residential | Yes | Behind the Meter | Net-metered residential rooftop and canopy |  | None | Vision Solar LLC | AC Electric | As-Built Incomplete | 2019-08-15 | 2019-08-23 | 2021-10-30 | sunpower | e20-327-e-ac | Inverters | 0.32 |  | 30 |  |  | 0.96 |  | Other | behind panels
NJSTRE1545382355 | NJSRRE1541820838 | Transition Incentive Program | West New York | 7093 | 8 | 6.37 | Residential | Yes | Behind the Meter | Behind the Meter |  | None | Pro Custom Solar dba Momentum Solar | PSE&G | Eligible for TI Program | 2019-08-13 | 2019-08-23 | 2021-10-30 | Enphase Energy | IQ7-60-2-US | Inverters | 250 |  | 19 |  |  | 0.97 |  | Outdoor | Roof
NJSTRE1545383455 | NJSRRE1542431575 | Transition Incentive Program | Plainfield | 7060 | 10 | 10.44 | Residential | Yes | Behind the Meter | Behind the Meter |  | None | Sunrun Installation Services, Inc. | PSE&G | Eligible for TI Program | 2019-09-24 | 2019-09-26 | 2021-10-30 | SolarEdge Technologies | SE10000H-USRGM | Inverters | 10000 |  | 1 |  |  | 0.96 |  | Outdoor | Next To Meter
NJSTRE1545383478 | NJSRRE1543417943 | Transition Incentive Program | Ringoes | 8551 | 4 | 1.44 | Residential | No | Behind the Meter | Net-metered residential rooftop and canopy |  | None | Evoke Solar, Inc | JCP&L | Accepted | 2019-11-25 | 2019-11-26 | 2021-10-30 | SunPower | X22-360-D-AC | Inverters | 320 |  | 4 |  |  | 0.96 |  | Outside | back of each panel
NJSTRE1545383486 | NJSRRE1542967071 | Transition Incentive Program | West Milford | 7480 | 6 | 9.6 | Residential | Yes | Behind the Meter | Behind the Meter |  | None | Skyline Solar, LLC | Orange Rockland Electric | Eligible for TI Program | 2019-11-05 | 2019-11-07 | 2021-10-30 | SolarEdge | SE7600H-US | Inverters | 7600 |  | 1 |  |  | 0.99 |  | Outside | within ten feet of meter
NJSTRE1545383496 | NJSRRE1542557058 | Transition Incentive Program | Sicklerville | 8081 | 14 | 4.41 | Residential | Yes | Behind the Meter | Behind the Meter |  | None | Pro Custom Solar dba Momentum Solar | AC Electric | Eligible for TI Program | 2019-10-18 | 2019-10-22 | 2021-10-30 | Enphase Energy | IQ6-60-2-US | Inverters | 240 |  | 14 |  |  | 0.97 |  | Outdoor | Roof
NJSTRE1545383502 | NJSRRE1542528758 | Transition Incentive Program | Paterson City | 7524 | 6 | 4.64 | Residential | Yes | Behind the Meter | Behind the Meter |  | None | Sunrun Installation Services, Inc. | PSE&G | Eligible for TI Program | 2019-10-11 | 2019-10-15 | 2021-10-30 | Delta Electronics | M4-TL-US | Inverters | 3840 |  | 1 |  |  | 0.96 |  | Outdoor | Next To Meter
NJSTRE1545383512 | NJSRRE1542476153 | Transition Incentive Program | West Berlin | 8091 | 14 | 22.77 | Residential | Yes | Behind the Meter | Behind the Meter |  | None | Pro Custom Solar dba Momentum Solar | AC Electric | Eligible for TI Program | 2019-10-01 | 2019-10-03 | 2021-10-30 | Enphase Energy | IQ7-60-2-US | Inverters | 250 |  | 66 |  |  | 0.97 |  | Outdoor | Roof
NJSTRE1545383513 | NJSRRE1543151882 | Transition Incentive Program | MONROE | 8831 | 11 | 11.66 | Residential | Yes | Behind the Meter | Net-metered residential rooftop and canopy |  | None | Vivint Solar Developer, LLC | JCP&L | Accepted | 2019-11-13 | 2019-11-15 | 2021-10-30 | Solar edge | SE7600H-US000BNC4 | Inverters | 7600 |  | 1 |  |  | 0.992 |  | Outdoor | Near The Utility Meter
NJSTRE1545383529 | NJSRRE1542457453 | Transition Incentive Program | Pompton Lakes | 7442 | 6 | 8.7 | Residential | Yes | Behind the Meter | Behind the Meter |  | None | Sunrun Installation Services, Inc. | JCP&L | Eligible for TI Program | 2019-09-27 | 2019-10-01 | 2021-10-30 | Ningbo Ginlong Technologies | Solis-1P9K-4G-US | Inverters | 9000 |  | 1 |  |  | 0.96 |  | Outdoor | Next To Meter
NJSTRE1545383538 | NJSRRE1542441551 | Transition Incentive Program | LANOKA HARBOR | 8734 | 18 | 11.04 | Residential | Yes | Behind the Meter | Behind the Meter |  | None | Pro Custom Solar dba Momentum Solar | JCP&L | Eligible for TI Program | 2019-09-25 | 2019-09-27 | 2021-10-30 | Enphase Energy | IQ7-60-2-US | Inverters | 250 |  | 32 |  |  | 0.97 |  | Outdoor | Roof
NJSTRE1545383545 | NJSRRE1542494064 | Transition Incentive Program | BRICK | 8724 | 18 | 4.73 | Residential | Yes | Behind the Meter | Net-metered residential rooftop and canopy |  | None | Vivint Solar Developer, LLC | JCP&L | Accepted | 2019-10-02 | 2019-10-04 | 2021-10-30 | Solar Edge | SE3800H-US000BNC4 | Inverters | 3800 |  | 1 |  |  | 0.992 |  | Outdoor | Near the Utility Meter
NJSTRE1545383562 | NJSRRE1542445294 | Transition Incentive Program | Lyndhurst | 7071 | 7 | 7.25 | Residential | Yes | Behind the Meter | Behind the Meter |  | None | Pro Custom Solar dba Momentum Solar | PSE&G | Eligible for TI Program | 2019-09-26 | 2019-09-30 | 2021-10-30 | Enphase Energy | IQ7-60-2-US | Inverters | 250 |  | 21 |  |  | 0.97 |  | Outdoor | Roof
NJSTRE1545383563 | NJSRRE1543329105 | Transition Incentive Program | Galloway | 8205 | 19 | 6.82 | Residential | Yes | Behind the Meter | Behind the Meter |  | None | Acos Energy, LLC | AC Electric | Eligible for TI Program | 2019-11-15 | 2019-11-19 | 2021-10-30 | Enphase | IQ7 | Inverters | 0.24 |  | 22 |  |  | 0.97 |  | Outside | roof
NJSTRE1545383508 | NJSRRE1543056220 | Transition Incentive Program | PENNSAUKEN | 8110 | 14 | 4.41 | Residential | Yes | Behind the Meter | Net-metered residential rooftop and canopy |  | None | Vivint Solar Developer, LLC | PSE&G | Accepted | 2019-11-07 | 2019-11-12 | 2021-10-30 | Solar Edge | SE3800H-US | Inverters | 3800 |  | 1 |  |  | 0.992 |  | Outdoor | Near the Utility Meter
NJSTRE1545383519 | NJSRRE1542447300 | Transition Incentive Program | Monroe Township | 8831 | 11 | 12.6 | Residential | Yes | Behind the Meter | Net-metered residential rooftop and canopy |  | None | Vivint Solar Developer, LLC | JCP&L | Accepted | 2019-09-27 | 2019-10-01 | 2021-10-30 | SolarEdge | SE10000H-US | Inverters | 10000 |  | 1 |  |  | 0.992 |  | Outdoor | Near the Utility Meter
NJSTRE1545383527 | NJSRRE1542554261 | Transition Incentive Program | Monroe Township | 8831 | 11 | 9.57 | Residential | No | Behind the Meter | Behind the Meter |  | None | Sunrun Installation Services, Inc. | JCP&L | Eligible for TI Program | 2019-10-17 | 2019-10-21 | 2021-10-30 | Delta Electronics | M8-TL-US | Inverters | 7680 |  | 1 |  |  | 0.96 |  | Outdoor | Next To Meter
NJSTRE1545383531 | NJSRRE1542967111 | Transition Incentive Program | Manahawkin | 8050 | 18 | 14.72 | Residential | Yes | Behind the Meter | Net-metered residential rooftop and canopy |  | None | SunPower Corporation, Systems | AC Electric | Accepted |  | 2019-11-07 | 2021-10-30 | SUNPOWER | SPR-E20-327-E-AC | Inverters | 320 |  | 45 |  |  | 0.96 |  | Other | under each panel
NJSTRE1545383537 | NJSRRE1542967138 | Transition Incentive Program | Weekstown | 8215 | 19 | 13.02 | Residential | Yes | Behind the Meter | Behind the Meter |  | None | All Season Solar | AC Electric | Eligible for TI Program | 2019-11-05 | 2019-11-07 | 2021-10-30 | Enphase | IQ7 | Inverters | 240 |  | 42 |  |  | 0.97 |  | Outdoor | Under Module
NJSTRE1545383544 | NJSRRE1542541533 | Transition Incentive Program | Paterson | 7514 | 6 | 7.88 | Residential | Yes | Behind the Meter | Behind the Meter |  | None | Trinity Solar | PSE&G | Eligible for TI Program | 2019-10-14 | 2019-10-16 | 2021-10-30 | Solar Edge | SE6000H-US000BNC4 | Inverters | 6000 |  | 1 |  |  | 0.97 |  | Outdoor | side of home
NJSTRE1545383558 | NJSRRE1542424854 | Transition Incentive Program | Cherry Hill | 8002 | 14 | 32.13 | Residential | Yes | Behind the Meter | Behind the Meter |  | None | Trinity Solar | PSE&G | Eligible for TI Program | 2019-09-20 | 2019-09-24 | 2021-10-30 | Solar Edge | SE11400H-US | Inverters | 11400 |  | 1 |  |  | 0.97 |  | Outdoor | side of home
NJSTRE1545383568 | NJSRRE1542642823 | Transition Incentive Program | Middletown | 7748 | 17 | 11.89 | Residential | No | Behind the Meter | Behind the Meter |  | None | Sunrun Installation Services, Inc. | JCP&L | Eligible for TI Program | 2019-10-25 | 2019-10-29 | 2021-10-30 | SolarEdge Technologies | SE3800H-USRGM | Inverters | 3800 |  | 1 |  |  | 0.96 |  | Outdoor | Next To Meter
NJSTRE1545383574 | NJSRRE1542431328 | Transition Incentive Program | Morristown | 7960 | 3 | 7.54 | Residential | Yes | Behind the Meter | Behind the Meter |  | None | Sunrun Installation Services, Inc. | JCP&L | Eligible for TI Program | 2019-09-24 | 2019-09-26 | 2021-10-30 | SolarEdge Technologies | SE6000H-USRGM | Inverters | 6000 |  | 1 |  |  | 0.96 |  | Outdoor | Next To Meter
NJSTRE1545383580 | NJSRRE1542544336 | Transition Incentive Program | Robbinsville | 8691 | 12 | 9.75 | Residential | No | Behind the Meter | Behind the Meter |  | None | Green Power Energy | JCP&L | Eligible for TI Program | 2019-10-15 | 2019-10-17 | 2021-10-30 | Solar Edge | SE10000H-US | Inverters | 10000 |  | 1 |  |  | 0.97 |  | Outside | next to meter
NJSTRE1545383608 | NJSRRE1543041771 | Transition Incentive Program | Washington | 7882 | 2 | 29.76 | Farm | No | Behind the Meter | Behind the Meter |  | None | Eznergy | JCP&L | Eligible for TI Program | 2019-11-06 | 2019-11-11 | 2021-10-30 | Enphase | IQ7 | Inverters | 240 |  | 96 |  |  | 0.97 |  | Outdoor | Under panels on rails
NJSTRE1545383614 | NJSRRE1543065744 | Transition Incentive Program | Forked River | 8731 | 18 | 15.6 | Residential | No | Behind the Meter | Behind the Meter |  | None | Maier Solar Engineering dba Solar Me | JCP&L | Eligible for TI Program | 2019-11-11 | 2019-11-13 | 2021-10-30 | Enphase | IQ7 | Inverters | 240 |  | 48 |  |  | 0.96 |  | Outdoor | Next to meter
NJSTRE1545383630 | NJSRRE1542581462 | Transition Incentive Program | Atlantic City | 8401 | 19 | 2.56 | Residential | No | Behind the Meter | Net-metered residential rooftop and canopy |  | None | Castle Energy, LLC | AC Electric | Accepted | 2019-10-24 | 2019-10-28 | 2021-10-30 | Enphase Energy | IQ7-60-2-US | Inverters | 240 |  | 8 |  |  | 0.967 |  | Outside | on the rooftop under each solar panel
NJSTRE1545383453 | NJSRRE1542509282 | Transition Incentive Program | VAUXHALL | 7088 | 10 | 5.04 | Residential | Yes | Behind the Meter | Net-metered residential rooftop and canopy |  | None | Vivint Solar Developer, LLC | PSE&G | Accepted | 2019-10-05 | 2019-10-09 | 2021-10-30 | SOLAREDGE | SE3800H-US000BNC4 | Inverters | 3800 |  | 1 |  |  | 0.992 |  | Outdoor | Near The Utility Meter
NJSTRE1545383456 | NJSRRE1542589863 | Transition Incentive Program | Mountainside | 7092 | 10 | 14.88 | Residential | No | Behind the Meter | Behind the Meter |  | None | Spectrum Energy, Inc. | PSE&G | Eligible for TI Program | 2019-10-25 | 2019-10-29 | 2021-10-30 | ENPHASE | IQ7-60-ACM-US | Inverters | 240 |  | 48 |  |  | 0.97 |  | Outside | MICROS UNDER EACH PANEL
NJSTRE1545383476 | NJSRRE1542548305 | Transition Incentive Program | Pennsauken Township | 8110 | 14 | 6.3 | Residential | Yes | Behind the Meter | Net-metered residential rooftop and canopy |  | None | Castle Energy, LLC | PSE&G | Accepted | 2019-10-16 | 2019-10-18 | 2021-10-30 | Enphase Energy | IQ7-60-2-US | Inverters | 0.24 |  | 20 |  |  | 0.967 |  | Outside | on the rooftop under each solar panel
NJSTRE1545383480 | NJSRRE1542909264 | Transition Incentive Program | Egg Harbor Township | 8234 | 19 | 20.88 | Residential | Yes | Behind the Meter | Behind the Meter |  | None | Sunrun Installation Services, Inc. | AC Electric | Eligible for TI Program | 2019-11-04 | 2019-11-06 | 2021-10-30 | SolarEdge Technologies | SE10000H-USRGM | Inverters | 10000 |  | 1 |  |  | 0.96 |  | Outdoor | Next To Meter
NJSTRE1545383481 | NJSRRE1543042498 | Transition Incentive Program | NEWARK | 7112 | 9 | 3.78 | Residential | Yes | Behind the Meter | Net-metered residential rooftop and canopy |  | None | Vivint Solar Developer, LLC | PSE&G | Accepted | 2019-11-06 | 2019-11-11 | 2021-10-30 | SOLAR EDGE | SE3800H-US | Inverters | 3800 |  | 1 |  |  | 0.992 |  | Outdoor | NEAR THE UTILITY METER
NJSTRE1545383492 | NJSRRE1542579210 | Transition Incentive Program | Glassboro | 8028 | 15 | 7.56 | Residential | Yes | Behind the Meter | Behind the Meter |  | None | Trinity Solar | AC Electric | Eligible for TI Program | 2019-10-23 | 2019-10-25 | 2021-10-30 | SOLAR EDGE | SE6000H-US | Inverters | 6000 |  | 1 |  |  | 0.97 |  | Outdoor | SIDE OF HOME
NJSTRE1545383500 | NJSRRE1542500995 | Transition Incentive Program | Linden | 7036 | 10 | 10.4 | Residential | Yes | Behind the Meter | Net-metered residential rooftop and canopy |  | None | Vivint Solar Developer, LLC | PSE&G | Accepted | 2019-10-18 | 2019-10-21 | 2021-10-30 | SOLAREDGE | SE7600H-US000BNC4 | Inverters | 7600 |  | 1 |  |  | 0.992 |  | Outdoor | Near The Utility Meter
NJSTRE1545383505 | NJSRRE1542546820 | Transition Incentive Program | Mullica Hill | 8062 | 15 | 7.52 | Residential | No | Behind the Meter | Net-metered residential rooftop and canopy |  | None | SunnyMac LLC | AC Electric | Accepted |  | 2019-10-18 | 2021-10-30 | Enphase | IQ7XS-96-ACM-US | Inverters | 0.315 |  | 23 |  |  | 0.99 |  | Outdoor | roof
NJSTRE1545383510 | NJSRRE1542553799 | Transition Incentive Program | Sicklerville | 8081 | 14 | 5.36 | Residential | Yes | Behind the Meter | Behind the Meter |  | None | Trinity Solar | AC Electric | Eligible for TI Program | 2019-10-17 | 2019-10-21 | 2021-10-30 | Solar Edge | SE5000H-US000BNC4 | Inverters | 5000 |  | 1 |  |  | 0.97 |  | Outdoor | side of home
NJSTRE1545383548 | NJSRRE1542765475 | Transition Incentive Program | Egg Harbor Township | 8234 | 19 | 8.78 | Residential | No | Behind the Meter | Behind the Meter |  | None | Green Power Energy | AC Electric | Eligible for TI Program | 2019-10-30 | 2019-11-01 | 2021-10-30 | SolarEdge | SE7600H-US | Inverters | 7600 |  | 1 |  |  | 0.97 |  | Outside | Next to meter
NJSTRE1545383549 | NJSRRE1542501327 | Transition Incentive Program | Penns Grove | 8069 | 16 | 8.06 | Residential | Yes | Behind the Meter | Behind the Meter |  | None | 1st Light Energy Inc | AC Electric | Eligible for TI Program | 2019-10-03 | 2019-10-08 | 2021-10-30 | SMA | SB 7.0-US (240V) | Inverters | 7000 |  | 1 |  |  | 0.97 |  | Outside | within 10 feet of meter
NJSTRE1545383564 | NJSRRE1542523733 | Transition Incentive Program | Philipsburg | 8865 | 2 | 9.32 | Residential | Yes | Behind the Meter | Behind the Meter |  | None | Pro Custom Solar dba Momentum Solar | JCP&L | Eligible for TI Program | 2019-10-10 | 2019-10-14 | 2021-10-30 | Enphase Energy | IQ7-60-2-US | Inverters | 250 |  | 27 |  |  | 0.97 |  | Outdoor | Roof
NJSTRE1545383477 | NJSRRE1542511032 | Transition Incentive Program | West Deptford | 8096 | 15 | 10.08 | Residential | Yes | Behind the Meter | Behind the Meter |  | None | Trinity Solar | PSE&G | Eligible for TI Program | 2019-10-07 | 2019-10-09 | 2021-10-30 | Solar Edge | SE7600 | Inverters | 7600 |  | 1 |  |  | 0.97 |  | Outside | side of home
NJSTRE1545383485 | NJSRRE1542541780 | Transition Incentive Program | Atlantic city | 8401 | 19 | 4.58 | Residential | Yes | Behind the Meter | Net-metered residential rooftop and canopy |  | None | Vision Solar LLC | AC Electric | Accepted | 2019-10-14 | 2019-10-16 | 2021-10-30 | sunpower | e20-327-e-ac | Inverters | 0.32 |  | 14 |  |  | 0.96 |  | Other | behind panels
NJSTRE1545383490 | NJSRRE1543315517 | Transition Incentive Program | PATERSON | 7522 | 6 | 5.67 | Residential | Yes | Behind the Meter | Net-metered residential rooftop and canopy |  | None | Vivint Solar Developer, LLC | PSE&G | Accepted | 2019-11-19 | 2019-11-19 | 2021-10-30 | solar edge | SE3800H-US000BNC4 | Inverters | 3800 |  | 1 |  |  | 0.992 |  | Outdoor | near the utility meter
NJSTRE1545383495 | NJSRRE1542515093 | Transition Incentive Program | Harrison | 7029 | 8 | 9.6 | Residential | No | Behind the Meter | Net-metered residential rooftop and canopy |  | None | SunPower Corporation, Systems | PSE&G | Accepted |  | 2019-10-10 | 2021-10-30 | SUNPOWER | SPR-A-400-G-AC | Inverters | 320 |  | 24 |  |  | 0.97 |  | Other | under each panel
NJSTRE1545383503 | NJSRRE1542575059 | Transition Incentive Program | Keyport | 7735 | 17 | 8.82 | Residential | Yes | Behind the Meter | Net-metered residential rooftop and canopy |  | None | Vivint Solar Developer, LLC | JCP&L | Accepted | 2019-10-22 | 2019-10-24 | 2021-10-30 | Solar Edge | SE7600H-US | Inverters | 7600 |  | 1 |  |  | 0.992 |  | Outdoor | Near the Utility Meter
NJSTRE1545383507 | NJSRRE1542568593 | Transition Incentive Program | Rahway | 7065 | 10 | 7.44 | Residential | No | Behind the Meter | Net-metered residential rooftop and canopy |  | None | Whitman Construction, LLC | PSE&G | Accepted |  | 2019-10-23 | 2021-10-30 | Enphase Energy | IQ7-60-2-US | Inverters | 0.24 |  | 24 |  |  | 0.976 |  | Outside | roof
NJSTRE1545383524 | NJSRRE1542510348 | Transition Incentive Program | TEANECK | 7666 | 7 | 6.62 | Residential | Yes | Behind the Meter | Net-metered residential rooftop and canopy |  | None | Vivint Solar Developer, LLC | PSE&G | Accepted | 2019-10-05 | 2019-10-09 | 2021-10-30 | Solar Edge | SE7600H-US000BNC4 | Inverters | 7600 |  | 1 |  |  | 0.992 |  | Outdoor | Near the Utility Meter
NJSTRE1545383528 | NJSRRE1542579463 | Transition Incentive Program | Trenton City | 8629 | 12 | 7.04 | Residential | Yes | Behind the Meter | Behind the Meter |  | None | Skyline Solar, LLC | PSE&G | Eligible for TI Program | 2019-10-23 | 2019-10-25 | 2021-10-30 | SolarEdge | SE5000H-US | Inverters | 5000 |  | 1 |  |  | 0.99 |  | Outside | within ten feet meter
NJSTRE1545383539 | NJSRRE1542528431 | Transition Incentive Program | East Brunswick | 8816 | 11 | 7.37 | Residential | Yes | Behind the Meter | Behind the Meter |  | None | Pro Custom Solar dba Momentum Solar | PSE&G | Eligible for TI Program | 2019-10-11 | 2019-10-15 | 2021-10-30 | Enphase Energy | IQ7-60-2-US | Inverters | 250 |  | 22 |  |  | 0.97 |  | Outdoor | Roof
NJSTRE1545383551 | NJSRRE1542425423 | Transition Incentive Program | Hamilton Township | 8610 | 12 | 3.2 | Residential | Yes | Behind the Meter | Net-metered residential rooftop and canopy |  | None | SunPower Corporation, Systems | PSE&G | Accepted |  | 2019-09-24 | 2021-10-30 | SUNPOWER | SPR-A400-G-AC | Inverters | 320 |  | 8 |  |  | 0.97 |  | Other | under each panel
NJSTRE1545383552 | NJSRRE1542568561 | Transition Incentive Program | Hasbrouck Heights | 7604 | 7 | 4.1 | Residential | No | Behind the Meter | Net-metered residential rooftop and canopy |  | None | Tesla Energy Operations | PSE&G | Accepted | 2019-10-21 | 2019-10-23 | 2021-10-30 | Delta | Solivia 3.8 TL | Inverters | 3800 |  | 1 |  |  | 0.975 |  | Outdoor | Outdoor
NJSTRE1545383557 | NJSRRE1542527730 | Transition Incentive Program | Haledon | 7508 | 6 | 0.95 | Residential | No | Behind the Meter | Net-metered residential rooftop and canopy |  | None | Suntuity Solar LLC | PSE&G | Accepted | 2019-10-11 | 2019-10-14 | 2021-10-30 | Enphase Energy | IQ7-60-2-US | Inverters | 240 |  | 3 |  |  | 0.97 |  | Outdoor | Behind the PV Modules
NJSTRE1545383566 | NJSRRE1542428489 | Transition Incentive Program | North Bergen | 7047 | 8 | 2.68 | Residential | Yes | Behind the Meter | Behind the Meter |  | None | Pro Custom Solar dba Momentum Solar | PSE&G | Eligible for TI Program | 2019-09-23 | 2019-09-25 | 2021-10-30 | Enphase Energy | IQ7Plus-72-2-US | Inverters | 295 |  | 8 |  |  | 0.97 |  | Outdoor | Roof
NJSTRE1545383581 | NJSRRE1542544121 | Transition Incentive Program | CAPE MAY COURT HOUSE | 8210 | 21 | 17.98 | Residential | Yes | Behind the Meter | Behind the Meter |  | None | Sunrun Installation Services, Inc. | AC Electric | Eligible for TI Program | 2019-10-15 | 2019-10-17 | 2021-10-30 | SolarEdge Technologies | SE3800H-USRGM | Inverters | 3800 |  | 1 |  |  | 0.96 |  | Outdoor | Next To Meter
NJSTRE1545383591 | NJSRRE1542553550 | Transition Incentive Program | LITTLE EGG HARBOR TWP | 8087 | 18 | 5.36 | Residential | Yes | Behind the Meter | Net-metered residential rooftop and canopy |  | None | Vivint Solar Developer, LLC | AC Electric | Accepted | 2019-10-17 | 2019-10-21 | 2021-10-30 | solar edge | SE3800H-US | Inverters | 3800 |  | 1 |  |  | 0.992 |  | Outdoor | near utility meter
NJSTRE1545383309 |  | Transition Incentive Program | HAMILTON | 8690 | 12 | 15.93 | Residential | Yes | Behind the Meter | Net-metered residential rooftop and canopy |  | None | Vivint Solar Developer, LLC | PSE&G | Accepted | 2020-08-07 | 2020-08-10 | 2021-10-30 | SOLAREDGE | SE7600H-US | Inverters | 7600 |  | 1 |  |  | 0.992 |  | Outdoor | Near the Utility Meter
NJSTRE1545383605 | NJSRRE1542887939 | Transition Incentive Program | Maywood | 7607 | 7 | 13.05 | Residential | Yes | Behind the Meter | Behind the Meter |  | None | Sunrun Installation Services, Inc. | PSE&G | Eligible for TI Program | 2019-11-01 | 2019-11-05 | 2021-10-30 | SolarEdge Technologies | SE11400H-USRGM | Inverters | 11400 |  | 1 |  |  | 0.96 |  | Outdoor | Next To Meter
NJSTRE1545383619 | NJSRRE1542581719 | Transition Incentive Program | Millstone Boro | 8844 | 5 | 11.89 | Residential | No | Behind the Meter | Behind the Meter |  | None | Sunrun Installation Services, Inc. | PSE&G | Eligible for TI Program | 2019-10-24 | 2019-10-28 | 2021-10-30 | SolarEdge Technologies | SE7600A-USS2RGM | Inverters | 7600 |  | 1 |  |  | 0.96 |  | Outdoor | Next To Meter
NJSTRE1545383624 | NJSRRE1542497246 | Transition Incentive Program | Toms River | 8753 | 18 | 12.21 | Residential | No | Behind the Meter | Net-metered residential rooftop and canopy |  | None | Powerlutions | JCP&L | Final As-Built Received |  | 2019-10-04 | 2021-10-30 | Solar Edge | SE10000H-US | Inverters | 10 |  | 1 |  |  | 0.99 |  | Outdoor | Near Meter
NJSTRE1545383631 | NJSRRE1542948140 | Transition Incentive Program | Sicklerville | 8081 | 14 | 8.82 | Residential | Yes | Behind the Meter | Behind the Meter |  | None | Pro Custom Solar dba Momentum Solar | AC Electric | Eligible for TI Program | 2019-11-05 | 2019-11-06 | 2021-10-30 | Enphase Energy | IQ6-60-2-US | Inverters | 240 |  | 28 |  |  | 0.97 |  | Outdoor | Roof
NJSTRE1545383632 | NJSRRE1542509280 | Transition Incentive Program | Leonia | 7605 | 7 | 6.38 | Residential | No | Behind the Meter | Behind the Meter |  | None | Sunrun Installation Services, Inc. | PSE&G | Eligible for TI Program | 2019-10-04 | 2019-10-09 | 2021-10-30 | Ningbo Ginlong Technologies | Solis-1P5K-4G-US | Inverters | 5000 |  | 1 |  |  | 0.96 |  | Outdoor | Next To Meter
NJSTRE1545383659 | NJSRRE1543151679 | Transition Incentive Program | North Bergen | 7047 | 8 | 6.3 | Residential | Yes | Behind the Meter | Net-metered residential rooftop and canopy |  | None | Suntuity Solar LLC | PSE&G | Accepted | 2019-11-13 | 2019-11-15 | 2021-10-30 | Enphase Energy | IQ7-60-2-US | Inverters | 240 |  | 20 |  |  | 0.97 |  | Outdoor | Behind the PV Modules
NJSTRE1545383670 | NJSRRE1543257771 | Transition Incentive Program | Blackwood | 8012 | 14 | 5.99 | Residential | Yes | Behind the Meter | Net-metered residential rooftop and canopy |  | None | Vivint Solar Developer, LLC | PSE&G | Accepted | 2019-11-15 | 2019-11-19 | 2021-10-30 | solar edge | SE7600H-US000BNC4 | Inverters | 7600 |  | 1 |  |  | 0.992 |  | Outdoor | near utility meter
NJSTRE1545383692 | NJSRRE1542461030 | Transition Incentive Program | Burlington | 8016 | 13 | 13.34 | Residential | Yes | Behind the Meter | Behind the Meter |  | None | Sunrun Installation Services, Inc. | PSE&G | Eligible for TI Program | 2019-09-30 | 2019-10-02 | 2021-10-30 | Ningbo Ginlong Technologies | Solis-1P5K-4G-US | Inverters | 5000 |  | 1 |  |  | 0.96 |  | Outdoor | Next To Meter
NJSTRE1545383633 | NJSRRE1542544117 | Transition Incentive Program | KEYPORT | 7735 | 17 | 4.73 | Residential | Yes | Behind the Meter | Net-metered residential rooftop and canopy |  | None | Vivint Solar Developer, LLC | JCP&L | Accepted | 2019-10-15 | 2019-10-17 | 2021-10-30 | SOLAREDGE | SE3800H-US | Inverters | 3800 |  | 1 |  |  | 0.992 |  | Outdoor | Near the Utility Meter
NJSTRE1545383635 | NJSRRE1542575644 | Transition Incentive Program | Edison | 8817 | 11 | 170.2 | Commercial | No | Behind the Meter | Net-metered non-residential rooftop and canopy |  | None | Ampericon | PSE&G | Accepted | 2019-10-22 | 2019-10-24 | 2021-10-30 | SolarEdge | 43.2 KUS | Inverters | 44000 |  | 4 |  |  | 0.965 |  | Outside | Roof
NJSTRE1545383638 | NJSRRE1543040898 | Transition Incentive Program | Swainton | 8210 | 21 | 180 | Commercial | Yes | Behind the Meter | Behind the Meter |  | None | OCEAN SOLAR | AC Electric | Eligible for TI Program | 2019-11-06 | 2019-11-11 | 2021-10-30 | SMA | 50Kw Core 1 | Inverters | 50000 |  | 3 |  |  | 0.98 |  | Outdoor | On Array
NJSTRE1545383647 | NJSRRE1542507904 | Transition Incentive Program | Irvington | 7111 | 9 | 4.36 | Residential | Yes | Behind the Meter | Behind the Meter |  | None | Pro Custom Solar dba Momentum Solar | PSE&G | Eligible for TI Program | 2019-10-04 | 2019-10-09 | 2021-10-30 | Enphase Energy | IQ7-60-2-US | Inverters | 250 |  | 13 |  |  | 0.97 |  | Outdoor | Roof
NJSTRE1545383651 | NJSRRE1543041116 | Transition Incentive Program | Williamstown | 8094 | 15 | 8.99 | Residential | Yes | Behind the Meter | Behind the Meter |  | None | Sunrun Installation Services, Inc. | AC Electric | Eligible for TI Program | 2019-11-06 | 2019-11-08 | 2021-10-30 | Delta Electronics | M8-TL-US | Inverters | 7680 |  | 1 |  |  | 0.96 |  | Outdoor | Next To Meter
NJSTRE1545383661 | NJSRRE1542461618 | Transition Incentive Program | FREEHOLD | 7728 | 17 | 7.56 | Residential | No | Behind the Meter | Behind the Meter |  | None | Tesla Energy Operations | JCP&L | Eligible for TI Program | 2019-09-30 | 2019-10-11 | 2021-10-30 | SOLAREDGE | SE7600H-US000SNC2 | Inverters | 7600 |  | 1 |  |  | 0.99 |  | Outside | OUTSIDE
NJSTRE1545383663 | NJSRRE1542528152 | Transition Incentive Program | Union | 7083 | 10 | 27.2 | Commercial | Yes | Behind the Meter | Net-metered non-residential rooftop and canopy |  | None | Powerlutions | PSE&G | Accepted |  | 2019-10-15 | 2021-10-30 | SolarEdge | SE10000H-US | Inverters | 20 |  | 2 |  |  | 0.99 |  | Outdoor | Near Meter
NJSTRE1545383666 | NJSRRE1542561127 | Transition Incentive Program | Matawan | 7747 | 17 | 5.28 | Residential | Yes | Behind the Meter | Net-metered residential rooftop and canopy |  | None | Tesla Energy Operations | JCP&L | Accepted | 2019-10-19 | 2019-10-22 | 2021-10-30 | SOLAREDGE | SE5000H-US000SNC2 | Inverters | 5000 |  | 1 |  |  | 0.985 |  | Outdoor | Ourdoor
NJSTRE1545383668 | NJSRRE1542574959 | Transition Incentive Program | HAWTHORNE | 7506 | 6 | 5.36 | Residential | Yes | Behind the Meter | Behind the Meter |  | None | Pro Custom Solar dba Momentum Solar | PSE&G | Eligible for TI Program | 2019-10-22 | 2019-10-24 | 2021-10-30 | Enphase Energy | IQ7-60-2-US | Inverters | 250 |  | 17 |  |  | 0.97 |  | Outdoor | Roof
NJSTRE1545383671 | NJSRRE1542476182 | Transition Incentive Program | Sewell | 8080 | 15 | 14.39 | Residential | Yes | Behind the Meter | Net-metered residential rooftop and canopy |  | None | SunPower Corporation, Systems | AC Electric | Accepted |  | 2019-10-03 | 2021-10-30 | SUNPOWER | SPR-E20-327-E-AC | Inverters | 320 |  | 44 |  |  | 0.96 |  | Other | under each panel
NJSTRE1545383675 | NJSRRE1543046162 | Transition Incentive Program | Mount Laurel Township | 8054 | 13 | 8.5 | Residential | No | Behind the Meter | Net-metered residential rooftop and canopy |  | None | SunPower Corporation, Systems | PSE&G | Accepted |  | 2019-11-12 | 2021-10-30 | SUNPOWER | SPR-E20-327-E-AC | Inverters | 320 |  | 26 |  |  | 0.96 |  | Other | under each panel
NJSTRE1545383679 | NJSRRE1542541850 | Transition Incentive Program | Edison | 8837 | 11 | 7193.39 | Commercial | No | Behind the Meter | Net-metered non-residential rooftop and canopy |  | PSEG SL3 | AMPs Electric | PSE&G | Accepted | 2019-10-18 | 2019-10-24 | 2021-10-30 | Solar Edge | SE100KUS | Inverters | 100 |  | 54 |  |  | 0.97 |  | Outdoor | Roof
NJSTRE1545383704 | NJSRRE1542561789 | Transition Incentive Program | Vineland | 8360 | 20 | 6.62 | Residential | Yes | Behind the Meter | Behind the Meter |  | None | Trinity Solar | Vineland Muni Electric | Eligible for TI Program | 2019-10-21 | 2019-10-22 | 2021-10-30 | Solar Edge | SE5000 | Inverters | 5000 |  | 1 |  |  | 0.97 |  | Outside | side of home
NJSTRE1545263896 |  | Transition Incentive Program | BURLINGTON | 8016 | 13 | 5.85 | Residential | Yes | Behind the Meter | Net-metered residential rooftop and canopy |  | None | Vivint Solar Developer, LLC | PSE&G | Accepted | 2020-07-08 | 2020-07-13 | 2021-07-13 | JINKO SOLAR | JKM325M-60HBL | Solar Panels |  | 0.325 | 14 | 19 | 272 |  | Fixed | Roof
NJSTRE1545263931 |  | Transition Incentive Program | millville | 8332 | 20 | 20.44 | Residential | Yes | Behind the Meter | Net-metered residential rooftop and canopy |  | ACE2 | Vision Solar LLC | AC Electric | Accepted | 2020-07-08 | 2020-07-13 | 2021-07-13 | LG SOLAR | LG335N1K-V5 | Solar Panels |  | 0.335 | 5 | 10 | 10 |  | Fixed | Roof
NJSTRE1545263931 |  | Transition Incentive Program | millville | 8332 | 20 | 20.44 | Residential | Yes | Behind the Meter | Net-metered residential rooftop and canopy |  | ACE2 | Vision Solar LLC | AC Electric | Accepted | 2020-07-08 | 2020-07-13 | 2021-07-13 | LG SOLAR | LG335N1K-V5 | Solar Panels |  | 0.335 | 12 | 191 | 10 |  | Fixed | Roof
NJSTRE1545263971 |  | Transition Incentive Program | GIBBSTOWN | 8027 | 15 | 8.71 | Residential | Yes | Behind the Meter | Net-metered residential rooftop and canopy |  | ACE | Vision Solar LLC | AC Electric | Accepted | 2020-07-08 | 2020-07-13 | 2021-07-13 | LG SOLAR | LG335N1K-V5 | Solar Panels |  | 0.335 | 4 | 172 | 20 |  | Fixed | Roof
NJSTRE1545264024 |  | Transition Incentive Program | Union Township | 7083 | 10 | 8.71 | Residential | Yes | Behind the Meter | Net-metered residential rooftop and canopy |  | PSEG | Vision Solar LLC | PSE&G | Accepted | 2020-07-08 | 2020-07-13 | 2021-07-13 | LG SOLAR | LG335N1K-V5 | Solar Panels |  | 0.335 | 8 | 309 | 23 |  | Fixed | Roof
NJSTRE1545264024 |  | Transition Incentive Program | Union Township | 7083 | 10 | 8.71 | Residential | Yes | Behind the Meter | Net-metered residential rooftop and canopy |  | PSEG | Vision Solar LLC | PSE&G | Accepted | 2020-07-08 | 2020-07-13 | 2021-07-13 | LG SOLAR | LG335N1K-V5 | Solar Panels |  | 0.335 | 6 | 130 | 23 |  | Fixed | Roof
NJSTRE1545270857 |  | Transition Incentive Program | Erma | 8204 | 21 | 6.4 | Residential | Yes | Behind the Meter | Net-metered residential rooftop and canopy |  | None | All Season Solar | AC Electric | Accepted | 2020-07-08 | 2020-07-14 | 2021-07-14 | Trina | TSMDD06M.05II | Solar Panels |  | 0.32 | 20 | 196 | 14 |  | Fixed | Roof
NJSTRE1545270878 |  | Transition Incentive Program | GLOUCESTER TWP | 8012 | 14 | 6.41 | Residential | Yes | Behind the Meter | Net-metered residential rooftop and canopy |  | None | Sunrun, Inc. | PSE&G | Accepted | 2020-07-08 | 2020-07-14 | 2021-07-14 | LONGi Green Energy Technology Co Ltd | LR6-60HPB-305M | Solar Panels |  | 0.305 | 21 | 220 | 34 |  | Fixed | Roof
NJSTRE1545273113 |  | Transition Incentive Program | FORKED RIVER | 8731 | 18 | 5.67 | Residential | No | Behind the Meter | Net-metered residential rooftop and canopy |  | None | Vivint Solar Developer, LLC | JCP&L | Accepted | 2020-07-08 | 2020-07-14 | 2021-07-14 | LG | LG315N1K-V5 | Solar Panels |  | 0.315 | 18 | 205 | 24 |  | Fixed | Roof
NJSTRE1545273278 |  | Transition Incentive Program | Voorhees | 8043 | 14 | 9.38 | Residential | Yes | Behind the Meter | Net-metered residential rooftop and canopy |  | PSEG | Vision Solar LLC | PSE&G | Accepted | 2020-07-08 | 2020-07-14 | 2021-07-14 | LG SOLAR | LG335N1K-V5 | Solar Panels |  | 0.335 | 13 | 267 | 12 |  | Fixed | Roof
NJSTRE1545273296 |  | Transition Incentive Program | Plainfield | 7063 | 10 | 5.25 | Residential | Yes | Behind the Meter | Net-metered residential rooftop and canopy |  | None | Pro Custom Solar dba Momentum Solar | PSE&G | Accepted | 2020-07-08 | 2020-07-14 | 2021-07-14 | LG ELECTRONICS | LG 350N1C-V5 | Solar Panels |  | 0.35 | 3 | 140 | 34 |  | Fixed | Roof
NJSTRE1545273310 |  | Transition Incentive Program | Jersey City | 7307 | 8 | 3.05 | Residential | Yes | Behind the Meter | Net-metered residential rooftop and canopy |  | None | Bright Planet Solar | PSE&G | Accepted | 2020-07-08 | 2020-07-14 | 2021-07-14 | LONGI | LR6-60HPB-305M | Solar Panels |  | 0.305 | 10 | 207 | 9 |  | Fixed | Roof
NJSTRE1545273276 |  | Transition Incentive Program | Union | 7083 | 10 | 8.54 | Residential | Yes | Behind the Meter | Net-metered residential rooftop and canopy |  | None | Sunrun, Inc. | PSE&G | Accepted | 2020-07-09 | 2020-07-14 | 2021-10-30 | LONGi Green Energy Technology Co Ltd | LR6-60HPB-305M | Solar Panels |  | 0.305 | 2 | 219 | 27 |  | Fixed | Roof
NJSTRE1545383569 | NJSRRE1542849232 | Transition Incentive Program | Monroe Township | 8831 | 11 | 6.27 | Residential | No | Behind the Meter | Behind the Meter |  | None | Sunrun Installation Services, Inc. | JCP&L | Eligible for TI Program | 2019-10-31 | 2019-11-04 | 2021-10-30 | SolarEdge Technologies | SE5000H-USRGM | Inverters | 5000 |  | 1 |  |  | 0.96 |  | Outdoor | Next To Meter
NJSTRE1545383582 | NJSRRE1543098086 | Transition Incentive Program | Monroeville | 8343 | 16 | 16.24 | Residential | Yes | Behind the Meter | Behind the Meter |  | None | Sunrun Installation Services, Inc. | AC Electric | Eligible for TI Program | 2019-11-12 | 2019-11-15 | 2021-10-30 | Delta Electronics | M8-TL-US | Inverters | 7680 |  | 1 |  |  | 0.96 |  | Outdoor | Next To Meter
NJSTRE1545383588 | NJSRRE1542497288 | Transition Incentive Program | Maywood | 7607 | 7 | 6.67 | Residential | No | Behind the Meter | Behind the Meter |  | None | Sunrun Installation Services, Inc. | PSE&G | Eligible for TI Program | 2019-10-02 | 2019-10-04 | 2021-10-30 | Ningbo Ginlong Technologies | Solis-1P5K-4G-US | Inverters | 5000 |  | 1 |  |  | 0.96 |  | Outdoor | Next To Meter
NJSTRE1545383595 | NJSRRE1542851486 | Transition Incentive Program | JAMESBURG | 8831 | 11 | 3.47 | Residential | Yes | Behind the Meter | Net-metered residential rooftop and canopy |  | None | Vivint Solar Developer, LLC | JCP&L | Accepted | 2019-11-01 | 2019-11-04 | 2021-10-30 | Solar Edge | SE3800H-US000BNC4 | Inverters | 3800 |  | 1 |  |  | 0.992 |  | Outdoor | Near the Utility Meter
NJSTRE1545383596 | NJSRRE1542544801 | Transition Incentive Program | Highlands | 7732 | 17 | 5.8 | Residential | Yes | Behind the Meter | Behind the Meter |  | None | Sunrun Installation Services, Inc. | JCP&L | Eligible for TI Program | 2019-10-15 | 2019-10-24 | 2021-10-30 | Delta Electronics | M5-TL-US | Inverters | 4800 |  | 1 |  |  | 0.96 |  | Outdoor | Next To Meter
NJSTRE1545383609 | NJSRRE1542518904 | Transition Incentive Program | Sicklerville | 8081 | 14 | 17.69 | Residential | Yes | Behind the Meter | Net-metered residential rooftop and canopy |  | None | Whitman Construction, LLC | AC Electric | Accepted |  | 2019-10-15 | 2021-10-30 | Enphase Energy | IQ7-60-2-US | Inverters | 0.24 |  | 58 |  |  | 0.976 |  | Outside | roof
NJSTRE1545383610 | NJSRRE1543153446 | Transition Incentive Program | Jersey City | 7305 | 8 | 12.6 | Residential | Yes | Behind the Meter | Behind the Meter |  | None | Pro Custom Solar dba Momentum Solar | PSE&G | Eligible for TI Program | 2019-11-13 | 2019-11-15 | 2021-10-30 | Enphase Energy | IQ6-60-2-US | Inverters | 240 |  | 40 |  |  | 0.97 |  | Outdoor | Roof
NJSTRE1545383615 | NJSRRE1542910351 | Transition Incentive Program | JERSEY CITY | 7306 | 8 | 4.88 | Residential | No | Behind the Meter | Net-metered residential rooftop and canopy |  | None | Amergy Solar | PSE&G | Accepted | 2019-11-05 | 2019-11-06 | 2021-10-30 | Enphase Engage | Enphase IQ7 Plus-72-x-US | Inverters | 4.64 |  | 16 |  |  | 0.965 |  | Outside | wall
NJSTRE1545383616 | NJSRRE1542504681 | Transition Incentive Program | Camden | 8102 | 14 | 5.36 | Residential | Yes | Behind the Meter | Net-metered residential rooftop and canopy |  | None | Castle Energy, LLC | PSE&G | Accepted | 2019-10-04 | 2019-10-08 | 2021-10-30 | Enphase Energy | IQ7-60-2-US | Inverters | 240 |  | 17 |  |  | 0.967 |  | Outside | on the rooftop under each solar panel
NJSTRE1545383620 | NJSRRE1542611567 | Transition Incentive Program | Somerset | 8873 | 5 | 5.67 | Residential | Yes | Behind the Meter | Behind the Meter |  | None | Pro Custom Solar dba Momentum Solar | PSE&G | Eligible for TI Program | 2019-10-25 | 2019-10-29 | 2021-10-30 | Enphase Energy | IQ6-60-2-US | Inverters | 240 |  | 18 |  |  | 0.97 |  | Outdoor | Roof
NJSTRE1545383627 | NJSRRE1542909525 | Transition Incentive Program | Irvington | 7111 | 9 | 10.08 | Residential | Yes | Behind the Meter | Behind the Meter |  | None | Pro Custom Solar dba Momentum Solar | PSE&G | Eligible for TI Program | 2019-11-04 | 2019-11-06 | 2021-10-30 | Enphase Energy | IQ6-60-2-US | Inverters | 240 |  | 32 |  |  | 0.97 |  | Outdoor | Roof
NJSTRE1545383639 | NJSRRE1542816137 | Transition Incentive Program | Edison | 8817 | 11 | 2.84 | Residential | Yes | Behind the Meter | Behind the Meter |  | None | Pro Custom Solar dba Momentum Solar | PSE&G | Eligible for TI Program | 2019-10-30 | 2019-11-01 | 2021-10-30 | Enphase Energy | IQ6-60-2-US | Inverters | 240 |  | 9 |  |  | 0.97 |  | Outdoor | Roof
NJSTRE1545261944 |  | Transition Incentive Program | Rahway | 7065 | 10 | 5.25 | Residential | Yes | Behind the Meter | Net-metered residential rooftop and canopy |  | None | Pro Custom Solar dba Momentum Solar | PSE&G | Accepted | 2020-07-07 | 2020-07-13 | 2021-07-13 | LG ELECTRONICS | LG 350N1C-V5 | Solar Panels |  | 0.35 | 9 | 297 | 10 |  | Fixed | Roof
NJSTRE1545262003 |  | Transition Incentive Program | Somerset | 8873 | 5 | 9.1 | Residential | Yes | Behind the Meter | Net-metered residential rooftop and canopy |  | None | Pro Custom Solar dba Momentum Solar | PSE&G | Accepted | 2020-07-07 | 2020-07-13 | 2021-07-13 | LG ELECTRONICS | LG 350N1C-V5 | Solar Panels |  | 0.35 | 5 | 308 | 25 |  | Fixed | Roof
NJSTRE1545262003 |  | Transition Incentive Program | Somerset | 8873 | 5 | 9.1 | Residential | Yes | Behind the Meter | Net-metered residential rooftop and canopy |  | None | Pro Custom Solar dba Momentum Solar | PSE&G | Accepted | 2020-07-07 | 2020-07-13 | 2021-07-13 | LG ELECTRONICS | LG 350N1C-V5 | Solar Panels |  | 0.35 | 3 | 128 | 40 |  | Fixed | Roof
NJSTRE1545262092 |  | Transition Incentive Program | Runnemede | 8078 | 14 | 6.65 | Residential | Yes | Behind the Meter | Net-metered residential rooftop and canopy |  | None | Pro Custom Solar dba Momentum Solar | PSE&G | Accepted | 2020-07-07 | 2020-07-13 | 2021-07-13 | LG ELECTRONICS | LG 350N1C-V5 | Solar Panels |  | 0.35 | 7 | 65 | 30 |  | Fixed | Roof
NJSTRE1545263835 |  | Transition Incentive Program | Paterson City | 7503 | 6 | 14.81 | Residential | No | Behind the Meter | Net-metered residential rooftop and canopy |  | None | Suntuity Solar LLC | PSE&G | Accepted | 2020-07-08 | 2020-07-20 | 2021-07-20 | Hanwha Solar | Q-Cells 315 Mono | Solar Panels |  | 0.315 | 15 | 76 | 22 |  | Fixed | Roof
NJSTRE1545263854 | NJSRRE1541505857 | Transition Incentive Program | Englewood | 7631 | 7 | 68.93 | Commercial | No | Behind the meter | Net-metered non-residential rooftop and canopy |  | None | Green Power Energy | PSE&G | Accepted | 2019-06-28 | 2019-07-15 | 2021-10-30 | Trina Solar | TSM-305DD05A | Solar Panels |  | 0.305 | 84 | 140 | 15 |  | Fixed | Roof
NJSTRE1545263856 | NJSRRE1541506157 | Transition Incentive Program | Englewood | 7631 | 7 | 120.48 | Commercial | No | Behind the meter | Net-metered non-residential rooftop and canopy |  | None | Green Power Energy | PSE&G | Accepted | 2019-06-28 | 2019-07-15 | 2021-10-30 | Trina Solar | TSM-305DD05A | Solar Panels |  | 0.305 | 109 | 200 | 15 |  | Fixed | Roof
NJSTRE1545263867 | NJSRRE1543924024 | Transition Incentive Program | Raritan | 8869 | 5 | 10.73 | Residential | No | Behind the meter | Net-metered residential rooftop and canopy |  | None | ACDC Solar LLC | PSE&G | Final As-Built Received |  | 2020-01-08 | 2021-10-30 | Canadian Solar | CS1H-325MS | Solar Panels |  | 0.325 | 33 | 175 | 37 |  | Fixed | Roof
NJSTRE1545263883 |  | Transition Incentive Program | MOUNT HOLLY | 8060 | 13 | 6.18 | Residential | Yes | Behind the Meter | Net-metered residential rooftop and canopy |  | None | Vivint Solar Developer, LLC | PSE&G | Final As-Built Received | 2020-07-08 | 2020-07-13 | 2021-10-30 | Jinko Solar | JKM325M-60HBL | Solar Panels |  | 0.325 | 12 | 131 | 25 |  | Fixed | Roof
NJSTRE1545263958 |  | Transition Incentive Program | Lyndhurst | 7071 | 7 | 2.04 | Residential | No | Behind the Meter | Net-metered residential rooftop and canopy |  | None | Trinity Solar | PSE&G | Accepted | 2020-07-08 | 2020-07-13 | 2021-07-13 | Hanwha | Q.PEAK DUO BLK-G6 340 | Solar Panels |  | 0.34 | 6 | 299 | 30 |  | Fixed | Roof
NJSTRE1545264006 |  | Transition Incentive Program | BERGENFIELD | 7621 | 7 | 10.08 | Residential | Yes | Behind the Meter | Net-metered residential rooftop and canopy |  | None | Vivint Solar Developer, LLC | PSE&G | Accepted | 2020-07-08 | 2020-07-13 | 2021-07-13 | Jinko Solar | JKM325M-60HBL | Solar Panels |  | 0.325 | 4 | 180 | 25 |  | Fixed | Roof
NJSTRE1545270931 |  | Transition Incentive Program | Lodi | 7644 | 7 | 9.86 | Residential | No | Behind the Meter | Net-metered residential rooftop and canopy |  | None | Pro Custom Solar dba Momentum Solar | PSE&G | Accepted | 2020-07-08 | 2020-07-14 | 2021-07-14 | HANWHA | Q.PEAK DUO BLK G6+ 340 | Solar Panels |  | 0.34 | 6 | 129 | 48 |  | Fixed | Roof
NJSTRE1545270968 |  | Transition Incentive Program | UNION BEACH | 7735 | 17 | 7.15 | Residential | Yes | Behind the Meter | Net-metered residential rooftop and canopy |  | None | Vivint Solar Developer, LLC | JCP&L | Accepted | 2020-07-08 | 2020-07-14 | 2021-07-14 | Jinko Solar | JKM325M-60HBL | Solar Panels |  | 0.325 | 22 | 222 | 19 |  | Fixed | Roof
NJSTRE1545273369 |  | Transition Incentive Program | Willingboro | 8046 | 13 | 9.8 | Residential | Yes | Behind the Meter | Net-metered residential rooftop and canopy |  | None | Pro Custom Solar dba Momentum Solar | PSE&G | Accepted | 2020-07-08 | 2020-07-14 | 2021-07-14 | LG ELECTRONICS | LG 350N1C-V5 | Solar Panels |  | 0.35 | 18 | 173 | 23 |  | Fixed | Roof
NJSTRE1545273381 |  | Transition Incentive Program | Pennington | 8534 | 12 | 13.3 | Residential | Yes | Behind the Meter | Net-metered residential rooftop and canopy |  | None | Pro Custom Solar dba Momentum Solar | PSE&G | Accepted | 2020-07-08 | 2020-07-14 | 2021-07-14 | LG ELECTRONICS | LG 350N1C-V5 | Solar Panels |  | 0.35 | 7 | 270 | 32 |  | Fixed | Roof
NJSTRE1545273381 |  | Transition Incentive Program | Pennington | 8534 | 12 | 13.3 | Residential | Yes | Behind the Meter | Net-metered residential rooftop and canopy |  | None | Pro Custom Solar dba Momentum Solar | PSE&G | Accepted | 2020-07-08 | 2020-07-14 | 2021-07-14 | LG ELECTRONICS | LG 350N1C-V5 | Solar Panels |  | 0.35 | 2 | 270 | 31 |  | Fixed | Roof
NJSTRE1545273545 |  | Transition Incentive Program | Asbury Park | 7712 | 17 | 10.41 | Residential | No | Behind the Meter | Net-metered residential rooftop and canopy |  | None | Tesla Energy Operations Inc. | JCP&L | Accepted | 2020-07-08 | 2020-07-14 | 2021-07-14 | Tesla | SR60T1 | Solar Panels |  | 0.05847 | 34 | 161 | 23 |  | Fixed | Roof
NJSTRE1545383420 | NJSRRE1542884270 | Transition Incentive Program | RAHWAY | 7065 | 10 | 3.78 | Residential | Yes | Behind the Meter | Net-metered residential rooftop and canopy |  | None | Vivint Solar Developer, LLC | PSE&G | Accepted | 2019-11-01 | 2019-11-05 | 2021-10-30 | solar edge | SE3800H-US | Inverters | 3800 |  | 1 |  |  | 0.992 |  | Outdoor | near the utility meter
NJSTRE1545383421 | NJSRRE1542501663 | Transition Incentive Program | Howell Township | 7731 | 17 | 12.87 | Residential | Yes | Behind the Meter | Behind the Meter |  | None | Sunrun Installation Services, Inc. | JCP&L | Eligible for TI Program | 2019-10-03 | 2019-10-08 | 2021-10-30 | SolarEdge Technologies | SE10000H-USRGM | Inverters | 10000 |  | 1 |  |  | 0.96 |  | Outdoor | Next To Meter
NJSTRE1545383429 | NJSRRE1542511040 | Transition Incentive Program | Sicklerville | 8081 | 14 | 9.43 | Residential | No | Behind the Meter | Behind the Meter |  | None | Sunny Corp | AC Electric | Eligible for TI Program | 2019-10-07 | 2019-10-09 | 2021-10-30 | SolarEdge | SE7600H-US | Inverters | 7600 |  | 1 |  |  | 0.992 |  | Outside | GARAGE
NJSTRE1545383431 | NJSRRE1542790771 | Transition Incentive Program | WOODBURY | 8096 | 15 | 5.04 | Residential | Yes | Behind the Meter | Net-metered residential rooftop and canopy |  | None | Vivint Solar Developer, LLC | PSE&G | Accepted | 2019-10-30 | 2019-11-01 | 2021-10-30 | solar edge | SE3800H-US | Inverters | 3800 |  | 1 |  |  | 0.992 |  | Outdoor | near utility meter
NJSTRE1545383432 | NJSRRE1542429006 | Transition Incentive Program | ROSELLE | 7203 | 10 | 9.45 | Residential | Yes | Behind the Meter | Net-metered residential rooftop and canopy |  | None | Vivint Solar Developer, LLC | PSE&G | Accepted | 2019-09-24 | 2019-09-25 | 2021-10-30 | SOLAREDGE | SE7600H-US000BNC4 | Inverters | 7600 |  | 1 |  |  | 0.992 |  | Outdoor | Near The Utility Meter
NJSTRE1545383439 | NJSRRE1542433832 | Transition Incentive Program | Haddon Township | 8107 | 14 | 8.19 | Residential | No | Behind the Meter | Net-metered residential rooftop and canopy |  | None | Suntuity Solar LLC | PSE&G | Accepted | 2019-09-25 | 2019-09-26 | 2021-10-30 | Enphase Energy | IQ7-60-2-US | Inverters | 240 |  | 26 |  |  | 0.97 |  | Outdoor | Behind the PV Modules
NJSTRE1545383459 | NJSRRE1543041748 | Transition Incentive Program | Elizabeth | 7206 | 10 | 7.59 | Residential | Yes | Behind the Meter | Behind the Meter |  | None | Pro Custom Solar dba Momentum Solar | PSE&G | Eligible for TI Program | 2019-11-06 | 2019-11-11 | 2021-10-30 | Enphase Energy | IQ7PLUS-72-2-US | Inverters | 295 |  | 22 |  |  | 0.97 |  | Outdoor | Roof
NJSTRE1545383461 | NJSRRE1543254593 | Transition Incentive Program | MANAHAWKIN | 8050 | 18 | 9.77 | Residential | Yes | Behind the Meter | Net-metered residential rooftop and canopy |  | None | Vivint Solar Developer, LLC | AC Electric | Final As-Built Received | 2019-11-15 | 2019-11-19 | 2021-10-30 | solar edge | SE7600H-US000BNC4 | Inverters | 7600 |  | 1 |  |  | 0.992 |  | Outdoor | near utility meter
NJSTRE1545383698 | NJSRRE1542687523 | Transition Incentive Program | Somerset | 8873 | 5 | 9.14 | Residential | Yes | Behind the Meter | Behind the Meter |  | None | Pro Custom Solar dba Momentum Solar | PSE&G | Eligible for TI Program | 2019-10-29 | 2019-10-31 | 2021-10-30 | Enphase Energy | IQ6-60-2-US | Inverters | 240 |  | 29 |  |  | 0.97 |  | Outdoor | Roof
NJSTRE1545383699 | NJSRRE1542431444 | Transition Incentive Program | Absecon | 8201 | 19 | 27.8 | Residential | Yes | Behind the Meter | Behind the Meter |  | None | Sun Up Zero Down | AC Electric | Eligible for TI Program | 2019-09-24 | 2019-09-26 | 2021-10-30 | Sunpower | SPR-E20-327-C-AC | Inverters | 27200 |  | 85 |  |  | 0.96 |  | Other | behind panels
NJSTRE1545383708 | NJSRRE1542561913 | Transition Incentive Program | Toms River | 8757 | 18 | 7.88 | Residential | Yes | Behind the Meter | Behind the Meter |  | None | Trinity Solar | JCP&L | Eligible for TI Program | 2019-10-21 | 2019-10-22 | 2021-10-30 | Solar Edge | SE6000 | Inverters | 6000 |  | 1 |  |  | 0.97 |  | Outside | side of home
NJSTRE1545383720 | NJSRRE1542909170 | Transition Incentive Program | New Brunswick | 8901 | 11 | 9.32 | Residential | Yes | Behind the Meter | Behind the Meter |  | None | Pro Custom Solar dba Momentum Solar | PSE&G | Eligible for TI Program | 2019-11-04 | 2019-11-06 | 2021-10-30 | Enphase Energy | IQ7PLUS-72-2-US | Inverters | 295 |  | 27 |  |  | 0.97 |  | Outdoor | Roof
NJSTRE1545263855 | NJSRRE1541506131 | Transition Incentive Program | Englewood | 7631 | 7 | 80.83 | Commercial | No | Behind the meter | Net-metered non-residential rooftop and canopy |  | None | Green Power Energy | PSE&G | Accepted | 2019-06-28 | 2019-07-15 | 2021-10-30 | Trina Solar | TSM-305DD05A | Solar Panels |  | 0.305 | 110 | 250 | 15 |  | Fixed | Roof
NJSTRE1545263855 | NJSRRE1541506131 | Transition Incentive Program | Englewood | 7631 | 7 | 80.83 | Commercial | No | Behind the meter | Net-metered non-residential rooftop and canopy |  | None | Green Power Energy | PSE&G | Accepted | 2019-06-28 | 2019-07-15 | 2021-10-30 | Trina Solar | TSM-305DD05A | Solar Panels |  | 0.305 | 71 | 210 | 15 |  | Fixed | Roof
NJSTRE1545263857 | NJSRRE1541506179 | Transition Incentive Program | Englewood | 7631 | 7 | 191.24 | Commercial | No | Behind the meter | Net-metered non-residential rooftop and canopy |  | None | Green Power Energy | PSE&G | Accepted | 2019-06-28 | 2019-07-15 | 2021-10-30 | Trina Solar | TSM-305DD05A | Solar Panels |  | 0.305 | 174 | 215 | 15 |  | Fixed | Roof
NJSTRE1545263904 |  | Transition Incentive Program | Gibbstown | 8027 | 15 | 8.71 | Residential | Yes | Behind the Meter | Net-metered residential rooftop and canopy |  | ACE | Vision Solar LLC | AC Electric | Accepted | 2020-07-08 | 2020-07-13 | 2021-07-13 | LG SOLAR | LG335N1K-V5 | Solar Panels |  | 0.335 | 9 | 172 | 33 |  | Fixed | Roof
NJSTRE1545263912 |  | Transition Incentive Program | Galloway | 8205 | 19 | 3.69 | Residential | Yes | Behind the Meter | Net-metered residential rooftop and canopy |  | None | Trinity Solar | AC Electric | Final As-Built Received | 2020-07-08 | 2020-07-13 | 2021-10-30 | Hanwha 335 | Q.PEAK DUO BLK-G6 335 | Solar Panels |  | 0.335 | 11 | 133 | 18 |  | Fixed | Roof
NJSTRE1545263954 |  | Transition Incentive Program | Haskell | 7420 | 6 | 17.76 | Residential | Yes | Behind the Meter | Net-metered residential rooftop and canopy |  | JCPL 2 | Vision Solar LLC | JCP&L | Accepted | 2020-07-08 | 2020-07-13 | 2021-07-13 | LG SOLAR | LG335N1K-V5 | Solar Panels |  | 0.335 | 12 | 37 | 20 |  | Fixed | Roof
NJSTRE1545263946 |  | Transition Incentive Program | Parsippany | 7054 | 3 | 4.55 | Residential | Yes | Behind the Meter | Net-metered residential rooftop and canopy |  | None | Pro Custom Solar dba Momentum Solar | JCP&L | Accepted | 2020-07-08 | 2020-07-13 | 2021-07-13 | LG ELECTRONICS | LG 350N1C-V5 | Solar Panels |  | 0.35 | 13 | 145 | 22 |  | Fixed | Roof
NJSTRE1545263951 |  | Transition Incentive Program | BURLINGTON | 8016 | 13 | 3.84 | Residential | Yes | Behind the Meter | Net-metered residential rooftop and canopy |  | None | Vivint Solar Developer, LLC | PSE&G | Accepted | 2020-07-08 | 2020-07-13 | 2021-07-13 | JINKO SOLAR | JKM320M-60HBL | Solar Panels |  | 0.32 | 10 | 273 | 24 |  | Fixed | Roof
NJSTRE1545263967 |  | Transition Incentive Program | Bergenfield | 7621 | 7 | 4.8 | Residential | No | Behind the Meter | Net-metered residential rooftop and canopy |  | None | Vivint Solar Developer, LLC | PSE&G | Accepted | 2020-07-08 | 2020-07-13 | 2021-07-13 | Jinko Solar | JKM320M-60HBL | Solar Panels |  | 0.32 | 5 | 358 | 40 |  | Fixed | Roof
NJSTRE1545383716 | NJSRRE1542909574 | Transition Incentive Program | Manville | 8835 | 5 | 9.45 | Residential | Yes | Behind the Meter | Net-metered residential rooftop and canopy |  | None | Vivint Solar Developer, LLC | PSE&G | Accepted | 2019-11-04 | 2019-11-06 | 2021-10-30 | Solar Edge | SE7600H-US000BNC4 | Inverters | 7600 |  | 1 |  |  | 0.992 |  | Outdoor | Near the utility meter
NJSTRE1545383718 | NJSRRE1542581417 | Transition Incentive Program | Washington Twp | 8012 | 14 | 5.89 | Residential | No | Behind the Meter | Behind the Meter |  | None | Spectrum Energy, Inc. | PSE&G | Eligible for TI Program | 2019-10-24 | 2019-10-28 | 2021-10-30 | ENPHASE | IQ7-60-ACM-US | Inverters | 240 |  | 19 |  |  | 0.97 |  | Outside | MICROINVERTERS UNDER EACH PANEL
NJSTRE1545383724 | NJSRRE1543067479 | Transition Incentive Program | Orange | 7050 | 9 | 11.03 | Residential | Yes | Behind the Meter | Behind the Meter |  | None | Pro Custom Solar dba Momentum Solar | PSE&G | Eligible for TI Program | 2019-11-12 | 2019-11-21 | 2021-10-30 | Enphase Energy | IQ6-60-2-US | Inverters | 240 |  | 35 |  |  | 0.97 |  | Outdoor | Roof
NJSTRE1545273305 |  | Transition Incentive Program | merchantville | 8109 | 14 | 8.04 | Residential | Yes | Behind the Meter | Net-metered residential rooftop and canopy |  | PSEG | Vision Solar LLC | PSE&G | Final As-Built Received | 2020-07-08 | 2020-07-14 | 2021-10-30 | LG SOLAR | LG335N1K-V5 | Solar Panels |  | 0.335 | 12 | 174 | 31 |  | Fixed | Roof
NJSTRE1545273311 |  | Transition Incentive Program | Medford | 8055 | 13 | 7.71 | Residential | Yes | Behind the Meter | Net-metered residential rooftop and canopy |  | None | Pro Custom Solar dba Momentum Solar | PSE&G | Accepted | 2020-07-08 | 2020-07-14 | 2021-07-14 | HANWHA | Q.PEAK DUO BLK G6+ 335 | Solar Panels |  | 0.335 | 11 | 110 | 22 |  | Fixed | Roof
NJSTRE1545273378 |  | Transition Incentive Program | TINTON FALLS | 7724 | 17 | 303.36 | Commercial | No | Behind the Meter | Net-metered non-residential rooftop and canopy |  | None | SEA BRIGHT SOLAR, LLC | JCP&L | Accepted | 2020-07-08 | 2020-07-14 | 2021-10-30 | SUNPOWER | SPRP19-395-COM | Solar Panels |  | 0.395 | 384 | 90 | 10 |  | Fixed | Roof | EAST
NJSTRE1545273393 |  | Transition Incentive Program | New Brunswick | 8901 | 11 | 105.3 | Commercial | Yes | Behind the Meter | Net-metered non-residential rooftop and canopy |  | PSEG | Solar Energy Systems | PSE&G | Accepted | 2020-07-21 | 2020-07-24 | 2021-07-24 | BYD | BYD P5K-36 Serues 4BB | Solar Panels |  | 0.325 | 324 | Landscape | 10 |  | Fixed | Roof
NJSTRE1545273534 |  | Transition Incentive Program | Pennington | 8534 | 12 | 17.6 | Residential | No | Behind the Meter | Net-metered residential rooftop and canopy |  | None | Exact Solar | PSE&G | Final As-Built Received | 2020-07-08 | 2020-07-14 | 2021-10-30 | LG | LG345N1C-V5 | Solar Panels |  | 0.345 | 30 | 117 | 40 |  | Fixed | Roof
NJSTRE1545275499 |  | Transition Incentive Program | Little Egg Harbor Twp | 8087 | 18 | 4.02 | Residential | Yes | Behind the Meter | Net-metered residential rooftop and canopy |  | None | Trinity Solar | AC Electric | Final As-Built Received | 2020-07-09 | 2020-07-14 | 2021-10-30 | HANWHA | QPEAK DUO BLK-G6 335 | Solar Panels |  | 0.335 | 12 | 216 | 30 |  | Fixed | Roof
NJSTRE1545275569 |  | Transition Incentive Program | Sparta | 7871 | 1 | 16.32 | Residential | No | Behind the Meter | Net-metered residential rooftop and canopy |  | None | Tesla Energy Operations Inc. | JCP&L | Accepted | 2020-07-09 | 2020-07-14 | 2021-07-14 | Hanwha Q-Cells | Q.Peak DUO BLK-G6+/SC340 | Solar Panels |  | 0.34 | 3 | 135 | 30 |  | Fixed | Roof
NJSTRE1545275578 |  | Transition Incentive Program | Belle Mead | 8502 | 5 | 6.46 | Residential | No | Behind the Meter | Net-metered residential rooftop and canopy |  | None | Trinity Solar | PSE&G | Final As-Built Received | 2020-07-09 | 2020-07-14 | 2021-10-30 | Hanwha | Q.PEAK DUO BLK-G6 340 | Solar Panels |  | 0.34 | 11 | 197 | 36 |  | Fixed | Roof
NJSTRE1545275578 |  | Transition Incentive Program | Belle Mead | 8502 | 5 | 6.46 | Residential | No | Behind the Meter | Net-metered residential rooftop and canopy |  | None | Trinity Solar | PSE&G | Final As-Built Received | 2020-07-09 | 2020-07-14 | 2021-10-30 | Hanwha | Q.PEAK DUO BLK-G6 340 | Solar Panels |  | 0.34 | 8 | 197 | 38 |  | Fixed | Roof
NJSTRE1545275618 |  | Transition Incentive Program | Egg Harbor Township | 8234 | 19 | 8 | Residential | Yes | Behind the Meter | Net-metered residential rooftop and canopy |  | None | Sun Up Zero Down | AC Electric | Accepted | 2020-07-09 | 2020-07-14 | 2021-07-14 | Trina | TSM-320DD05H.05(II) | Solar Panels |  | 0.32 | 25 | 177 | 40 |  | Fixed | Roof
NJSTRE1545383567 | NJSRRE1542575107 | Transition Incentive Program | Hightstown | 8520 | 12 | 5.89 | Residential | Yes | Behind the Meter | Behind the Meter |  | None | Ad Energy | JCP&L | Eligible for TI Program | 2019-10-22 | 2019-11-01 | 2021-10-30 | SunPower | SPR-E20-327-E-AC | Inverters | 315 |  | 18 |  |  | 0.975 |  | Outdoor | At each panel
NJSTRE1545383581 | NJSRRE1542544121 | Transition Incentive Program | CAPE MAY COURT HOUSE | 8210 | 21 | 17.98 | Residential | Yes | Behind the Meter | Behind the Meter |  | None | Sunrun Installation Services, Inc. | AC Electric | Eligible for TI Program | 2019-10-15 | 2019-10-17 | 2021-10-30 | SolarEdge Technologies | SE10000H-USRGM | Inverters | 10000 |  | 1 |  |  | 0.96 |  | Outdoor | Next To Meter
NJSTRE1545383599 | NJSRRE1543067756 | Transition Incentive Program | West Orange | 7052 | 9 | 8.41 | Residential | Yes | Behind the Meter | Behind the Meter |  | None | Sunrun Installation Services, Inc. | PSE&G | Eligible for TI Program | 2019-11-12 | 2019-11-14 | 2021-10-30 | Enphase Energy | IQ7-60-x-US (240V) | Inverters | 240 |  | 29 |  |  | 0.96 |  | Outdoor | Rooftop
NJSTRE1545383618 | NJSRRE1543047273 | Transition Incentive Program | Monroe Township | 8831 | 11 | 9.45 | Residential | Yes | Behind the Meter | Behind the Meter |  | None | Pro Custom Solar dba Momentum Solar | JCP&L | Eligible for TI Program | 2019-11-07 | 2019-11-12 | 2021-10-30 | Enphase Energy | IQ6-60-2-US | Inverters | 240 |  | 30 |  |  | 0.97 |  | Outdoor | Roof
NJSTRE1545383636 | NJSRRE1542548374 | Transition Incentive Program | Pompton Plains | 7444 | 3 | 7.25 | Residential | Yes | Behind the Meter | Behind the Meter |  | None | Sunrun Installation Services, Inc. | JCP&L | Eligible for TI Program | 2019-10-16 | 2019-10-18 | 2021-10-30 | SolarEdge Technologies | SE7600A-USS2RGM | Inverters | 7600 |  | 1 |  |  | 0.96 |  | Outdoor | Next To Meter
NJSTRE1545383653 | NJSRRE1542428863 | Transition Incentive Program | NORTH PLAINFIELD | 7063 | 10 | 7.25 | Residential | Yes | Behind the Meter | Net-metered residential rooftop and canopy |  | None | Vivint Solar Developer, LLC | PSE&G | Accepted | 2019-09-24 | 2019-09-25 | 2021-10-30 | Solar Edge | SE7600H-US000BNC4 | Inverters | 7600 |  | 1 |  |  | 0.992 |  | Outdoor | Near the Utility Meter
NJSTRE1545383660 | NJSRRE1542679433 | Transition Incentive Program | North Bergen | 7047 | 8 | 4.41 | Residential | No | Behind the Meter | Net-metered residential rooftop and canopy |  | None | Suntuity Solar LLC | PSE&G | Accepted | 2019-10-26 | 2019-10-29 | 2021-10-30 | Enphase Energy | IQ7-60-2-US | Inverters | 240 |  | 14 |  |  | 0.97 |  | Outdoor | Behind the PV Modules
NJSTRE1545383664 | NJSRRE1542448621 | Transition Incentive Program | WEST ORANGE | 7052 | 9 | 13.55 | Residential | Yes | Behind the Meter | Net-metered residential rooftop and canopy |  | None | Vivint Solar Developer, LLC | PSE&G | Accepted | 2019-09-27 | 2019-10-01 | 2021-10-30 | Solar Edge | SE10000H-US000BNC4 | Inverters | 10000 |  | 1 |  |  | 0.992 |  | Outdoor | Near the Utility Meter
NJSTRE1545383678 | NJSRRE1543060792 | Transition Incentive Program | Millville | 8332 | 20 | 12.92 | Residential | Yes | Behind the Meter | Net-metered residential rooftop and canopy |  | None | Vivint Solar Developer, LLC | AC Electric | Accepted | 2019-11-08 | 2019-11-13 | 2021-10-30 | SOLAREDGE | SE10000H-US000BNC4 | Inverters | 10000 |  | 1 |  |  | 0.992 |  | Outdoor | Near the Utility Meter
NJSTRE1545383685 | NJSRRE1542521333 | Transition Incentive Program | Lincoln Park | 7035 | 3 | 4.8 | Residential | No | Behind the Meter | Net-metered residential rooftop and canopy |  | None | SunPower Corporation, Systems | JCP&L | Accepted |  | 2019-10-11 | 2021-10-30 | SUNPOWER | SPR-A400-G-AC | Inverters | 320 |  | 12 |  |  | 0.97 |  | Other | under each panel
NJSTRE1545383703 | NJSRRE1542883223 | Transition Incentive Program | DUNELLEN | 8812 | 11 | 13.23 | Residential | Yes | Behind the Meter | Net-metered residential rooftop and canopy |  | None | Vivint Solar Developer, LLC | PSE&G | Accepted | 2019-11-01 | 2019-11-05 | 2021-10-30 | Solar Edge | SE7600H-US000BNC4 | Inverters | 7600 |  | 1 |  |  | 0.992 |  | Outdoor | Near the utility meter
NJSTRE1545383703 | NJSRRE1542883223 | Transition Incentive Program | DUNELLEN | 8812 | 11 | 13.23 | Residential | Yes | Behind the Meter | Net-metered residential rooftop and canopy |  | None | Vivint Solar Developer, LLC | PSE&G | Accepted | 2019-11-01 | 2019-11-05 | 2021-10-30 | Solar Edge | SE3800H-US000BNC4 | Inverters | 3800 |  | 1 |  |  | 0.992 |  | Outdoor | Near the utility meter
NJSTRE1545383467 | NJSRRE1543041720 | Transition Incentive Program | Lakehurst | 8733 | 18 | 8.82 | Residential | Yes | Behind the Meter | Behind the Meter |  | None | Pro Custom Solar dba Momentum Solar | JCP&L | Eligible for TI Program | 2019-11-06 | 2019-11-11 | 2021-10-30 | Enphase Energy | IQ6-60-2-US | Inverters | 240 |  | 28 |  |  | 0.97 |  | Outdoor | Roof
NJSTRE1545383468 | NJSRRE1542430923 | Transition Incentive Program | Middlesex | 8846 | 11 | 12.08 | Residential | Yes | Behind the Meter | Behind the Meter |  | None | Pro Custom Solar dba Momentum Solar | PSE&G | Eligible for TI Program | 2019-09-24 | 2019-09-25 | 2021-10-30 | Enphase Energy | IQ7-60-2-US | Inverters | 250 |  | 35 |  |  | 0.97 |  | Outdoor | Roof
NJSTRE1545383471 | NJSRRE1542909162 | Transition Incentive Program | Hamilton Township | 8619 | 12 | 6.6 | Residential | Yes | Behind the Meter | Behind the Meter |  | None | Sunrun Installation Services, Inc. | PSE&G | Eligible for TI Program | 2019-11-04 | 2019-11-06 | 2021-10-30 | SolarEdge Technologies | SE6000H-USRGM | Inverters | 6000 |  | 1 |  |  | 0.96 |  | Outdoor | Next To Meter
NJSTRE1545383511 | NJSRRE1542431675 | Transition Incentive Program | Merchantville | 8109 | 14 | 12.29 | Residential | Yes | Behind the Meter | Net-metered residential rooftop and canopy |  | None | Vivint Solar Developer, LLC | PSE&G | Accepted | 2019-09-24 | 2019-09-26 | 2021-10-30 | Solar Edge | SE10000H-US000BNC4 | Inverters | 10000 |  | 1 |  |  | 0.992 |  | Outdoor | Near the Utility Meter
NJSTRE1545383522 | NJSRRE1542561885 | Transition Incentive Program | Swedesboro | 8085 | 15 | 9.6 | Residential | Yes | Behind the Meter | Behind the Meter |  | None | Skyline Solar, LLC | AC Electric | Eligible for TI Program | 2019-10-21 | 2019-10-22 | 2021-10-30 | SolarEdge | SE7600H-US | Inverters | 7600 |  | 1 |  |  | 0.99 |  | Outside | within ten feet of meter
NJSTRE1545383525 | NJSRRE1542573280 | Transition Incentive Program | Dover | 7801 | 3 | 8.41 | Residential | Yes | Behind the Meter | Behind the Meter |  | None | Sunrun Installation Services, Inc. | JCP&L | Eligible for TI Program | 2019-10-21 | 2019-10-23 | 2021-10-30 | SolarEdge Technologies | SE7600H-USRGM | Inverters | 7600 |  | 1 |  |  | 0.96 |  | Outdoor | Next To Meter
NJSTRE1545383532 | NJSRRE1543067470 | Transition Incentive Program | SICKLERVILLE | 8081 | 14 | 9.14 | Residential | Yes | Behind the Meter | Net-metered residential rooftop and canopy |  | None | Vivint Solar Developer, LLC | AC Electric | Accepted | 2019-11-12 | 2019-11-14 | 2021-10-30 | Solar Edge | SE7600H-US000BNC4 | Inverters | 7600 |  | 1 |  |  | 0.992 |  | Outdoor | Near the utility meter
NJSTRE1545383533 | NJSRRE1542911455 | Transition Incentive Program | Montague | 7827 | 1 | 12.92 | Residential | Yes | Behind the Meter | Net-metered residential rooftop and canopy |  | None | Suntuity Solar LLC | JCP&L | Accepted | 2019-11-05 | 2019-11-06 | 2021-10-30 | Enphase Energy | IQ7-60-2-US | Inverters | 240 |  | 41 |  |  | 0.97 |  | Outdoor | Behind the PV Modules
NJSTRE1545383543 | NJSRRE1542519371 | Transition Incentive Program | Mount Laurel Township | 8054 | 13 | 14.84 | Residential | Yes | Behind the Meter | Behind the Meter |  | None | Pro Custom Solar dba Momentum Solar | PSE&G | Eligible for TI Program | 2019-10-09 | 2019-10-11 | 2021-10-30 | Enphase Energy | IQ7-60-2-US | Inverters | 250 |  | 43 |  |  | 0.97 |  | Outdoor | Roof
NJSTRE1545383555 | NJSRRE1542566461 | Transition Incentive Program | North Bergen Twp | 7047 | 8 | 7.04 | Residential | Yes | Behind the Meter | Behind the Meter |  | None | Skyline Solar, LLC | PSE&G | Eligible for TI Program | 2019-10-21 | 2019-10-23 | 2021-10-30 | SolarEdge | SE5000H-US | Inverters | 5000 |  | 1 |  |  | 0.99 |  | Outside | within ten feet of meter
NJSTRE1545383556 | NJSRRE1542790789 | Transition Incentive Program | Mays landing | 8330 | 19 | 8.5 | Residential | Yes | Behind the Meter | Net-metered residential rooftop and canopy |  | None | Vision Solar LLC | AC Electric | Accepted | 2019-10-30 | 2019-11-01 | 2021-10-30 | SUNPOWER | E20-327-E-AC | Inverters | 0.32 |  | 26 |  |  | 0.96 |  | Other | BEHIND PANELS
NJSTRE1545383558 | NJSRRE1542424854 | Transition Incentive Program | Cherry Hill | 8002 | 14 | 32.13 | Residential | Yes | Behind the Meter | Behind the Meter |  | None | Trinity Solar | PSE&G | Eligible for TI Program | 2019-09-20 | 2019-09-24 | 2021-10-30 | Solar Edge | SE7600H-US | Inverters | 7600 |  | 2 |  |  | 0.97 |  | Outdoor | side of home
NJSTRE1545383655 | NJSRRE1542832715 | Transition Incentive Program | Mansfield | 8022 | 13 | 12.24 | Residential | No | Behind the Meter | Net-metered residential rooftop and canopy |  | None | SunPower Corporation, Systems | PSE&G | Accepted |  | 2019-11-01 | 2021-10-30 | SUNPOWER | SPR-X22-360-E-AC | Inverters | 320 |  | 34 |  |  | 0.96 |  | Other | under each panel
NJSTRE1545383656 | NJSRRE1542448521 | Transition Incentive Program | Pleasantville | 8232 | 19 | 7.36 | Residential | Yes | Behind the Meter | Net-metered residential rooftop and canopy |  | None | Castle Energy, LLC | AC Electric | Final As-Built Received | 2019-09-27 | 2019-10-01 | 2021-10-30 | Enphase Energy | IQ7-60-2-US | Inverters | 240 |  | 23 |  |  | 0.967 |  | Outside | on the rooftop under each solar panel
NJSTRE1545383662 | NJSRRE1542424989 | Transition Incentive Program | CHERRY HILL | 8003 | 14 | 8.19 | Residential | Yes | Behind the Meter | Net-metered residential rooftop and canopy |  | None | Vivint Solar Developer, LLC | PSE&G | Accepted | 2019-09-20 | 2019-09-24 | 2021-10-30 | SOLAREDGE | SE7600H-US000BNC4 | Inverters | 7600 |  | 1 |  |  | 0.992 |  | Outdoor | Near The Utility Meter
NJSTRE1545270908 |  | Transition Incentive Program | Toms River | 8753 | 18 | 7.14 | Residential | No | Behind the Meter | Net-metered residential rooftop and canopy |  | None | Trinity Solar | JCP&L | Final As-Built Received | 2020-07-08 | 2020-07-14 | 2021-10-30 | Hanwha | Q.PEAK DUO BLK-G6 340 | Solar Panels |  | 0.34 | 21 | 274 | 25 |  | Fixed | Roof
NJSTRE1545270919 |  | Transition Incentive Program | Margate City | 8402 | 19 | 11.9 | Residential | No | Behind the Meter | Net-metered residential rooftop and canopy |  | None | NJ Solar Power, LLC | AC Electric | Accepted | 2020-07-08 | 2020-07-14 | 2021-07-14 | Panasonic | VBHN340SA17 | Solar Panels |  | 0.34 | 15 | 143 | 27 |  | Fixed | Roof | Roof 5
NJSTRE1545270959 |  | Transition Incentive Program | Newton | 7860 | 1 | 11.47 | Residential | Yes | Behind the Meter | Net-metered residential rooftop and canopy |  | None | Bright Planet Solar | JCP&L | Accepted | 2020-07-08 | 2020-07-14 | 2021-07-14 | LONGI | LR6-60HPB-310M | Solar Panels |  | 0.31 | 10 | 306 | 22 |  | Fixed | Roof
NJSTRE1545273278 |  | Transition Incentive Program | Voorhees | 8043 | 14 | 9.38 | Residential | Yes | Behind the Meter | Net-metered residential rooftop and canopy |  | PSEG | Vision Solar LLC | PSE&G | Accepted | 2020-07-08 | 2020-07-14 | 2021-07-14 | LG SOLAR | LG335N1K-V5 | Solar Panels |  | 0.335 | 4 | 356 | 41 |  | Fixed | Roof
NJSTRE1545273296 |  | Transition Incentive Program | Plainfield | 7063 | 10 | 5.25 | Residential | Yes | Behind the Meter | Net-metered residential rooftop and canopy |  | None | Pro Custom Solar dba Momentum Solar | PSE&G | Accepted | 2020-07-08 | 2020-07-14 | 2021-07-14 | LG ELECTRONICS | LG 350N1C-V5 | Solar Panels |  | 0.35 | 6 | 50 | 44 |  | Fixed | Roof
NJSTRE1545273276 |  | Transition Incentive Program | Union | 7083 | 10 | 8.54 | Residential | Yes | Behind the Meter | Net-metered residential rooftop and canopy |  | None | Sunrun, Inc. | PSE&G | Accepted | 2020-07-09 | 2020-07-14 | 2021-10-30 | LONGi Green Energy Technology Co Ltd | LR6-60HPB-305M | Solar Panels |  | 0.305 | 18 | 128 | 18 |  | Fixed | Roof
NJSTRE1545273381 |  | Transition Incentive Program | Pennington | 8534 | 12 | 13.3 | Residential | Yes | Behind the Meter | Net-metered residential rooftop and canopy |  | None | Pro Custom Solar dba Momentum Solar | PSE&G | Accepted | 2020-07-08 | 2020-07-14 | 2021-07-14 | LG ELECTRONICS | LG 350N1C-V5 | Solar Panels |  | 0.35 | 2 | 270 | 35 |  | Fixed | Roof
NJSTRE1545275507 |  | Transition Incentive Program | Princeton | 8540 | 12 | 16.4 | Residential | No | Behind the Meter | Net-metered residential rooftop and canopy |  | None | Exact Solar | PSE&G | Accepted | 2020-07-09 | 2020-07-24 | 2021-07-24 | LG | LG400N2W-A5 | Solar Panels |  | 0.41 | 9 | 153 | 7 |  | Fixed | Roof
NJSTRE1545275530 |  | Transition Incentive Program | BURLINGTON | 8016 | 13 | 7.8 | Residential | Yes | Behind the Meter | Net-metered residential rooftop and canopy |  | None | Vivint Solar Developer, LLC | PSE&G | Final As-Built Received | 2020-07-09 | 2020-07-14 | 2021-10-30 | Jinko Solar | JKM325M-60HBL | Solar Panels |  | 0.325 | 6 | 282 | 14 |  | Fixed | Roof
NJSTRE1545275530 |  | Transition Incentive Program | BURLINGTON | 8016 | 13 | 7.8 | Residential | Yes | Behind the Meter | Net-metered residential rooftop and canopy |  | None | Vivint Solar Developer, LLC | PSE&G | Final As-Built Received | 2020-07-09 | 2020-07-14 | 2021-10-30 | Jinko Solar | JKM325M-60HBL | Solar Panels |  | 0.325 | 18 | 102 | 36 |  | Fixed | Roof
NJSTRE1545273262 |  | Transition Incentive Program | North Bergen | 7047 | 8 | 7 | Residential | Yes | Behind the Meter | Net-metered residential rooftop and canopy |  | None | Pro Custom Solar dba Momentum Solar | PSE&G | Accepted | 2020-07-08 | 2020-07-14 | 2021-07-14 | LG ELECTRONICS | LG 350N1C-V5 | Solar Panels |  | 0.35 | 20 | 121 | 8 |  | Fixed | Roof
NJSTRE1545273321 |  | Transition Incentive Program | jackson | 8527 | 18 | 7.37 | Residential | Yes | Behind the Meter | Net-metered residential rooftop and canopy |  | JCPL | Vision Solar LLC | JCP&L | Accepted | 2020-07-08 | 2020-07-14 | 2021-07-14 | LG SOLAR | LG335N1K-V5 | Solar Panels |  | 0.335 | 17 | 274 | 23 |  | Fixed | Roof
NJSTRE1545273381 |  | Transition Incentive Program | Pennington | 8534 | 12 | 13.3 | Residential | Yes | Behind the Meter | Net-metered residential rooftop and canopy |  | None | Pro Custom Solar dba Momentum Solar | PSE&G | Accepted | 2020-07-08 | 2020-07-14 | 2021-07-14 | LG ELECTRONICS | LG 350N1C-V5 | Solar Panels |  | 0.35 | 22 | 180 | 34 |  | Fixed | Roof
NJSTRE1545273534 |  | Transition Incentive Program | Pennington | 8534 | 12 | 17.6 | Residential | No | Behind the Meter | Net-metered residential rooftop and canopy |  | None | Exact Solar | PSE&G | Final As-Built Received | 2020-07-08 | 2020-07-14 | 2021-10-30 | LG | LG345N1C-V5 | Solar Panels |  | 0.345 | 9 | 117 | 40 |  | Fixed | Roof
NJSTRE1545273534 |  | Transition Incentive Program | Pennington | 8534 | 12 | 17.6 | Residential | No | Behind the Meter | Net-metered residential rooftop and canopy |  | None | Exact Solar | PSE&G | Final As-Built Received | 2020-07-08 | 2020-07-14 | 2021-10-30 | LG | LG345N1C-V5 | Solar Panels |  | 0.345 | 12 | 297 | 15 |  | Fixed | Roof
NJSTRE1545275507 |  | Transition Incentive Program | Princeton | 8540 | 12 | 16.4 | Residential | No | Behind the Meter | Net-metered residential rooftop and canopy |  | None | Exact Solar | PSE&G | Accepted | 2020-07-09 | 2020-07-24 | 2021-07-24 | LG | LG400N2W-A5 | Solar Panels |  | 0.41 | 16 | 153 | 7 |  | Fixed | Roof
NJSTRE1545275536 |  | Transition Incentive Program | Metuchen | 8840 | 11 | 5.74 | Residential | No | Behind the Meter | Net-metered residential rooftop and canopy |  | None | Green House Solar | PSE&G | Accepted | 2020-07-09 | 2020-07-14 | 2021-07-14 | Sunpower | A 410-GΓÇ»-AC | Solar Panels |  | 0.41 | 2 | 264 | 33 |  | Fixed | Roof
NJSTRE1545275569 |  | Transition Incentive Program | Sparta | 7871 | 1 | 16.32 | Residential | No | Behind the Meter | Net-metered residential rooftop and canopy |  | None | Tesla Energy Operations Inc. | JCP&L | Accepted | 2020-07-09 | 2020-07-14 | 2021-07-14 | Hanwha Q-Cells | Q.Peak DUO BLK-G6+/SC340 | Solar Panels |  | 0.34 | 9 | 45 | 40 |  | Fixed | Roof
NJSTRE1545275563 |  | Transition Incentive Program | Somerville | 8876 | 5 | 8.83 | Residential | Yes | Behind the Meter | Net-metered residential rooftop and canopy |  | None | GenRenew, LLC | PSE&G | Accepted | 2020-07-09 | 2020-07-14 | 2021-07-14 | Sunpower | SPR-E20-327-E-AC | Solar Panels |  | 0.327 | 4 | 278 | 20 |  | Fixed | Roof
NJSTRE1545275563 |  | Transition Incentive Program | Somerville | 8876 | 5 | 8.83 | Residential | Yes | Behind the Meter | Net-metered residential rooftop and canopy |  | None | GenRenew, LLC | PSE&G | Accepted | 2020-07-09 | 2020-07-14 | 2021-07-14 | Sunpower | SPR-E20-327-E-AC | Solar Panels |  | 0.327 | 7 | 188 | 20 |  | Fixed | Roof
NJSTRE1545275610 |  | Transition Incentive Program | TOMS RIVER | 8753 | 18 | 10.24 | Residential | No | Behind the Meter | Net-metered residential rooftop and canopy |  | None | Orbit Energy & Power, LLC | JCP&L | Final As-Built Received | 2020-07-09 | 2020-07-15 | 2021-10-30 | HANWHA QCELLS | QPEAK 320W | Solar Panels |  | 0.32 | 26 | 152 | 33 |  | Fixed | Roof
NJSTRE1545275709 |  | Transition Incentive Program | Little Ferry | 7643 | 7 | 7.56 | Residential | Yes | Behind the Meter | Net-metered residential rooftop and canopy |  | None | Tesla Energy Operations Inc. | PSE&G | Accepted | 2020-07-09 | 2020-07-27 | 2021-07-27 | Hanwha Q CELLS | Q.PEAK DUO BLK-G5/SC315 | Solar Panels |  | 0.315 | 2 | 351 | 40 |  | Fixed | Roof
NJSTRE1545275803 |  | Transition Incentive Program | Jackson | 8527 | 18 | 13.76 | Residential | No | Behind the Meter | Net-metered residential rooftop and canopy |  | None | EMT Renewables | JCP&L | Final As-Built Received | 2020-07-09 | 2020-07-15 | 2021-10-30 | Trina | 320-BLK | Solar Panels |  | 0.32 | 28 | 178 | 31 |  | Fixed | Roof
NJSTRE1545383568 | NJSRRE1542642823 | Transition Incentive Program | Middletown | 7748 | 17 | 11.89 | Residential | No | Behind the Meter | Behind the Meter |  | None | Sunrun Installation Services, Inc. | JCP&L | Eligible for TI Program | 2019-10-25 | 2019-10-29 | 2021-10-30 | SolarEdge Technologies | SE7600A-USS2RGM | Inverters | 7600 |  | 1 |  |  | 0.96 |  | Outdoor | Next To Meter
NJSTRE1545383597 | NJSRRE1542575043 | Transition Incentive Program | River Edge | 7661 | 7 | 5.23 | Residential | Yes | Behind the Meter | Net-metered residential rooftop and canopy |  | None | SunPower Corporation, Systems | PSE&G | Accepted |  | 2019-10-24 | 2021-10-30 | SUNPOWER | SPR-E20-327-E-AC | Inverters | 320 |  | 16 |  |  | 0.96 |  | Other | under each panel
NJSTRE1545383600 | NJSRRE1542561819 | Transition Incentive Program | Pleasantville | 8232 | 19 | 7.04 | Residential | Yes | Behind the Meter | Behind the Meter |  | None | Skyline Solar, LLC | AC Electric | Eligible for TI Program | 2019-10-21 | 2019-10-22 | 2021-10-30 | SolarEdge | SE5000H-US | Inverters | 5000 |  | 1 |  |  | 0.99 |  | Outside | within ten feet of meter
NJSTRE1545383601 | NJSRRE1543041120 | Transition Incentive Program | West Deptford | 8093 | 15 | 9.45 | Residential | Yes | Behind the Meter | Behind the Meter |  | None | Trinity Solar | PSE&G | Eligible for TI Program | 2019-11-06 | 2019-11-08 | 2021-10-30 | SOLAR EDGE | SE7600H-US | Inverters | 7600 |  | 1 |  |  | 0.97 |  | Other | SIDE OF HOME
NJSTRE1545383607 | NJSRRE1542528178 | Transition Incentive Program | Union | 7083 | 10 | 65.63 | Commercial | Yes | Behind the Meter | Net-metered non-residential rooftop and canopy |  | None | Powerlutions | PSE&G | Accepted |  | 2019-10-15 | 2021-10-30 | SolarEdge | SE 43.2K US | Inverters | 43.2 |  | 1 |  |  | 0.99 |  | Outdoor | Near Meter
NJSTRE1545383617 | NJSRRE1542467636 | Transition Incentive Program | Bayonne | 7002 | 8 | 8.28 | Residential | Yes | Behind the Meter | Behind the Meter |  | None | Pro Custom Solar dba Momentum Solar | PSE&G | Eligible for TI Program | 2019-10-01 | 2019-10-03 | 2021-10-30 | Enphase Energy | IQ7-60-2-US | Inverters | 250 |  | 24 |  |  | 0.97 |  | Outdoor | Roof
NJSTRE1545383628 | NJSRRE1542559548 | Transition Incentive Program | Paterson | 7502 | 6 | 6.21 | Residential | Yes | Behind the Meter | Behind the Meter |  | None | Pro Custom Solar dba Momentum Solar | PSE&G | Eligible for TI Program | 2019-10-18 | 2019-10-22 | 2021-10-30 | Enphase Energy | IQ7-60-2-US | Inverters | 250 |  | 18 |  |  | 0.97 |  | Outdoor | Roof
NJSTRE1545383641 | NJSRRE1542528139 | Transition Incentive Program | Irvington Town | 7111 | 9 | 7.04 | Residential | Yes | Behind the Meter | Behind the Meter |  | None | Skyline Solar, LLC | PSE&G | Eligible for TI Program | 2019-10-11 | 2019-10-15 | 2021-10-30 | SolarEdge | SE5000H-US | Inverters | 5000 |  | 1 |  |  | 0.99 |  | Outside | within ten feet of meter
NJSTRE1545383642 | NJSRRE1542832850 | Transition Incentive Program | sicklerville | 8081 | 14 | 16.35 | Residential | Yes | Behind the Meter | Net-metered residential rooftop and canopy |  | None | Vision Solar LLC | AC Electric | Accepted | 2019-10-30 | 2019-11-01 | 2021-10-30 | sunpower | e20-327-e-ac | Inverters | 0.32 |  | 50 |  |  | 0.96 |  | Other | behind panels
NJSTRE1545383665 | NJSRRE1542428686 | Transition Incentive Program | Pleasantville | 8232 | 19 | 4.1 | Residential | Yes | Behind the Meter | Behind the Meter |  | None | Trinity Solar | AC Electric | Eligible for TI Program | 2019-09-23 | 2019-09-25 | 2021-10-30 | Solar Edge | SE3800 | Inverters | 3800 |  | 1 |  |  | 0.97 |  | Outside | side of home
NJSTRE1545383674 | NJSRRE1542574885 | Transition Incentive Program | South Dennis | 8210 | 21 | 17.66 | Residential | Yes | Behind the Meter | Net-metered residential rooftop and canopy |  | None | Vision Solar LLC | AC Electric | Accepted | 2019-10-22 | 2019-10-23 | 2021-10-30 | sunpower | e20-327-e-ac | Inverters | 0.32 |  | 54 |  |  | 0.96 |  | Other | behind panels
NJSTRE1545383676 | NJSRRE1542428418 | Transition Incentive Program | Englishtown | 7726 | 17 | 20.79 | Residential | Yes | Behind the Meter | Net-metered residential rooftop and canopy |  | None | Vivint Solar Developer, LLC | JCP&L | Accepted | 2019-09-23 | 2019-09-25 | 2021-10-30 | Solar Edge | SE7600H-US000BNC4 | Inverters | 7600 |  | 2 |  |  | 0.992 |  | Outdoor | near the utility meter
NJSTRE1545382363 | NJSRRE1541815069 | Transition Incentive Program | Keyport | 7735 | 17 | 6.3 | Residential | Yes | Behind the Meter | Net-metered residential rooftop and canopy |  | None | Vivint Solar Developer, LLC | JCP&L | Accepted | 2019-08-13 | 2019-08-23 | 2021-10-30 | Solar Edge | SE7600H-US | Inverters | 7600 |  | 1 |  |  | 0.992 |  | Outdoor | Near the Utility Meter
NJSTRE1545382370 | NJSRRE1541804144 | Transition Incentive Program | Sicklerville | 8081 | 14 | 4.72 | Residential | Yes | Behind the Meter | Behind the Meter |  | None | Trinity Solar | AC Electric | Eligible for TI Program | 2019-08-08 | 2019-08-23 | 2021-10-30 | Solar Edge | SE3800H-US000BNC4 | Inverters | 3800 |  | 1 |  |  | 0.97 |  | Outdoor | side of home
NJSTRE1545382373 | NJSRRE1541858727 | Transition Incentive Program | North Plainfield | 7060 | 10 | 5.51 | Residential | Yes | Behind the Meter | Behind the Meter |  | None | Sunrun Installation Services, Inc. | PSE&G | Eligible for TI Program | 2019-08-19 | 2019-08-23 | 2021-10-30 | Ningbo Ginlong Technologies | Solis-1P4.6K-4G-US | Inverters | 4600 |  | 1 |  |  | 0.96 |  | Outdoor | Next To Meter
NJSTRE1545382406 | NJSRRE1541820541 | Transition Incentive Program | Wood-Ridge | 7075 | 7 | 10.79 | Residential | Yes | Behind the Meter | Net-metered residential rooftop and canopy |  | None | SunPower Corporation, Systems | PSE&G | Accepted |  | 2019-08-23 | 2021-10-30 | SUNPOWER | SPR-E20-327-E-AC | Inverters | 320 |  | 33 |  |  | 0.96 |  | Other | under each panel
NJSTRE1545382411 | NJSRRE1541790383 | Transition Incentive Program | Franklinville | 8322 | 15 | 11.9 | Residential | Yes | Behind the Meter | Net-metered residential rooftop and canopy |  | None | Bright Planet Solar | AC Electric | Accepted |  | 2019-08-08 | 2021-10-30 | SolarEdge | SE10000H-USRGM | Inverters | 10000 |  | 1 |  |  | 0.98 |  | Outdoor | Next to Meter
NJSTRE1545382413 | NJSRRE1541726031 | Transition Incentive Program | Newark City | 7108 | 9 | 2.62 | Residential | No | Behind the Meter | Net-metered residential rooftop and canopy |  | None | SunPower Capital | PSE&G | Accepted | 2019-08-01 | 2019-08-06 | 2021-10-30 | sunpower | e20-327-e-ac | Inverters | 0.32 |  | 8 |  |  | 0.96 |  | Other | behind panels
NJSTRE1545382422 | NJSRRE1541820504 | Transition Incentive Program | Mahwah | 7430 | 7 | 8.41 | Residential | Yes | Behind the Meter | Behind the Meter |  | None | Sunrun Installation Services, Inc. | Orange Rockland Electric | Eligible for TI Program | 2019-08-13 | 2019-08-23 | 2021-10-30 | Ningbo Ginlong Technologies | Solis-1P7.6K-4G-US | Inverters | 7600 |  | 1 |  |  | 0.96 |  | Outdoor | Next To Meter
NJSTRE1545382427 | NJSRRE1541727657 | Transition Incentive Program | Hopatcong | 7843 | 1 | 4.35 | Residential | Yes | Behind the Meter | Behind the Meter |  | None | Sunrun Installation Services, Inc. | JCP&L | Eligible for TI Program | 2019-08-01 | 2019-08-06 | 2021-10-30 | Ningbo Ginlong Technologies | Solis-1P3.6K-4G-US | Inverters | 3600 |  | 1 |  |  | 0.96 |  | Outdoor | Next To Meter
NJSTRE1545382434 | NJSRRE1541851314 | Transition Incentive Program | Princeton | 8540 | 12 | 6.93 | Residential | No | Behind the Meter | Net-metered residential rooftop and canopy |  | None | Exact Solar | PSE&G | Accepted | 2019-08-16 | 2019-08-23 | 2021-10-30 | Enphase | IQ7+ | Inverters | 295 |  | 22 |  |  | 0.97 |  | Outdoor | under panels
NJSTRE1545382439 | NJSRRE1541731798 | Transition Incentive Program | Lawnside | 8045 | 14 | 14.57 | Residential | No | Behind the Meter | Net-metered residential rooftop and canopy |  | None | Solar Energy World | PSE&G | Accepted | 2019-08-02 | 2019-08-07 | 2021-10-30 | Solar Edge | SE11400H-USRGM | Inverters | 11400 |  | 1 |  |  | 0.98 |  | Outside | near meter
NJSTRE1545382463 | NJSRRE1541850934 | Transition Incentive Program | Englewood | 7631 | 7 | 14.06 | Residential | Yes | Behind the Meter | Net-metered residential rooftop and canopy |  | None | SunPower Corporation, Systems | PSE&G | Accepted |  | 2019-08-23 | 2021-10-30 | SUNPOWER | SPR-E20-327-E-AC | Inverters | 320 |  | 43 |  |  | 0.96 |  | Other | under each panel
NJSTRE1545382470 | NJSRRE1541785111 | Transition Incentive Program | Weehawken | 7086 | 8 | 4.06 | Residential | No | Behind the Meter | Behind the Meter |  | None | Sunrun Installation Services, Inc. | PSE&G | Eligible for TI Program | 2019-08-03 | 2019-08-07 | 2021-10-30 | Ningbo Ginlong Technologies | Solis-1P3.6K-4G-US | Inverters | 3600 |  | 1 |  |  | 0.96 |  | Outdoor | Next To Meter
NJSTRE1545275847 |  | Transition Incentive Program | CHERRY HILL | 8002 | 14 | 8.45 | Residential | Yes | Behind the Meter | Net-metered residential rooftop and canopy |  | None | Vivint Solar Developer, LLC | PSE&G | Accepted | 2020-07-09 | 2020-07-15 | 2021-07-15 | JINKO SOLAR | JKM325M-60HBL | Solar Panels |  | 0.325 | 15 | 41 | 30 |  | Fixed | Roof
NJSTRE1545275898 |  | Transition Incentive Program | Howell | 7731 | 17 | 7.36 | Residential | No | Behind the Meter | Net-metered residential rooftop and canopy |  | None | EMT Renewables | JCP&L | Final As-Built Received | 2020-07-09 | 2020-07-15 | 2021-10-30 | Trina | 320-BLK | Solar Panels |  | 0.32 | 23 | 241 | 20 |  | Fixed | Roof
NJSTRE1545275903 |  | Transition Incentive Program | Hazlet | 7730 | 17 | 17.15 | Residential | No | Behind the Meter | Net-metered residential rooftop and canopy |  | None | Pro Custom Solar dba Momentum Solar | JCP&L | Accepted | 2020-07-09 | 2020-07-15 | 2021-07-15 | LG ELECTRONICS | LG 350N1C-V5 | Solar Panels |  | 0.35 | 12 | 247 | 18 |  | Fixed | Roof
NJSTRE1545276823 |  | Transition Incentive Program | west atlantic city | 8232 | 19 | 8 | Residential | No | Behind the Meter | Net-metered residential rooftop and canopy |  | None | Orbit Energy & Power, LLC | AC Electric | Accepted | 2020-07-09 | 2020-07-15 | 2021-10-30 | hanwha qcells | qpeak 320w | Solar Panels |  | 0.32 | 3 | 294 | 22 |  | Fixed | Roof
NJSTRE1545278326 | NJSRRE1541643529 | Transition Incentive Program | Cherry Hill | 8003 | 14 | 15.04 | Residential | Yes | Behind the Meter | Behind the Meter |  | None | Skyline Solar, LLC | PSE&G | Eligible for TI Program | 2019-07-13 | 2019-07-22 | 2021-10-30 | Silfab | SIL-320NL | Solar Panels |  | 0.32 | 17 | 194 | 39 |  | Fixed | Roof
NJSTRE1545278335 | NJSRRE1544523748 | Transition Incentive Program | Toms River | 8753 | 18 | 5.1 | Residential | Yes | Behind the meter | Net-metered residential rooftop and canopy |  | None | Trinity Solar | JCP&L | Final As-Built Received |  | 2020-02-26 | 2021-10-30 | Hanwha 340 | Q.PEAK DUO BLK-G6 340 | Solar Panels |  | 0.34 | 15 | 11 | 17 |  | Fixed | Roof
NJSTRE1545383586 | NJSRRE1542907488 | Transition Incentive Program | Piscataway | 8854 | 11 | 9.77 | Residential | No | Behind the Meter | Net-metered residential rooftop and canopy |  | None | Suntuity Solar LLC | PSE&G | Accepted | 2019-11-04 | 2019-11-05 | 2021-10-30 | Enphase Energy | IQ7-60-2-US | Inverters | 240 |  | 31 |  |  | 0.97 |  | Outdoor | Behind the PV Modules
NJSTRE1545383587 | NJSRRE1542642916 | Transition Incentive Program | Linden | 7036 | 10 | 7.25 | Residential | Yes | Behind the Meter | Behind the Meter |  | None | Pro Custom Solar dba Momentum Solar | PSE&G | Eligible for TI Program | 2019-10-25 | 2019-10-29 | 2021-10-30 | Enphase Energy | IQ7PLUS-72-2-US | Inverters | 295 |  | 21 |  |  | 0.97 |  | Outdoor | Roof
NJSTRE1545383602 | NJSRRE1542541872 | Transition Incentive Program | Pennsauken | 8110 | 14 | 10.08 | Residential | Yes | Behind the Meter | Net-metered residential rooftop and canopy |  | None | Vivint Solar Developer, LLC | PSE&G | Accepted | 2019-10-14 | 2019-10-16 | 2021-10-30 | Solar Edge | SE7600H-US000BNC4 | Inverters | 7600 |  | 1 |  |  | 0.992 |  | Outdoor | Near the Utility Meter
NJSTRE1545383611 | NJSRRE1542445480 | Transition Incentive Program | Cherry Hill | 8002 | 14 | 7.25 | Residential | Yes | Behind the Meter | Net-metered residential rooftop and canopy |  | None | Vivint Solar Developer, LLC | PSE&G | Final As-Built Received | 2019-09-26 | 2019-09-30 | 2021-10-30 | Solar Edge | SE7600H-US | Inverters | 7600 |  | 1 |  |  | 0.992 |  | Outdoor | Near the Utility Meter
NJSTRE1545383621 | NJSRRE1543158793 | Transition Incentive Program | Mantua | 8051 | 15 | 3.78 | Residential | Yes | Behind the Meter | Net-metered residential rooftop and canopy |  | None | Vivint Solar Developer, LLC | AC Electric | Accepted | 2019-11-13 | 2019-11-15 | 2021-10-30 | Solar Edge | SE3800H-US000BNC4 | Inverters | 3800 |  | 1 |  |  | 0.992 |  | Outdoor | Near the utility meter
NJSTRE1545383646 | NJSRRE1542431763 | Transition Incentive Program | Wayne | 7470 | 6 | 9.28 | Residential | No | Behind the Meter | Behind the Meter |  | None | Sunrun Installation Services, Inc. | PSE&G | Eligible for TI Program | 2019-09-24 | 2019-09-26 | 2021-10-30 | Ningbo Ginlong Technologies | Solis-1P7.6K-4G-US | Inverters | 7600 |  | 1 |  |  | 0.96 |  | Outdoor | Next To Meter
NJSTRE1545383709 | NJSRRE1542425717 | Transition Incentive Program | Barnegat | 8005 | 18 | 4.96 | Residential | No | Behind the Meter | Net-metered residential rooftop and canopy |  | None | Solar Energy World | AC Electric | Accepted | 2019-09-20 | 2019-09-24 | 2021-10-30 | Solar Edge | SE5000H-USRGM | Inverters | 5000 |  | 1 |  |  | 0.983 |  | Outside | near meter
NJSTRE1545383714 | NJSRRE1542461546 | Transition Incentive Program | Franklinville | 8322 | 15 | 10.03 | Residential | No | Behind the Meter | Net-metered residential rooftop and canopy |  | None | Bright Planet Solar | AC Electric | Accepted |  | 2019-10-01 | 2021-10-30 | SOLAR EDGE | SE7600H-USRGM | Inverters | 7600 |  | 1 |  |  | 0.98 |  | Outdoor | NEXT TO METER
NJSTRE1545273376 |  | Transition Incentive Program | Basking Ridge | 7920 | 5 | 10.99 | Residential | No | Behind the Meter | Net-metered residential rooftop and canopy |  | None | Tesla Energy Operations Inc | JCP&L | Accepted | 2020-07-08 | 2020-07-14 | 2021-07-14 | Tesla | SR60T1 | Solar Panels |  | 0.05847 | 130 | 123 | 21 |  | Fixed | Roof
NJSTRE1545273395 |  | Transition Incentive Program | Lakewood | 8701 | 18 | 10.54 | Residential | No | Behind the Meter | Net-metered residential rooftop and canopy |  | None | Powerlutions | JCP&L | Accepted | 2020-07-08 | 2020-07-14 | 2021-10-30 | Qcell | Q.Peak DUO-G6+ 340 | Solar Panels |  | 0.34 | 12 | 139 | 29 |  | Fixed | Roof
NJSTRE1545273545 |  | Transition Incentive Program | Asbury Park | 7712 | 17 | 10.41 | Residential | No | Behind the Meter | Net-metered residential rooftop and canopy |  | None | Tesla Energy Operations Inc. | JCP&L | Accepted | 2020-07-08 | 2020-07-14 | 2021-07-14 | Tesla | SR60T1 | Solar Panels |  | 0.05847 | 17 | 341 | 23 |  | Fixed | Roof
NJSTRE1545275537 |  | Transition Incentive Program | Cherry Hill | 8003 | 14 | 8.5 | Residential | Yes | Behind the Meter | Net-metered residential rooftop and canopy |  | None | Castle Energy, LLC | PSE&G | Accepted | 2020-07-09 | 2020-07-14 | 2021-07-14 | Hanwha Q-Cells | Q.Peak DUO BLK-G6 340 | Solar Panels |  | 0.34 | 9 | 232 | 21 |  | Fixed | Roof
NJSTRE1545275563 |  | Transition Incentive Program | Somerville | 8876 | 5 | 8.83 | Residential | Yes | Behind the Meter | Net-metered residential rooftop and canopy |  | None | GenRenew, LLC | PSE&G | Accepted | 2020-07-09 | 2020-07-14 | 2021-07-14 | Sunpower | SPR-E20-327-E-AC | Solar Panels |  | 0.327 | 16 | 278 | 20 |  | Fixed | Roof
NJSTRE1545275641 |  | Transition Incentive Program | MORRISTOWN | 7960 | 3 | 14 | Residential | No | Behind the Meter | Net-metered residential rooftop and canopy |  | None | Infinity Solar Systems | JCP&L | Accepted | 2020-07-09 | 2020-07-14 | 2021-07-14 | LG | LG350N1C-V5 | Solar Panels |  | 0.35 | 7 | 192 | 25 |  | Fixed | Roof
NJSTRE1545275673 |  | Transition Incentive Program | Carneys Point | 8069 | 16 | 12.16 | Residential | Yes | Behind the Meter | Net-metered residential rooftop and canopy |  | ACE | RCL Enterprises Inc. | AC Electric | Accepted | 2020-07-09 | 2020-07-14 | 2021-07-14 | Trina Solar | TSM-320DD06M | Solar Panels |  | 0.32 | 38 | 220 | 30 |  | Fixed | Roof
NJSTRE1545275682 |  | Transition Incentive Program | Midland Park | 7432 | 7 | 4.88 | Residential | Yes | Behind the Meter | Net-metered residential rooftop and canopy |  | None | Vivint Solar Developer, LLC | PSE&G | Accepted | 2020-07-09 | 2020-07-14 | 2021-07-14 | Jinko Solar | JKM325M-60HBL | Solar Panels |  | 0.325 | 11 | 132 | 43 |  | Fixed | Roof
NJSTRE1545275709 |  | Transition Incentive Program | Little Ferry | 7643 | 7 | 7.56 | Residential | Yes | Behind the Meter | Net-metered residential rooftop and canopy |  | None | Tesla Energy Operations Inc. | PSE&G | Accepted | 2020-07-09 | 2020-07-27 | 2021-07-27 | Hanwha Q CELLS | Q.PEAK DUO BLK-G5/SC315 | Solar Panels |  | 0.315 | 12 | 261 | 27 |  | Fixed | Roof
NJSTRE1545275739 |  | Transition Incentive Program | Pine Hill | 8021 | 14 | 5.36 | Residential | Yes | Behind the Meter | Net-metered residential rooftop and canopy |  | ACE | Vision Solar LLC | AC Electric | Accepted | 2020-07-09 | 2020-07-15 | 2021-07-15 | LG SOLAR | LG335N1K-V5 | Solar Panels |  | 0.335 | 6 | 27 | 27 |  | Fixed | Roof
NJSTRE1545275770 |  | Transition Incentive Program | Hillside | 7205 | 10 | 7.93 | Residential | Yes | Behind the Meter | Net-metered residential rooftop and canopy |  | None | Sunrun, Inc. | PSE&G | Accepted | 2020-07-09 | 2020-07-15 | 2021-07-15 | LONGi Green Energy Technology Co Ltd | LR6-60HPB-305M | Solar Panels |  | 0.305 | 4 | 218 | 42 |  | Fixed | Roof
NJSTRE1545382490 | NJSRRE1542411798 | Transition Incentive Program | Watchung Boro | 7069 | 5 | 16.68 | Residential | Yes | Behind the Meter | Net-metered residential rooftop and canopy |  | None | Vision Solar LLC | PSE&G | Accepted | 2019-09-17 | 2019-09-19 | 2021-10-30 | sunpower | e20-327-e-ac | Inverters | 0.32 |  | 51 |  |  | 0.96 |  | Other | behind panels
NJSTRE1545382494 | NJSRRE1541873552 | Transition Incentive Program | Oradell | 7649 | 7 | 16.38 | Residential | Yes | Behind the Meter | Behind the Meter |  | None | Tesla Energy Operations Inc | PSE&G | Eligible for TI Program | 2019-08-22 | 2019-08-26 | 2021-10-30 | SOLAREDGE | SE7600H-US000SNC2 | Inverters | 7600 |  | 2 |  |  | 0.99 |  | Outdoor | outdoor
NJSTRE1545382503 | NJSRRE1541880910 | Transition Incentive Program | UNION BEACH | 7735 | 17 | 4.41 | Residential | Yes | Behind the Meter | Net-metered residential rooftop and canopy |  | None | Vivint Solar Developer, LLC | JCP&L | Accepted | 2019-08-29 | 2019-08-29 | 2021-10-30 | Solar Edge | SE3800H-US | Inverters | 3800 |  | 1 |  |  | 0.992 |  | Outdoor | Near the Utility Meter
NJSTRE1545382513 | NJSRRE1541907924 | Transition Incentive Program | Long Branch | 7740 | 17 | 8.06 | Residential | No | Behind the Meter | Behind the Meter |  | None | Skyline Solar LLC | JCP&L | Eligible for TI Program | 2019-08-29 | 2019-09-03 | 2021-10-30 | Solaredge | SE6000H-US RGM | Inverters | 6000 |  | 1 |  |  | 0.99 |  | Outside | by meter
NJSTRE1545382517 | NJSRRE1541871730 | Transition Incentive Program | Atco | 8004 | 14 | 8.51 | Residential | Yes | Behind the Meter | Behind the Meter |  | None | Trinity Solar | AC Electric | Eligible for TI Program | 2019-08-21 | 2019-08-26 | 2021-10-30 | Solar Edge | SE7600 | Inverters | 7600 |  | 1 |  |  | 0.97 |  | Outside | side of home
NJSTRE1545382529 | NJSRRE1542412000 | Transition Incentive Program | Warren | 7059 | 5 | 6.62 | Residential | Yes | Behind the Meter | Net-metered non-residential ground mount |  | None | Vivint Solar Developer, LLC | PSE&G | Accepted | 2019-09-17 | 2019-09-19 | 2021-10-30 | Solar Edge | SE7600H-US | Inverters | 7600 |  | 1 |  |  | 0.992 |  | Outdoor | Near Utility Meter
NJSTRE1545382533 | NJSRRE1542411745 | Transition Incentive Program | Pittsgrove Township | 8318 | 16 | 11.78 | Residential | No | Behind the Meter | Net-metered residential rooftop and canopy |  | None | Suntuity Solar LLC | AC Electric | Accepted | 2019-09-17 | 2019-09-19 | 2021-10-30 | Enphase Energy | IQ7-60-2-US | Inverters | 240 |  | 38 |  |  | 0.97 |  | Outdoor | Behind the PV Modules
NJSTRE1545382541 | NJSRRE1542407188 | Transition Incentive Program | TOMS RIVER | 8757 | 18 | 6.62 | Residential | No | Behind the Meter | Net-metered residential rooftop and canopy |  | None | Vivint Solar Developer, LLC | JCP&L | Accepted | 2019-09-14 | 2019-09-17 | 2021-10-30 | Solar Edge | SE7600H-US | Inverters | 7600 |  | 1 |  |  | 0.992 |  | Outdoor | Near the Utility Meter
NJSTRE1545382545 | NJSRRE1541888342 | Transition Incentive Program | Ridgefield | 7657 | 7 | 17.2 | Residential | Yes | Behind the Meter | Net-metered residential rooftop and canopy |  | None | SunPower Corporation, Systems | PSE&G | Accepted |  | 2019-08-30 | 2021-10-30 | SUNPOWER | SPR-A400-G-AC | Inverters | 320 |  | 43 |  |  | 0.97 |  | Other | under each panel
NJSTRE1545382552 | NJSRRE1542409653 | Transition Incentive Program | Galloway | 8205 | 19 | 14.07 | Residential | Yes | Behind the Meter | Behind the Meter |  | None | Pro Custom Solar dba Momentum Solar | AC Electric | Eligible for TI Program | 2019-09-16 | 2019-09-19 | 2021-10-30 | Enphase Energy | IQ7-60-2-US | Inverters | 250 |  | 42 |  |  | 0.97 |  | Outdoor | Roof
NJSTRE1545382562 | NJSRRE1541880952 | Transition Incentive Program | Twp of Washington | 7676 | 7 | 4.06 | Residential | Yes | Behind the Meter | Behind the Meter |  | None | Code Green Solar, LLC | PSE&G | Eligible for TI Program | 2019-08-28 | 2019-09-16 | 2021-10-30 | Enphase Energy | EnphaseEnergy-M250-72-2LL-S22 | Inverters | 0.25 |  | 14 |  |  | 0.965 |  | Outdoor | outside
NJSTRE1545382575 | NJSRRE1541861879 | Transition Incentive Program | Beachwood | 8722 | 18 | 8.19 | Residential | Yes | Behind the Meter | Net-metered residential rooftop and canopy |  | None | Vivint Solar Developer, LLC | JCP&L | Accepted | 2019-09-04 | 2019-09-04 | 2021-10-30 | SolarEdge Technologies | SE7600H-US | Inverters | 7600 |  | 1 |  |  | 0.992 |  | Other | Near the Utility Meter
NJSTRE1545273254 |  | Transition Incentive Program | Sicklerville | 8081 | 14 | 5.04 | Residential | Yes | Behind the Meter | Net-metered residential rooftop and canopy |  | None | Trinity Solar | AC Electric | Accepted | 2020-07-08 | 2020-07-14 | 2021-07-14 | Hanwha | Q.PEAK DUO BLK-G5 315 | Solar Panels |  | 0.315 | 16 | 219 | 30 |  | Fixed | Roof
NJSTRE1545273311 |  | Transition Incentive Program | Medford | 8055 | 13 | 7.71 | Residential | Yes | Behind the Meter | Net-metered residential rooftop and canopy |  | None | Pro Custom Solar dba Momentum Solar | PSE&G | Accepted | 2020-07-08 | 2020-07-14 | 2021-07-14 | HANWHA | Q.PEAK DUO BLK G6+ 335 | Solar Panels |  | 0.335 | 12 | 290 | 21 |  | Fixed | Roof
NJSTRE1545273276 |  | Transition Incentive Program | Union | 7083 | 10 | 8.54 | Residential | Yes | Behind the Meter | Net-metered residential rooftop and canopy |  | None | Sunrun, Inc. | PSE&G | Accepted | 2020-07-09 | 2020-07-14 | 2021-10-30 | LONGi Green Energy Technology Co Ltd | LR6-60HPB-305M | Solar Panels |  | 0.305 | 8 | 127 | 27 |  | Fixed | Roof
NJSTRE1545275569 |  | Transition Incentive Program | Sparta | 7871 | 1 | 16.32 | Residential | No | Behind the Meter | Net-metered residential rooftop and canopy |  | None | Tesla Energy Operations Inc. | JCP&L | Accepted | 2020-07-09 | 2020-07-14 | 2021-07-14 | Hanwha Q-Cells | Q.Peak DUO BLK-G6+/SC340 | Solar Panels |  | 0.34 | 6 | 225 | 40 |  | Fixed | Roof
NJSTRE1545275623 |  | Transition Incentive Program | Swedesboro | 8085 | 15 | 9.28 | Residential | No | Behind the Meter | Net-metered residential rooftop and canopy |  | ACE | RCL Enterprises Inc. | AC Electric | Accepted | 2020-07-09 | 2020-07-14 | 2021-07-14 | Canadian Solar | CS1H-320MS | Solar Panels |  | 0.32 | 3 | 185 | 32 |  | Fixed | Roof
NJSTRE1545383594 | NJSRRE1542461185 | Transition Incentive Program | WARETOWN | 8758 | 18 | 3.15 | Residential | Yes | Behind the Meter | Net-metered residential rooftop and canopy |  | None | Vivint Solar Developer, LLC | JCP&L | Accepted | 2019-10-01 | 2019-10-02 | 2021-10-30 | Solar Edge | SE3800H-US000BNC4 | Inverters | 3800 |  | 1 |  |  | 0.992 |  | Outdoor | Near the Utility Meter
NJSTRE1545383309 |  | Transition Incentive Program | HAMILTON | 8690 | 12 | 15.93 | Residential | Yes | Behind the Meter | Net-metered residential rooftop and canopy |  | None | Vivint Solar Developer, LLC | PSE&G | Accepted | 2020-08-07 | 2020-08-10 | 2021-10-30 | SOLAREDGE | SE3800H-US | Inverters | 3800 |  | 1 |  |  | 0.992 |  | Outdoor | Near the Utility Meter
NJSTRE1545383603 | NJSRRE1542781909 | Transition Incentive Program | Union | 7083 | 10 | 5.67 | Residential | Yes | Behind the Meter | Net-metered residential rooftop and canopy |  | None | Vivint Solar Developer, LLC | PSE&G | Accepted | 2019-10-30 | 2019-11-01 | 2021-10-30 | SOLAREDGE | SE3800H-US000BNC4 | Inverters | 3800 |  | 1 |  |  | 0.992 |  | Outdoor | Near The Utility Meter
NJSTRE1545383604 | NJSRRE1542687388 | Transition Incentive Program | Wayne | 7470 | 6 | 6.6 | Residential | No | Behind the Meter | Behind the Meter |  | None | Sundial Solar Innovations | PSE&G | Eligible for TI Program | 2019-10-29 | 2019-10-31 | 2021-10-30 | Enphase | iq7+ | Inverters | 290 |  | 22 |  |  | 0.97 |  | Outdoor | roof
NJSTRE1545383613 | NJSRRE1542475671 | Transition Incentive Program | Piscataway | 8854 | 11 | 11.04 | Residential | Yes | Behind the Meter | Behind the Meter |  | None | Pro Custom Solar dba Momentum Solar | PSE&G | Eligible for TI Program | 2019-10-01 | 2019-10-03 | 2021-10-30 | Enphase Energy | IQ7-60-2-US | Inverters | 250 |  | 32 |  |  | 0.97 |  | Outdoor | Roof
NJSTRE1545383622 | NJSRRE1543210234 | Transition Incentive Program | Brick | 8724 | 18 | 4.93 | Residential | Yes | Behind the Meter | Behind the Meter |  | None | Sunrun Installation Services, Inc. | JCP&L | Eligible for TI Program | 2019-11-13 | 2019-11-18 | 2021-10-30 | Delta Electronics | M4-TL-US | Inverters | 3840 |  | 1 |  |  | 0.96 |  | Outdoor | Next To Meter
NJSTRE1545383623 | NJSRRE1542448507 | Transition Incentive Program | Jersey City | 7305 | 8 | 4.58 | Residential | Yes | Behind the Meter | Net-metered residential rooftop and canopy |  | None | Vision Solar LLC | PSE&G | Accepted | 2019-09-27 | 2019-10-01 | 2021-10-30 | sunpower | e20-327-e-ac | Inverters | 0.32 |  | 14 |  |  | 0.96 |  | Other | behind panels
NJSTRE1545383650 | NJSRRE1542553780 | Transition Incentive Program | Red Bank | 7701 | 17 | 10.01 | Residential | Yes | Behind the Meter | Behind the Meter |  | None | Pro Custom Solar dba Momentum Solar | JCP&L | Eligible for TI Program | 2019-10-17 | 2019-10-21 | 2021-10-30 | Enphase Energy | IQ7-60-2-US | Inverters | 250 |  | 29 |  |  | 0.97 |  | Outdoor | Roof
NJSTRE1545383682 | NJSRRE1543067318 | Transition Incentive Program | Mahwah | 7430 | 7 | 5.36 | Residential | No | Behind the Meter | Net-metered residential rooftop and canopy |  | None | Morgan Associates and Consulting LLC | Orange Rockland Electric | Final As-Built Received |  | 2019-11-14 | 2021-10-30 | Enphase | iQ6 | Inverters | 0.3 |  | 16 |  |  | 0.98 |  | Outside | roof
NJSTRE1545383683 | NJSRRE1542547029 | Transition Incentive Program | Cape May | 8204 | 21 | 10.23 | Residential | Yes | Behind the Meter | Behind the Meter |  | None | Orbit Energy & Power, LLC | AC Electric | Eligible for TI Program | 2019-10-16 | 2019-10-18 | 2021-10-30 | enphase | iq7 | Inverters | 240 |  | 33 |  |  | 0.986 |  | Outside | panel
NJSTRE1545383687 | NJSRRE1542556276 | Transition Incentive Program | Toms River | 8755 | 18 | 9.81 | Residential | No | Behind the Meter | Net-metered residential rooftop and canopy |  | None | SunPower Corporation, Systems | JCP&L | Accepted |  | 2019-10-21 | 2021-10-30 | SUNPOWER | SPR-E20-327-E-AC | Inverters | 320 |  | 30 |  |  | 0.96 |  | Other | under each panel
NJSTRE1545383688 | NJSRRE1542504576 | Transition Incentive Program | North Bergen | 7047 | 8 | 3.02 | Residential | Yes | Behind the Meter | Behind the Meter |  | None | Pro Custom Solar dba Momentum Solar | PSE&G | Eligible for TI Program | 2019-10-04 | 2019-10-08 | 2021-10-30 | Enphase Energy | IQ7Plus-72-2-US | Inverters | 295 |  | 9 |  |  | 0.97 |  | Outdoor | Roof
NJSTRE1545383694 | NJSRRE1542441004 | Transition Incentive Program | Vineland | 8360 | 20 | 5.04 | Residential | No | Behind the Meter | Behind the Meter |  | None | Trinity Solar | Vineland Muni Electric | Eligible for TI Program | 2019-09-25 | 2019-09-27 | 2021-10-30 | Solar Edge | SE3800 | Inverters | 3800 |  | 1 |  |  | 0.97 |  | Outside | side of home
NJSTRE1545383701 | NJSRRE1542576384 | Transition Incentive Program | West Berlin | 8091 | 14 | 10.73 | Residential | Yes | Behind the Meter | Behind the Meter |  | None | Sunrun Installation Services, Inc. | AC Electric | Eligible for TI Program | 2019-10-22 | 2019-10-24 | 2021-10-30 | Delta Electronics | M4-TL-US | Inverters | 3840 |  | 1 |  |  | 0.96 |  | Outdoor | Next To Meter
NJSTRE1545383705 | NJSRRE1542447193 | Transition Incentive Program | Pleasantville | 8232 | 19 | 9.6 | Residential | Yes | Behind the Meter | Behind the Meter |  | None | Skyline Solar, LLC | AC Electric | Eligible for TI Program | 2019-09-27 | 2019-10-01 | 2021-10-30 | SolarEdge | SE7600H-US | Inverters | 7600 |  | 1 |  |  | 0.99 |  | Outside | within ten feet of meter
NJSTRE1545383733 | NJSRRE1542582583 | Transition Incentive Program | Whitehouse Station | 8889 | 4 | 13.05 | Residential | No | Behind the Meter | Behind the Meter |  | None | Sunrun Installation Services, Inc. | JCP&L | Eligible for TI Program | 2019-10-24 | 2019-10-28 | 2021-10-30 | SolarEdge Technologies | SE10000H-USRGM | Inverters | 10000 |  | 1 |  |  | 0.96 |  | Outdoor | Next To Meter
NJSTRE1545383753 | NJSRRE1543417643 | Transition Incentive Program | Maplewood Twp | 7040 | 9 | 11.16 | Residential | No | Behind the Meter | Behind the Meter |  | None | Eznergy | PSE&G | Eligible for TI Program | 2019-11-18 | 2019-11-20 | 2021-10-30 | Enphase | IQ7 | Inverters | 240 |  | 36 |  |  | 0.97 |  | Outdoor | On rails under panels
NJSTRE1545383756 | NJSRRE1543067530 | Transition Incentive Program | Paterson | 7504 | 6 | 11.03 | Residential | Yes | Behind the Meter | Behind the Meter |  | None | Pro Custom Solar dba Momentum Solar | PSE&G | Eligible for TI Program | 2019-11-12 | 2019-11-14 | 2021-10-30 | Enphase Energy | IQ6-60-2-US | Inverters | 240 |  | 35 |  |  | 0.97 |  | Outdoor | Roof
NJSTRE1545383763 | NJSRRE1542476055 | Transition Incentive Program | Perth Amboy | 8861 | 11 | 7.94 | Residential | Yes | Behind the Meter | Behind the Meter |  | None | Pro Custom Solar dba Momentum Solar | PSE&G | Eligible for TI Program | 2019-10-01 | 2019-10-03 | 2021-10-30 | Enphase Energy | IQ7-60-2-US | Inverters | 250 |  | 23 |  |  | 0.97 |  | Outdoor | Roof
NJSTRE1545275536 |  | Transition Incentive Program | Metuchen | 8840 | 11 | 5.74 | Residential | No | Behind the Meter | Net-metered residential rooftop and canopy |  | None | Green House Solar | PSE&G | Accepted | 2020-07-09 | 2020-07-14 | 2021-07-14 | Sunpower | A 410-GΓÇ»-AC | Solar Panels |  | 0.41 | 12 | 174 | 33 |  | Fixed | Roof
NJSTRE1545275569 |  | Transition Incentive Program | Sparta | 7871 | 1 | 16.32 | Residential | No | Behind the Meter | Net-metered residential rooftop and canopy |  | None | Tesla Energy Operations Inc. | JCP&L | Accepted | 2020-07-09 | 2020-07-14 | 2021-07-14 | Hanwha Q-Cells | Q.Peak DUO BLK-G6+/SC340 | Solar Panels |  | 0.34 | 10 | 135 | 30 |  | Fixed | Roof
NJSTRE1545275610 |  | Transition Incentive Program | TOMS RIVER | 8753 | 18 | 10.24 | Residential | No | Behind the Meter | Net-metered residential rooftop and canopy |  | None | Orbit Energy & Power, LLC | JCP&L | Final As-Built Received | 2020-07-09 | 2020-07-15 | 2021-10-30 | HANWHA QCELLS | QPEAK 320W | Solar Panels |  | 0.32 | 6 | 243 | 43 |  | Fixed | Roof
NJSTRE1545275623 |  | Transition Incentive Program | Swedesboro | 8085 | 15 | 9.28 | Residential | No | Behind the Meter | Net-metered residential rooftop and canopy |  | ACE | RCL Enterprises Inc. | AC Electric | Accepted | 2020-07-09 | 2020-07-14 | 2021-07-14 | Canadian Solar | CS1H-320MS | Solar Panels |  | 0.32 | 4 | 275 | 38 |  | Fixed | Roof
NJSTRE1545275643 |  | Transition Incentive Program | Sicklerville | 8081 | 14 | 7.19 | Residential | Yes | Behind the Meter | Net-metered residential rooftop and canopy |  | None | GenRenew, LLC | AC Electric | Accepted | 2020-07-09 | 2020-07-14 | 2021-07-14 | Sunpower | SPR-E20-327-E-AC | Solar Panels |  | 0.327 | 8 | 158 | 26 |  | Fixed | Roof
NJSTRE1545275641 |  | Transition Incentive Program | MORRISTOWN | 7960 | 3 | 14 | Residential | No | Behind the Meter | Net-metered residential rooftop and canopy |  | None | Infinity Solar Systems | JCP&L | Accepted | 2020-07-09 | 2020-07-14 | 2021-07-14 | LG | LG350N1C-V5 | Solar Panels |  | 0.35 | 27 | 102 | 5 |  | Fixed | Roof
NJSTRE1545275695 |  | Transition Incentive Program | Pleasantville | 8232 | 19 | 6.2 | Residential | Yes | Behind the Meter | Net-metered residential rooftop and canopy |  | None | Bright Planet Solar | AC Electric | Accepted | 2020-07-09 | 2020-07-14 | 2021-07-14 | LONGI | LR6-60HPB-310M | Solar Panels |  | 0.31 | 9 | 37 | 18 |  | Fixed | Roof
NJSTRE1545275838 |  | Transition Incentive Program | LODI | 7644 | 7 | 8.68 | Residential | Yes | Behind the Meter | Net-metered residential rooftop and canopy |  | None | Sunrun, Inc. | PSE&G | Accepted | 2020-07-09 | 2020-07-15 | 2021-07-15 | LONGi Green Energy Technology Co Ltd | LR6-60HPB-310M | Solar Panels |  | 0.31 | 18 | 26 | 24 |  | Fixed | Roof
NJSTRE1545275864 |  | Transition Incentive Program | Pennsauken | 8110 | 14 | 5.85 | Residential | Yes | Behind the Meter | Net-metered residential rooftop and canopy |  | None | Vivint Solar Developer, LLC | PSE&G | Accepted | 2020-07-09 | 2020-07-15 | 2021-07-15 | JINKO SOLAR | JKM325M-60HBL | Solar Panels |  | 0.325 | 14 | 59 | 36 |  | Fixed | Roof
NJSTRE1545383667 | NJSRRE1543067336 | Transition Incentive Program | WILLINGBORO | 8046 | 13 | 3.47 | Residential | Yes | Behind the Meter | Net-metered residential rooftop and canopy |  | None | Vivint Solar Developer, LLC | PSE&G | Accepted | 2019-11-12 | 2019-11-14 | 2021-10-30 | Solar Edge | SE3800H-US000BNC4 | Inverters | 3800 |  | 1 |  |  | 0.992 |  | Outdoor | Near the utility meter
NJSTRE1545383672 | NJSRRE1542548346 | Transition Incentive Program | Woodland Park | 7424 | 6 | 10.56 | Residential | No | Behind the Meter | Behind the Meter |  | None | ACDC Solar LLC | PSE&G | Eligible for TI Program | 2019-10-16 | 2019-10-22 | 2021-10-30 | Solaredge | SE7600US-A | Inverters | 7600 |  | 1 |  |  | 0.97 |  | Outside | Side of house
NJSTRE1545383673 | NJSRRE1542561892 | Transition Incentive Program | PENNSAUKEN | 8109 | 14 | 11.97 | Residential | No | Behind the Meter | Net-metered residential rooftop and canopy |  | None | Vivint Solar Developer, LLC | PSE&G | Accepted | 2019-10-21 | 2019-10-22 | 2021-10-30 | Solar Edge | SE10000H-US | Inverters | 10000 |  | 1 |  |  | 0.992 |  | Outdoor | Near the Utility Meter
NJSTRE1545383690 | NJSRRE1543238879 | Transition Incentive Program | Manahawkin | 8050 | 18 | 10.4 | Residential | Yes | Behind the Meter | Net-metered residential rooftop and canopy |  | None | Vivint Solar Developer, LLC | AC Electric | Accepted | 2019-11-19 | 2019-11-19 | 2021-10-30 | SOLAREDGE | SE7600H-US | Inverters | 7600 |  | 1 |  |  | 0.992 |  | Outdoor | Near the Utility Meter
NJSTRE1545382581 | NJSRRE1541989848 | Transition Incentive Program | CAPE MAY CH | 8210 | 21 | 4.1 | Residential | Yes | Behind the Meter | Net-metered residential rooftop and canopy |  | None | Vivint Solar Developer, LLC | AC Electric | Accepted | 2019-09-03 | 2019-09-05 | 2021-10-30 | solar edge | SE3800H-US | Inverters | 3800 |  | 1 |  |  | 0.992 |  | Outdoor | near utility meter
NJSTRE1545382595 | NJSRRE1542416587 | Transition Incentive Program | Sicklerville | 8081 | 14 | 3.78 | Residential | Yes | Behind the Meter | Behind the Meter |  | None | Trinity Solar | AC Electric | Eligible for TI Program | 2019-09-18 | 2019-09-20 | 2021-10-30 | Solar Edge | SE3000 | Inverters | 3000 |  | 1 |  |  | 0.97 |  | Outside | side of home
NJSTRE1545382602 | NJSRRE1542409691 | Transition Incentive Program | Swedesboro | 8085 | 15 | 6.5 | Residential | No | Behind the Meter | Behind the Meter |  | None | Sunny Corp | AC Electric | Eligible for TI Program | 2019-09-16 | 2019-09-19 | 2021-10-30 | SOLAREDGE | SE5000H-US | Inverters | 5000 |  | 1 |  |  | 0.992 |  | Outside | GARAGE
NJSTRE1545382606 | NJSRRE1542248627 | Transition Incentive Program | Northfield | 8225 | 19 | 10.73 | Residential | Yes | Behind the Meter | Behind the Meter |  | None | Sunrun Installation Services, Inc. | AC Electric | Eligible for TI Program | 2019-09-05 | 2019-09-10 | 2021-10-30 | Ningbo Ginlong Technologies | Solis-1P9K-4G-US | Inverters | 9000 |  | 1 |  |  | 0.96 |  | Outdoor | Next To Meter
NJSTRE1545382619 | NJSRRE1542397041 | Transition Incentive Program | PARSIPPANY | 7054 | 3 | 4.29 | Residential | No | Behind the Meter | Net-metered residential rooftop and canopy |  | None | Tesla Energy Operations Inc | JCP&L | Accepted | 2019-09-13 | 2019-09-17 | 2021-10-30 | SOLAREDGE | SE3800H-US000SNC2 | Inverters | 3800 |  | 1 |  |  | 0.99 |  | Outdoor | Outdoor
NJSTRE1545382621 | NJSRRE1541871765 | Transition Incentive Program | Cedar Grove | 7009 | 9 | 8.99 | Residential | Yes | Behind the Meter | Behind the Meter |  | None | Sunrun Installation Services, Inc. | PSE&G | Eligible for TI Program | 2019-08-21 | 2019-08-26 | 2021-10-30 | SolarEdge Technologies | SE7600H-USRGM | Inverters | 7600 |  | 1 |  |  | 0.96 |  | Outdoor | Next To Meter
NJSTRE1545382628 | NJSRRE1542419894 | Transition Incentive Program | BLACKWOOD | 8012 | 14 | 9.77 | Residential | Yes | Behind the Meter | Net-metered residential rooftop and canopy |  | None | Vivint Solar Developer, LLC | AC Electric | Accepted | 2019-09-18 | 2019-09-20 | 2021-10-30 | SolarEdge | SE7600H-US | Inverters | 7600 |  | 1 |  |  | 0.992 |  | Outdoor | Near the Utility Meter
NJSTRE1545206969 |  | Transition Incentive Program | Irvington | 7111 | 9 | 5.76 | Residential | Yes | Behind the Meter | Net-metered residential rooftop and canopy |  | None | Vivint Solar Developer, LLC | PSE&G | Accepted | 2020-07-03 | 2020-07-06 | 2021-07-06 | JinkoSolar | JKM320M-60HBL | Solar Panels |  | 0.32 | 4 | 284 | 32 |  | Fixed | Roof
NJSTRE1545211596 | NJSRRE1541851248 | Transition Incentive Program | Lyndhurst | 7071 | 7 | 75 | School Other | Yes | Behind the meter | Net-metered non-residential rooftop and canopy |  | None | Green Energy Construction & Consulting | PSE&G | Accepted | 2019-08-16 | 2019-09-03 | 2021-10-30 | GCL | GCLM6/72H 375 | Solar Panels |  | 0.375 | 200 | 217 | 10 |  | Fixed | Roof
NJSTRE1545211602 |  | Transition Incentive Program | TOMS RIVER | 8757 | 18 | 5.99 | Residential | No | Behind the Meter | Net-metered residential rooftop and canopy |  | None | Infinity Solar Systems | JCP&L | Accepted | 2020-06-26 | 2020-07-01 | 2021-07-01 | HANWHA | Q.PEAK DUO BLK-G5 315 | Solar Panels |  | 0.315 | 19 | 240 | 20 |  | Fixed | Roof
NJSTRE1545211634 |  | Transition Incentive Program | Glendora | 8029 | 14 | 5.1 | Residential | Yes | Behind the Meter | Net-metered residential rooftop and canopy |  | None | Trinity Solar | PSE&G | Accepted | 2020-06-26 | 2020-07-01 | 2021-07-01 | HANWHA | Q.PEAK DUO BLK-G6 340 | Solar Panels |  | 0.34 | 4 | 256 | 23 |  | Fixed | Roof
NJSTRE1545211630 |  | Transition Incentive Program | EGG HARBOR TOWNSHIP | 8234 | 19 | 9.86 | Residential | Yes | Behind the Meter | Net-metered residential rooftop and canopy |  | None | Trinity Solar | AC Electric | Final As-Built Received | 2020-06-26 | 2020-07-01 | 2021-10-30 | HANWHA | Q.PEAK DUO BLK-G6 340 | Solar Panels |  | 0.34 | 6 | 93 | 30 |  | Fixed | Roof
NJSTRE1545263971 |  | Transition Incentive Program | GIBBSTOWN | 8027 | 15 | 8.71 | Residential | Yes | Behind the Meter | Net-metered residential rooftop and canopy |  | ACE | Vision Solar LLC | AC Electric | Accepted | 2020-07-08 | 2020-07-13 | 2021-07-13 | LG SOLAR | LG335N1K-V5 | Solar Panels |  | 0.335 | 3 | 352 | 20 |  | Fixed | Roof
NJSTRE1545263986 |  | Transition Incentive Program | Hamilton (Trenton) | 8690 | 12 | 9.43 | Residential | No | Behind the Meter | Net-metered residential rooftop and canopy |  | None | Kopp Electric Company | PSE&G | Accepted | 2020-07-08 | 2020-07-13 | 2021-07-13 | CertainTeed | CT325HC11-04 | Solar Panels |  | 0.325 | 15 | 134 | 27 |  | Fixed | Roof
NJSTRE1545264023 |  | Transition Incentive Program | Camden | 8103 | 14 | 5.7 | Residential | Yes | Behind the Meter | Net-metered residential rooftop and canopy |  | None | Pro Custom Solar dba Momentum Solar | PSE&G | Accepted | 2020-07-08 | 2020-07-13 | 2021-07-13 | HANWHA | Q.PEAK DUO BLK G6+ 335 | Solar Panels |  | 0.335 | 17 | 271 | 4 |  | Fixed | Roof
NJSTRE1545264049 |  | Transition Incentive Program | Egg Harbor Township | 8234 | 19 | 10.05 | Residential | Yes | Behind the Meter | Net-metered residential rooftop and canopy |  | ACE | Vision Solar LLC | AC Electric | Accepted | 2020-07-08 | 2020-07-14 | 2021-07-14 | LG SOLAR | LG335N1K-V5 | Solar Panels |  | 0.335 | 18 | 265 | 20 |  | Fixed | Roof
NJSTRE1545270919 |  | Transition Incentive Program | Margate City | 8402 | 19 | 11.9 | Residential | No | Behind the Meter | Net-metered residential rooftop and canopy |  | None | NJ Solar Power, LLC | AC Electric | Accepted | 2020-07-08 | 2020-07-14 | 2021-07-14 | Panasonic | VBHN340 SA17 | Solar Panels |  | 0.34 | 3 | 233 | 27 |  | Fixed | Roof | Roof 2
NJSTRE1545270959 |  | Transition Incentive Program | Newton | 7860 | 1 | 11.47 | Residential | Yes | Behind the Meter | Net-metered residential rooftop and canopy |  | None | Bright Planet Solar | JCP&L | Accepted | 2020-07-08 | 2020-07-14 | 2021-07-14 | LONGI | LR6-60HPB-310M | Solar Panels |  | 0.31 | 19 | 124 | 22 |  | Fixed | Roof
NJSTRE1545273381 |  | Transition Incentive Program | Pennington | 8534 | 12 | 13.3 | Residential | Yes | Behind the Meter | Net-metered residential rooftop and canopy |  | None | Pro Custom Solar dba Momentum Solar | PSE&G | Accepted | 2020-07-08 | 2020-07-14 | 2021-07-14 | LG ELECTRONICS | LG 350N1C-V5 | Solar Panels |  | 0.35 | 2 | 90 | 34 |  | Fixed | Roof
NJSTRE1545273545 |  | Transition Incentive Program | Asbury Park | 7712 | 17 | 10.41 | Residential | No | Behind the Meter | Net-metered residential rooftop and canopy |  | None | Tesla Energy Operations Inc. | JCP&L | Accepted | 2020-07-08 | 2020-07-14 | 2021-07-14 | Tesla | SR60T1 | Solar Panels |  | 0.05847 | 82 | 161 | 23 |  | Fixed | Roof
NJSTRE1545273545 |  | Transition Incentive Program | Asbury Park | 7712 | 17 | 10.41 | Residential | No | Behind the Meter | Net-metered residential rooftop and canopy |  | None | Tesla Energy Operations Inc. | JCP&L | Accepted | 2020-07-08 | 2020-07-14 | 2021-07-14 | Tesla | SR60T1 | Solar Panels |  | 0.05847 | 28 | 71 | 23 |  | Fixed | Roof
NJSTRE1545275507 |  | Transition Incentive Program | Princeton | 8540 | 12 | 16.4 | Residential | No | Behind the Meter | Net-metered residential rooftop and canopy |  | None | Exact Solar | PSE&G | Accepted | 2020-07-09 | 2020-07-24 | 2021-07-24 | LG | LG400N2W-A5 | Solar Panels |  | 0.41 | 15 | 153 | 7 |  | Fixed | Roof
NJSTRE1545275537 |  | Transition Incentive Program | Cherry Hill | 8003 | 14 | 8.5 | Residential | Yes | Behind the Meter | Net-metered residential rooftop and canopy |  | None | Castle Energy, LLC | PSE&G | Accepted | 2020-07-09 | 2020-07-14 | 2021-07-14 | Hanwha Q-Cells | Q.Peak DUO BLK-G6 340 | Solar Panels |  | 0.34 | 16 | 231 | 23 |  | Fixed | Roof
NJSTRE1545383721 | NJSRRE1542790735 | Transition Incentive Program | Hillsborough | 8844 | 5 | 9.6 | Residential | Yes | Behind the Meter | Behind the Meter |  | None | Skyline Solar, LLC | JCP&L | Eligible for TI Program | 2019-10-30 | 2019-12-04 | 2021-10-30 | SolarEdge | SE7600H-US | Inverters | 7600 |  | 1 |  |  | 0.99 |  | Outside | within ten feet of meter
NJSTRE1545383726 | NJSRRE1542790697 | Transition Incentive Program | Sicklerville | 8081 | 14 | 20.79 | Residential | Yes | Behind the Meter | Behind the Meter |  | None | Trinity Solar | AC Electric | Eligible for TI Program | 2019-10-30 | 2019-11-01 | 2021-10-30 | Solar Edge | SE10000H-US000BNC4 | Inverters | 10000 |  | 1 |  |  | 0.97 |  | Outdoor | side of home
NJSTRE1545275646 |  | Transition Incentive Program | Jackson | 8527 | 18 | 14.63 | Residential | No | Behind the Meter | Net-metered residential rooftop and canopy |  | None | Impact Solar LLC | JCP&L | Final As-Built Received | 2020-07-09 | 2020-07-14 | 2021-10-30 | hanwha | Q.PEAKDUO-G5325 | Solar Panels |  | 0.325 | 32 | 246 | 34 |  | Fixed | Roof
NJSTRE1545275646 |  | Transition Incentive Program | Jackson | 8527 | 18 | 14.63 | Residential | No | Behind the Meter | Net-metered residential rooftop and canopy |  | None | Impact Solar LLC | JCP&L | Final As-Built Received | 2020-07-09 | 2020-07-14 | 2021-10-30 | hanwha | Q.PEAKDUO-G5325 | Solar Panels |  | 0.325 | 3 | 156 | 45 |  | Fixed | Roof
NJSTRE1545275682 |  | Transition Incentive Program | Midland Park | 7432 | 7 | 4.88 | Residential | Yes | Behind the Meter | Net-metered residential rooftop and canopy |  | None | Vivint Solar Developer, LLC | PSE&G | Accepted | 2020-07-09 | 2020-07-14 | 2021-07-14 | Jinko Solar | JKM325M-60HBL | Solar Panels |  | 0.325 | 4 | 312 | 43 |  | Fixed | Roof
NJSTRE1545275743 | NJSRRE1542527980 | Transition Incentive Program | Mays Landing | 8330 | 19 | 18.27 | Residential | No | Behind the meter | Net-metered residential rooftop and canopy |  | None | Trinity Solar | AC Electric | Accepted | 2019-10-11 | 2019-10-15 | 2021-10-30 | Hanwha | Q.PEAK DUO BLK-G5 315 | Solar Panels |  | 0.315 | 8 | 292 | 23 |  | Fixed | Roof
NJSTRE1545275739 |  | Transition Incentive Program | Pine Hill | 8021 | 14 | 5.36 | Residential | Yes | Behind the Meter | Net-metered residential rooftop and canopy |  | ACE | Vision Solar LLC | AC Electric | Accepted | 2020-07-09 | 2020-07-15 | 2021-07-15 | LG SOLAR | LG335N1K-V5 | Solar Panels |  | 0.335 | 4 | 27 | 25 |  | Fixed | Roof
NJSTRE1545275756 |  | Transition Incentive Program | Hamilton | 8610 | 12 | 7.32 | Residential | No | Behind the Meter | Net-metered residential rooftop and canopy |  | None | Sunrun, Inc. | PSE&G | Accepted | 2020-07-09 | 2020-07-15 | 2021-07-15 | LONGi Green Energy Technology Co Ltd | LR6- 60HPB-305M | Solar Panels |  | 0.305 | 8 | 232 | 37 |  | Fixed | Roof
NJSTRE1545275864 |  | Transition Incentive Program | Pennsauken | 8110 | 14 | 5.85 | Residential | Yes | Behind the Meter | Net-metered residential rooftop and canopy |  | None | Vivint Solar Developer, LLC | PSE&G | Accepted | 2020-07-09 | 2020-07-15 | 2021-07-15 | JINKO SOLAR | JKM325M-60HBL | Solar Panels |  | 0.325 | 4 | 149 | 38 |  | Fixed | Roof
NJSTRE1545275900 |  | Transition Incentive Program | Scotch Plains | 7076 | 10 | 7.48 | Residential | No | Behind the Meter | Net-metered residential rooftop and canopy |  | None | Tesla Energy Operations Inc. | PSE&G | Accepted | 2020-07-09 | 2020-07-15 | 2021-07-15 | Hanwha Q-Cells | Q.Peak DUO BLK-G6+/SC340 | Solar Panels |  | 0.34 | 22 | 220 | 30 |  | Fixed | Roof
NJSTRE1545275903 |  | Transition Incentive Program | Hazlet | 7730 | 17 | 17.15 | Residential | No | Behind the Meter | Net-metered residential rooftop and canopy |  | None | Pro Custom Solar dba Momentum Solar | JCP&L | Accepted | 2020-07-09 | 2020-07-15 | 2021-07-15 | LG ELECTRONICS | LG 350N1C-V5 | Solar Panels |  | 0.35 | 11 | 265 | 23 |  | Fixed | Roof
NJSTRE1545383732 | NJSRRE1542556206 | Transition Incentive Program | Mays Landing | 8330 | 19 | 14.88 | Residential | Yes | Behind the Meter | Net-metered residential rooftop and canopy |  | None | Bright Planet Solar | AC Electric | Accepted |  | 2019-10-24 | 2021-10-30 | SOLAR EDGE | SE11400H-USRGM | Inverters | 11400 |  | 1 |  |  | 0.98 |  | Outdoor | NEXT TO METER
NJSTRE1545383740 | NJSRRE1543269709 | Transition Incentive Program | Perth amboy | 8861 | 11 | 4.91 | Residential | Yes | Behind the Meter | Net-metered residential rooftop and canopy |  | None | Vision Solar LLC | PSE&G | Accepted | 2019-11-22 | 2019-12-05 | 2021-10-30 | sunpower | e20-327-e-ac | Inverters | 0.32 |  | 15 |  |  | 0.96 |  | Outside | behind the pannels
NJSTRE1545383748 | NJSRRE1542982223 | Transition Incentive Program | South Plainfield | 7080 | 11 | 10.08 | Residential | Yes | Behind the Meter | Behind the Meter |  | None | Trinity Solar | PSE&G | Eligible for TI Program | 2019-11-05 | 2019-11-07 | 2021-10-30 | Solar Edge | SE7600H-US | Inverters | 7600 |  | 1 |  |  | 0.97 |  | Outside | side of home
NJSTRE1545383758 | NJSRRE1542544455 | Transition Incentive Program | VENTNOR CITY | 8406 | 19 | 3.15 | Residential | Yes | Behind the Meter | Net-metered residential rooftop and canopy |  | None | Vivint Solar Developer, LLC | AC Electric | Accepted | 2019-10-15 | 2019-10-18 | 2021-10-30 | solar edge | SE3800H-US | Inverters | 3800 |  | 1 |  |  | 0.992 |  | Outdoor | near the utility meter
NJSTRE1545383686 | NJSRRE1543040897 | Transition Incentive Program | Phillipsburg | 8865 | 2 | 14.72 | Residential | Yes | Behind the Meter | Net-metered residential rooftop and canopy |  | None | SunPower Corporation, Systems | JCP&L | Accepted |  | 2019-11-08 | 2021-10-30 | SUNPOWER | SPR-E20-327-E-AC | Inverters | 320 |  | 45 |  |  | 0.96 |  | Other | under each panel
NJSTRE1545383697 | NJSRRE1542515233 | Transition Incentive Program | North Arlington | 7031 | 7 | 5.04 | Residential | Yes | Behind the Meter | Behind the Meter |  | None | Trinity Solar | PSE&G | Eligible for TI Program | 2019-10-08 | 2019-10-10 | 2021-10-30 | Solar Edge | SE3800H-US | Inverters | 3800 |  | 1 |  |  | 0.97 |  | Outside | side of home
NJSTRE1545383700 | NJSRRE1542501289 | Transition Incentive Program | Newfield | 8344 | 15 | 4.8 | Residential | Yes | Behind the Meter | Net-metered residential rooftop and canopy |  | None | Bright Planet Solar | AC Electric | Accepted |  | 2019-10-08 | 2021-10-30 | SOLAR EDGE | SE3800H-USRGM | Inverters | 3800 |  | 1 |  |  | 0.98 |  | Outdoor | NEXT TO METER
NJSTRE1545383706 | NJSRRE1542850455 | Transition Incentive Program | Irvington Town | 7111 | 9 | 8.12 | Residential | Yes | Behind the Meter | Behind the Meter |  | None | Sunrun Installation Services, Inc. | PSE&G | Eligible for TI Program | 2019-10-31 | 2019-11-04 | 2021-10-30 | Delta Electronics | M8-TL-US | Inverters | 7680 |  | 1 |  |  | 0.96 |  | Outdoor | Next To Meter
NJSTRE1545383707 | NJSRRE1542579688 | Transition Incentive Program | Maywood | 7607 | 7 | 6.12 | Residential | No | Behind the Meter | Behind the Meter |  | None | Green Power Energy | PSE&G | Eligible for TI Program | 2019-10-23 | 2019-10-25 | 2021-10-30 | SolarEdge | SE5000H-US | Inverters | 5000 |  | 1 |  |  | 0.97 |  | Outside | Next to meter
NJSTRE1545383711 | NJSRRE1542494042 | Transition Incentive Program | Keyport | 7735 | 17 | 9.77 | Residential | Yes | Behind the Meter | Net-metered residential rooftop and canopy |  | None | Vivint Solar Developer, LLC | JCP&L | Accepted | 2019-10-02 | 2019-10-04 | 2021-10-30 | SOLAREDGE | SE7600H-US000BNC4 | Inverters | 7600 |  | 1 |  |  | 0.992 |  | Outdoor | Near The Utility Meter
NJSTRE1545383719 | NJSRRE1542445442 | Transition Incentive Program | Woodbridge | 8863 | 11 | 5.89 | Residential | No | Behind the Meter | Net-metered residential rooftop and canopy |  | None | Sunpower Capital LLC | PSE&G | Accepted | 2019-09-26 | 2019-09-30 | 2021-10-30 | SUNPOWER | TYPE E | Inverters | 320 |  | 18 |  |  | 0.92 |  | Outside | NA
NJSTRE1545383722 | NJSRRE1543066079 | Transition Incentive Program | Elmwood Park | 7407 | 7 | 6.93 | Residential | Yes | Behind the Meter | Net-metered residential rooftop and canopy |  | None | Vivint Solar Developer, LLC | PSE&G | Accepted | 2019-11-11 | 2019-11-14 | 2021-10-30 | solar edge | SE7600H-US000BNC4 | Inverters | 7600 |  | 1 |  |  | 0.992 |  | Outdoor | near the utility meter
NJSTRE1545383739 | NJSRRE1542525328 | Transition Incentive Program | Englishtown | 7726 | 17 | 13.86 | Residential | Yes | Behind the Meter | Behind the Meter |  | None | Pro Custom Solar dba Momentum Solar | JCP&L | Eligible for TI Program | 2019-10-10 | 2019-10-14 | 2021-10-30 | Enphase Energy | IQ6-60-2-US | Inverters | 240 |  | 44 |  |  | 0.97 |  | Outdoor | Roof
NJSTRE1545383743 | NJSRRE1542576204 | Transition Incentive Program | Morganville | 7751 | 17 | 17.11 | Residential | Yes | Behind the Meter | Behind the Meter |  | None | Sunrun Installation Services, Inc. | JCP&L | Eligible for TI Program | 2019-10-22 | 2019-10-24 | 2021-10-30 | SolarEdge Technologies | SE6000H-USRGM | Inverters | 6000 |  | 1 |  |  | 0.96 |  | Outdoor | Next To Meter
NJSTRE1545383749 | NJSRRE1542832153 | Transition Incentive Program | Teaneck | 7666 | 7 | 5.51 | Residential | Yes | Behind the Meter | Behind the Meter |  | None | Sunrun Installation Services, Inc. | PSE&G | Eligible for TI Program | 2019-10-30 | 2019-11-01 | 2021-10-30 | Delta Electronics | M5-TL-US | Inverters | 4800 |  | 1 |  |  | 0.96 |  | Outdoor | Next To Meter
NJSTRE1545383751 | NJSRRE1542573052 | Transition Incentive Program | Pitman | 8071 | 15 | 12.87 | Residential | Yes | Behind the Meter | Behind the Meter |  | None | Sunrun Installation Services, Inc. | AC Electric | Eligible for TI Program | 2019-10-21 | 2019-10-23 | 2021-10-30 | SolarEdge Technologies | SE10000H-USRGM | Inverters | 10000 |  | 1 |  |  | 0.96 |  | Outdoor | Next To Meter
NJSTRE1545383765 | NJSRRE1543041579 | Transition Incentive Program | East Brunswick | 8816 | 11 | 8.41 | Residential | No | Behind the Meter | Behind the Meter |  | None | Sunrun Installation Services, Inc. | PSE&G | Eligible for TI Program | 2019-11-06 | 2019-11-11 | 2021-10-30 | Delta Electronics | M8-TL-US | Inverters | 7680 |  | 1 |  |  | 0.96 |  | Outdoor | Next To Meter
NJSTRE1545383774 | NJSRRE1543058109 | Transition Incentive Program | Forked River | 8731 | 18 | 5.67 | Residential | Yes | Behind the Meter | Behind the Meter |  | None | Pro Custom Solar dba Momentum Solar | JCP&L | Eligible for TI Program | 2019-11-08 | 2019-11-13 | 2021-10-30 | Enphase Energy | IQ6-60-2-US | Inverters | 240 |  | 18 |  |  | 0.97 |  | Outdoor | Roof
NJSTRE1545383783 | NJSRRE1542430911 | Transition Incentive Program | Sicklerville | 8081 | 14 | 9.14 | Residential | Yes | Behind the Meter | Behind the Meter |  | None | Trinity Solar | AC Electric | Eligible for TI Program | 2019-09-24 | 2019-09-25 | 2021-10-30 | Solar Edge | SE7600H-US | Inverters | 7600 |  | 1 |  |  | 0.97 |  | Outdoor | side of home
NJSTRE1545383785 | NJSRRE1542544458 | Transition Incentive Program | East Orange | 7017 | 9 | 9.66 | Residential | Yes | Behind the Meter | Behind the Meter |  | None | Pro Custom Solar dba Momentum Solar | PSE&G | Eligible for TI Program | 2019-10-15 | 2019-10-17 | 2021-10-30 | Enphase Energy | IQ7-60-2-US | Inverters | 250 |  | 28 |  |  | 0.97 |  | Outdoor | Roof
NJSTRE1545383797 | NJSRRE1542553278 | Transition Incentive Program | LINWOOD | 8221 | 19 | 14.49 | Residential | Yes | Behind the Meter | Net-metered residential rooftop and canopy |  | None | Vivint Solar Developer, LLC | AC Electric | Accepted | 2019-10-17 | 2019-10-21 | 2021-10-30 | SOLAREDGE | SE10000H-US000BNC4 | Inverters | 10000 |  | 1 |  |  | 0.992 |  | Outdoor | Near The Utility Meter
NJSTRE1545383802 | NJSRRE1542559520 | Transition Incentive Program | Whiting | 8759 | 18 | 14.6 | Residential | Yes | Behind the Meter | Behind the Meter |  | None | Sunrun Installation Services, Inc. | JCP&L | Eligible for TI Program | 2019-10-18 | 2019-10-22 | 2021-10-30 | SolarEdge Technologies | SE11400H-USRGM | Inverters | 11400 |  | 1 |  |  | 0.96 |  | Outdoor | Next To Meter
NJSTRE1545383808 | NJSRRE1542584417 | Transition Incentive Program | PENNSAUKEN | 8109 | 14 | 5.99 | Residential | Yes | Behind the Meter | Net-metered residential rooftop and canopy |  | None | Vivint Solar Developer, LLC | PSE&G | Accepted |  | 2019-10-29 | 2021-10-30 | Solar Edge | SE7600H-US | Inverters | 7600 |  | 1 |  |  | 0.992 |  | Outdoor | Near the utility meter
NJSTRE1545383819 | NJSRRE1542481272 | Transition Incentive Program | Manahawkin | 8050 | 18 | 6.67 | Residential | Yes | Behind the Meter | Behind the Meter |  | None | Sunrun Installation Services, Inc. | AC Electric | Eligible for TI Program | 2019-10-01 | 2019-10-03 | 2021-10-30 | SolarEdge Technologies | SE6000H-USRGM | Inverters | 6000 |  | 1 |  |  | 0.96 |  | Outdoor | Next To Meter
NJSTRE1545383827 | NJSRRE1542515237 | Transition Incentive Program | ATCO | 8004 | 14 | 2.84 | Residential | Yes | Behind the Meter | Net-metered residential rooftop and canopy |  | None | Vivint Solar Developer, LLC | AC Electric | Accepted | 2019-10-08 | 2019-10-10 | 2021-10-30 | SOLAR EDGE | SE3800H-US000BNC4 | Inverters | 3800 |  | 1 |  |  | 0.992 |  | Outdoor | Near The Utility Meter
NJSTRE1545383848 | NJSRRE1542561931 | Transition Incentive Program | Passaic City | 7055 | 6 | 5.12 | Residential | Yes | Behind the Meter | Behind the Meter |  | None | Skyline Solar, LLC | PSE&G | Eligible for TI Program | 2019-10-21 | 2019-10-23 | 2021-10-30 | SolarEdge | SE3800H-US | Inverters | 3800 |  | 1 |  |  | 0.99 |  | Outside | within ten feet of meter
NJSTRE1545383852 | NJSRRE1543040812 | Transition Incentive Program | Pennsauken Township | 8109 | 14 | 6.2 | Residential | Yes | Behind the Meter | Net-metered residential rooftop and canopy |  | None | Palmetto Solar LLC | PSE&G | Accepted | 2019-11-06 | 2019-11-08 | 2021-10-30 | SolarEdge | SE5000H-US | Inverters | 5000 |  | 1 |  |  | 0.9 |  | Outside | side of the house
NJSTRE1545383855 | NJSRRE1542589583 | Transition Incentive Program | Clifton | 7013 | 6 | 7.56 | Residential | No | Behind the Meter | Behind the Meter |  | None | Trinity Solar | PSE&G | Eligible for TI Program | 2019-10-25 | 2019-10-29 | 2021-10-30 | Solar Edge | SE6000H-US | Inverters | 6000 |  | 1 |  |  | 0.97 |  | Outside | side of home
NJSTRE1545383726 | NJSRRE1542790697 | Transition Incentive Program | Sicklerville | 8081 | 14 | 20.79 | Residential | Yes | Behind the Meter | Behind the Meter |  | None | Trinity Solar | AC Electric | Eligible for TI Program | 2019-10-30 | 2019-11-01 | 2021-10-30 | Solar Edge | SE7600H-US000BNC4 | Inverters | 7600 |  | 1 |  |  | 0.97 |  | Outdoor | side of home
NJSTRE1545383730 | NJSRRE1542445457 | Transition Incentive Program | Sicklerville | 8081 | 14 | 4.1 | Residential | Yes | Behind the Meter | Net-metered residential rooftop and canopy |  | None | Vivint Solar Developer, LLC | AC Electric | Accepted | 2019-09-26 | 2019-11-22 | 2021-10-30 | Solar Edge | SE3800H-US000BNC4 | Inverters | 3800 |  | 1 |  |  | 0.992 |  | Outdoor | Near the Utility Meter
NJSTRE1545383741 | NJSRRE1542575687 | Transition Incentive Program | Little Ferry Boro | 7643 | 7 | 3.9 | Residential | No | Behind the Meter | Behind the Meter |  | None | EMT Renewables | PSE&G | Eligible for TI Program | 2019-10-22 | 2019-10-24 | 2021-10-30 | SolarEdge | SE3000H-US | Inverters | 3000 |  | 1 |  |  | 0.95 |  | Other | next to meter
NJSTRE1545383745 | NJSRRE1542909610 | Transition Incentive Program | Piscataway | 8854 | 11 | 3.72 | Residential | No | Behind the Meter | Behind the Meter |  | None | All Season Solar | PSE&G | Eligible for TI Program | 2019-11-04 | 2019-11-06 | 2021-10-30 | Enphase | IQ7 | Inverters | 240 |  | 12 |  |  | 0.97 |  | Outdoor | Under Module
NJSTRE1545383754 | NJSRRE1543416839 | Transition Incentive Program | Blairstown | 7825 | 2 | 12.18 | Residential | Yes | Behind the Meter | Behind the Meter |  | None | Sunrun Installation Services, Inc. | JCP&L | Eligible for TI Program | 2019-11-17 | 2019-11-20 | 2021-10-30 | Enphase Energy | IQ7-60-x-US (240V) | Inverters | 240 |  | 42 |  |  | 0.96 |  | Outdoor | Rooftop
NJSTRE1545383771 | NJSRRE1542581794 | Transition Incentive Program | Little Ferry Boro | 7643 | 7 | 4.5 | Residential | No | Behind the Meter | Behind the Meter |  | PSEG | EMT Renewables | PSE&G | Eligible for TI Program | 2019-10-24 | 2019-10-28 | 2021-10-30 | SolarEdge | SE3800H-US | Inverters | 3800 |  | 1 |  |  | 0.95 |  | Other | next to meter
NJSTRE1545383777 | NJSRRE1542478658 | Transition Incentive Program | Washington Twp mer | 8691 | 12 | 5.51 | Residential | No | Behind the Meter | Behind the Meter |  | None | Sunrun Installation Services, Inc. | PSE&G | Eligible for TI Program | 2019-10-01 | 2019-10-03 | 2021-10-30 | Ningbo Ginlong Technologies | Solis-1P4.6K-4G-US | Inverters | 4600 |  | 1 |  |  | 0.96 |  | Outdoor | Next To Meter
NJSTRE1545383796 | NJSRRE1542568759 | Transition Incentive Program | HEWITT | 7421 | 6 | 12.6 | Residential | Yes | Behind the Meter | Net-metered residential rooftop and canopy |  | None | Vivint Solar Developer, LLC | Orange Rockland Electric | Accepted | 2019-10-21 | 2019-10-23 | 2021-10-30 | Solar Edge | SE10000H-US | Inverters | 10000 |  | 1 |  |  | 0.992 |  | Outdoor | Near the Utility Meter
NJSTRE1545383801 | NJSRRE1542580040 | Transition Incentive Program | Palermo | 8223 | 21 | 9.57 | Residential | Yes | Behind the Meter | Behind the Meter |  | None | Sunrun Installation Services, Inc. | AC Electric | Eligible for TI Program | 2019-10-23 | 2019-10-25 | 2021-10-30 | SolarEdge Technologies | SE7600H-USRGM | Inverters | 7600 |  | 1 |  |  | 0.96 |  | Outdoor | Next To Meter
NJSTRE1545383811 | NJSRRE1542460931 | Transition Incentive Program | Englewood | 7631 | 7 | 3.84 | Residential | Yes | Behind the Meter | Behind the Meter |  | None | Trinity Solar | PSE&G | Eligible for TI Program | 2019-09-30 | 2019-10-02 | 2021-10-30 | Solar Edge | SE3000 | Inverters | 3000 |  | 1 |  |  | 0.97 |  | Outside | side of home
NJSTRE1545383812 | NJSRRE1542423001 | Transition Incentive Program | KEYPORT | 7735 | 17 | 6.3 | Residential | Yes | Behind the Meter | Net-metered residential rooftop and canopy |  | None | Vivint Solar Developer, LLC | JCP&L | Accepted | 2019-09-19 | 2019-09-23 | 2021-10-30 | SolarEdge | SE7600H-US | Inverters | 7600 |  | 1 |  |  | 0.992 |  | Outdoor | Near the Utility Meter
NJSTRE1545383816 | NJSRRE1542510396 | Transition Incentive Program | Whippany | 7981 | 3 | 10.73 | Residential | Yes | Behind the Meter | Behind the Meter |  | None | Sunrun Installation Services, Inc. | JCP&L | Eligible for TI Program | 2019-10-05 | 2019-10-09 | 2021-10-30 | Delta Electronics | M5-TL-US | Inverters | 4800 |  | 1 |  |  | 0.96 |  | Outdoor | Next To Meter
NJSTRE1545383637 | NJSRRE1542544504 | Transition Incentive Program | Flemington | 8822 | 4 | 6.27 | Residential | No | Behind the Meter | Behind the Meter |  | None | Sunrun Installation Services, Inc. | JCP&L | Eligible for TI Program | 2019-10-15 | 2019-10-23 | 2021-10-30 | Delta Electronics | M5-TL-US | Inverters | 4800 |  | 1 |  |  | 0.96 |  | Outdoor | Next To Meter
NJSTRE1545383649 | NJSRRE1542578637 | Transition Incentive Program | Hamilton Township | 8610 | 12 | 10.85 | Residential | No | Behind the Meter | Behind the Meter |  | None | Green Power Energy | PSE&G | Eligible for TI Program | 2019-10-23 | 2019-10-25 | 2021-10-30 | SolarEdge | SE10000H-US | Inverters | 10000 |  | 1 |  |  | 0.97 |  | Outside | Next to meter
NJSTRE1545383669 | NJSRRE1542967086 | Transition Incentive Program | Cedar Brook | 8018 | 14 | 8.37 | Residential | Yes | Behind the Meter | Behind the Meter |  | None | All Season Solar | AC Electric | Eligible for TI Program | 2019-11-05 | 2019-11-07 | 2021-10-30 | Enphase | IQ7 | Inverters | 240 |  | 27 |  |  | 0.97 |  | Outdoor | Under Module
NJSTRE1545383691 | NJSRRE1542581806 | Transition Incentive Program | Bayville | 8721 | 18 | 7.56 | Residential | Yes | Behind the Meter | Behind the Meter |  | None | Trinity Solar | JCP&L | Eligible for TI Program | 2019-10-24 | 2019-10-28 | 2021-10-30 | Solar Edge | SE6000 | Inverters | 6000 |  | 1 |  |  | 0.97 |  | Outside | side of home
NJSTRE1545383693 | NJSRRE1542967127 | Transition Incentive Program | Orange | 7050 | 9 | 3.45 | Residential | Yes | Behind the Meter | Behind the Meter |  | None | Pro Custom Solar dba Momentum Solar | PSE&G | Eligible for TI Program | 2019-11-05 | 2019-11-07 | 2021-10-30 | Enphase Energy | IQ7PLUS-72-2-US | Inverters | 295 |  | 10 |  |  | 0.97 |  | Outdoor | Roof
NJSTRE1545383702 | NJSRRE1542885420 | Transition Incentive Program | Sussex | 7461 | 1 | 10.15 | Residential | Yes | Behind the Meter | Behind the Meter |  | None | Sunrun Installation Services, Inc. | JCP&L | Eligible for TI Program | 2019-11-01 | 2019-11-05 | 2021-10-30 | Delta Electronics | M8-TL-US | Inverters | 7680 |  | 1 |  |  | 0.96 |  | Outdoor | Next To Meter
NJSTRE1545383712 | NJSRRE1543041009 | Transition Incentive Program | Highland Park | 8904 | 11 | 9.14 | Residential | Yes | Behind the Meter | Behind the Meter |  | None | Pro Custom Solar dba Momentum Solar | PSE&G | Eligible for TI Program | 2019-11-06 | 2019-11-08 | 2021-10-30 | Enphase Energy | IQ6-60-2-US | Inverters | 240 |  | 29 |  |  | 0.97 |  | Outdoor | Roof
NJSTRE1545383713 | NJSRRE1542428473 | Transition Incentive Program | LONG BRANCH | 7740 | 17 | 2.52 | Residential | Yes | Behind the Meter | Net-metered residential rooftop and canopy |  | None | Vivint Solar Developer, LLC | JCP&L | Accepted | 2019-09-23 | 2019-09-25 | 2021-10-30 | SOLAR EDGE | SE3800H-US | Inverters | 3800 |  | 1 |  |  | 0.992 |  | Outdoor | NEAR UTILITY METER
NJSTRE1545383715 | NJSRRE1542554079 | Transition Incentive Program | North Brunswick | 8902 | 11 | 5.18 | Residential | Yes | Behind the Meter | Behind the Meter |  | None | Pro Custom Solar dba Momentum Solar | PSE&G | Eligible for TI Program | 2019-10-17 | 2019-10-21 | 2021-10-30 | Enphase Energy | IQ7-60-2-US | Inverters | 250 |  | 15 |  |  | 0.97 |  | Outdoor | Roof
NJSTRE1545383737 | NJSRRE1542544212 | Transition Incentive Program | Cream Ridge | 8514 | 17 | 9.81 | Residential | Yes | Behind the Meter | Net-metered residential rooftop and canopy |  | None | Vision Solar LLC | JCP&L | Accepted | 2019-10-21 | 2019-10-21 | 2021-10-30 | sunpower | e20-327-e-ac | Inverters | 0.32 |  | 52 |  |  | 0.96 |  | Other | behind panels
NJSTRE1545383755 | NJSRRE1542575018 | Transition Incentive Program | Hopewell | 8525 | 12 | 7.25 | Residential | Yes | Behind the Meter | Behind the Meter |  | None | Pro Custom Solar dba Momentum Solar | PSE&G | Eligible for TI Program | 2019-10-22 | 2019-10-24 | 2021-10-30 | Enphase Energy | IQ6-60-2-US | Inverters | 240 |  | 23 |  |  | 0.97 |  | Outdoor | Roof
NJSTRE1545383779 | NJSRRE1542581521 | Transition Incentive Program | Franklin Park | 8823 | 5 | 6.3 | Residential | Yes | Behind the Meter | Net-metered residential rooftop and canopy |  | None | Vivint Solar Developer, LLC | PSE&G | Accepted | 2019-10-24 | 2019-10-28 | 2021-10-30 | Solar Edge | SE7600H-US | Inverters | 7600 |  | 1 |  |  | 0.992 |  | Outdoor | Near the utility meter
NJSTRE1545275743 | NJSRRE1542527980 | Transition Incentive Program | Mays Landing | 8330 | 19 | 18.27 | Residential | No | Behind the meter | Net-metered residential rooftop and canopy |  | None | Trinity Solar | AC Electric | Accepted | 2019-10-11 | 2019-10-15 | 2021-10-30 | Hanwha | Q.PEAK DUO BLK-G5 315 | Solar Panels |  | 0.315 | 18 | 112 | 23 |  | Fixed | Roof
NJSTRE1545383760 | NJSRRE1542511204 | Transition Incentive Program | Mahwah | 7430 | 7 | 6.21 | Residential | Yes | Behind the Meter | Net-metered residential rooftop and canopy |  | None | Vision Solar LLC | Orange Rockland Electric | As-Built Incomplete | 2019-10-07 | 2019-10-09 | 2021-10-30 | sunpower | e20-327-e-ac | Inverters | 320 |  | 19 |  |  | 0.96 |  | Other | behind panels
NJSTRE1545383782 | NJSRRE1543046233 | Transition Incentive Program | Long Hil | 7980 | 3 | 8.18 | Residential | Yes | Behind the Meter | Net-metered residential rooftop and canopy |  | None | SunPower Capital LLC | JCP&L | Accepted | 2019-11-26 | 2019-11-26 | 2021-10-30 | sunpower | e20-327-e-ac | Inverters | 0.32 |  | 25 |  |  | 0.96 |  | Other | behind panels
NJSTRE1545383805 | NJSRRE1542528487 | Transition Incentive Program | Passaic City | 7055 | 6 | 6.38 | Residential | Yes | Behind the Meter | Behind the Meter |  | None | Sunrun Installation Services, Inc. | PSE&G | Eligible for TI Program | 2019-10-11 | 2019-10-15 | 2021-10-30 | SolarEdge Technologies | SE5000H-USRGM | Inverters | 5000 |  | 1 |  |  | 0.96 |  | Outdoor | Next To Meter
NJSTRE1545383807 | NJSRRE1542553553 | Transition Incentive Program | Newark | 7106 | 9 | 9.66 | Residential | Yes | Behind the Meter | Behind the Meter |  | None | Pro Custom Solar dba Momentum Solar | PSE&G | Eligible for TI Program | 2019-10-17 | 2019-10-21 | 2021-10-30 | Enphase Energy | IQ7-60-2-US | Inverters | 250 |  | 28 |  |  | 0.97 |  | Outdoor | Roof
NJSTRE1545383815 | NJSRRE1542561946 | Transition Incentive Program | NORTH ARLINGTON | 7031 | 7 | 10.15 | Residential | No | Behind the Meter | Behind the Meter |  | None | Infinity Solar Systems | PSE&G | Eligible for TI Program | 2019-10-21 | 2019-10-23 | 2021-10-30 | ENPHASE | IQ7PLUS-72-X-US | Inverters | 290 |  | 29 |  |  | 0.97 |  | Other | MICROINVERTERS
NJSTRE1545383817 | NJSRRE1542816160 | Transition Incentive Program | Irvington Town | 7111 | 9 | 4.96 | Residential | Yes | Behind the Meter | Behind the Meter |  | None | Posigen NJ LLC | PSE&G | Eligible for TI Program | 2019-10-30 | 2019-11-01 | 2021-10-30 | SolarEdge | SE5000H-US | Inverters | 5000 |  | 1 |  |  | 0.99 |  | Outside | within ten feet of meter
NJSTRE1545383829 | NJSRRE1542685033 | Transition Incentive Program | Trenton | 8690 | 12 | 15.41 | Residential | Yes | Behind the Meter | Behind the Meter |  | None | Pro Custom Solar dba Momentum Solar | PSE&G | Eligible for TI Program | 2019-10-28 | 2019-10-30 | 2021-10-30 | Enphase Energy | IQ7-60-2-US | Inverters | 250 |  | 46 |  |  | 0.97 |  | Outdoor | Roof
NJSTRE1545383837 | NJSRRE1542523775 | Transition Incentive Program | Elmwood Park | 7407 | 7 | 7.25 | Residential | No | Behind the Meter | Behind the Meter |  | None | Pro Custom Solar dba Momentum Solar | PSE&G | Eligible for TI Program | 2019-10-10 | 2019-10-14 | 2021-10-30 | Enphase Energy | IQ7-60-2-US | Inverters | 250 |  | 21 |  |  | 0.97 |  | Outdoor | Roof
NJSTRE1545383847 | NJSRRE1542501650 | Transition Incentive Program | Egg Harbor Township | 8234 | 19 | 8.12 | Residential | Yes | Behind the Meter | Behind the Meter |  | None | Sunrun Installation Services, Inc. | AC Electric | Eligible for TI Program | 2019-10-03 | 2019-10-08 | 2021-10-30 | Ningbo Ginlong Technologies | Solis-1P7.6K-4G-US | Inverters | 7600 |  | 1 |  |  | 0.96 |  | Outdoor | Next To Meter
NJSTRE1545383850 | NJSRRE1543060833 | Transition Incentive Program | Linden | 7036 | 10 | 4.1 | Residential | Yes | Behind the Meter | Behind the Meter |  | None | Pro Custom Solar dba Momentum Solar | PSE&G | Eligible for TI Program | 2019-11-08 | 2019-11-13 | 2021-10-30 | Enphase Energy | IQ6-60-2-US | Inverters | 240 |  | 13 |  |  | 0.97 |  | Outdoor | Roof
NJSTRE1545383869 | NJSRRE1542687480 | Transition Incentive Program | Clifton | 7013 | 6 | 15.87 | Residential | Yes | Behind the Meter | Behind the Meter |  | None | Pro Custom Solar dba Momentum Solar | PSE&G | Eligible for TI Program | 2019-10-29 | 2019-12-18 | 2021-10-30 | Enphase Energy | IQ7PLUS-72-2-US | Inverters | 295 |  | 46 |  |  | 0.97 |  | Outdoor | Roof
NJSTRE1545275569 |  | Transition Incentive Program | Sparta | 7871 | 1 | 16.32 | Residential | No | Behind the Meter | Net-metered residential rooftop and canopy |  | None | Tesla Energy Operations Inc. | JCP&L | Accepted | 2020-07-09 | 2020-07-14 | 2021-07-14 | Hanwha Q-Cells | Q.Peak DUO BLK-G6+/SC340 | Solar Panels |  | 0.34 | 14 | 315 | 30 |  | Fixed | Roof
NJSTRE1545275795 |  | Transition Incentive Program | City of Orange | 7050 | 9 | 5.61 | Residential | No | Behind the Meter | Net-metered residential rooftop and canopy |  | None | Sunrun, Inc. | PSE&G | Accepted | 2020-07-09 | 2020-07-15 | 2021-07-15 | LG Electronics | LG330N1C-A5 | Solar Panels |  | 0.33 | 4 | 205 | 31 |  | Fixed | Roof
NJSTRE1545275847 |  | Transition Incentive Program | CHERRY HILL | 8002 | 14 | 8.45 | Residential | Yes | Behind the Meter | Net-metered residential rooftop and canopy |  | None | Vivint Solar Developer, LLC | PSE&G | Accepted | 2020-07-09 | 2020-07-15 | 2021-07-15 | JINKO SOLAR | JKM325M-60HL | Solar Panels |  | 0.325 | 11 | 221 | 30 |  | Fixed | Roof
NJSTRE1545275903 |  | Transition Incentive Program | Hazlet | 7730 | 17 | 17.15 | Residential | No | Behind the Meter | Net-metered residential rooftop and canopy |  | None | Pro Custom Solar dba Momentum Solar | JCP&L | Accepted | 2020-07-09 | 2020-07-15 | 2021-07-15 | LG ELECTRONICS | LG 350N1C-V5 | Solar Panels |  | 0.35 | 14 | 175 | 18 |  | Fixed | Roof
NJSTRE1545275919 |  | Transition Incentive Program | Edison | 8837 | 11 | 5.4 | Residential | No | Behind the Meter | Net-metered residential rooftop and canopy |  | None | Public Service Solar | PSE&G | Accepted | 2020-07-09 | 2020-07-15 | 2021-07-15 | LG | Q1K-V5 | Solar Panels |  | 0.36 | 9 | 172 | 18 |  | Fixed | Roof
NJSTRE1545276781 |  | Transition Incentive Program | Ramsey | 7446 | 7 | 10.05 | Residential | Yes | Behind the Meter | Net-metered residential rooftop and canopy |  | None | Vision Solar LLC | New Construction | Accepted | 2020-07-09 | 2020-07-15 | 2021-07-15 | LG SOLAR | LG335N1K-V5 | Solar Panels |  | 0.335 | 7 | 265 | 35 |  | Fixed | Roof
NJSTRE1545276776 |  | Transition Incentive Program | Cliffside Park | 7010 | 7 | 3.36 | Residential | Yes | Behind the Meter | Net-metered residential rooftop and canopy |  | None | Sunrun, Inc. | PSE&G | Accepted | 2020-07-10 | 2020-07-15 | 2021-07-15 | LONGi Green Energy Technology Co Ltd | LR6-60HPB-305M | Solar Panels |  | 0.305 | 3 | 216 | 17 |  | Fixed | Roof
NJSTRE1545276823 |  | Transition Incentive Program | west atlantic city | 8232 | 19 | 8 | Residential | No | Behind the Meter | Net-metered residential rooftop and canopy |  | None | Orbit Energy & Power, LLC | AC Electric | Accepted | 2020-07-09 | 2020-07-15 | 2021-10-30 | hanwha qcells | qpeak 320w | Solar Panels |  | 0.32 | 2 | 119 | 22 |  | Fixed | Roof
NJSTRE1545276888 |  | Transition Incentive Program | PATERSON CITY | 7503 | 6 | 7.92 | Residential | Yes | Behind the Meter | Net-metered residential rooftop and canopy |  | None | Sunrun, Inc. | PSE&G | Accepted | 2020-07-10 | 2020-07-15 | 2021-07-15 | LG Electronics | LG330N1C-A5 | Solar Panels |  | 0.33 | 12 | 31 | 166 |  | Fixed | Roof
NJSTRE1545278340 | NJSRRE1544000903 | Transition Incentive Program | Jersey City | 7305 | 8 | 2.52 | Residential | Yes | Behind the meter | Net-metered residential rooftop and canopy |  | None | Trinity Solar | PSE&G | Accepted | 2020-01-06 | 2020-01-09 | 2021-10-30 | Hanwha | Q.PEAK DUO BLK-G5 315 | Solar Panels |  | 0.315 | 8 | 326 | 27 |  | Fixed | Roof
NJSTRE1545278363 | NJSRRE1544819139 | Transition Incentive Program | Port Murray | 7865 | 2 | 4.42 | Residential | Yes | Behind the Meter | Net-metered residential rooftop and canopy |  | None | Trinity Solar | JCP&L | Final As-Built Received | 2020-04-10 | 2020-04-20 | 2021-10-30 | HANWHA | Q.PEAK DUO BLK-G6 340 | Solar Panels |  | 0.34 | 13 | 163 | 30 |  | Fixed | Roof
NJSTRE1545278358 |  | Transition Incentive Program | TUCKERTON | 8087 | 18 | 7.88 | Residential | Yes | Behind the Meter | Net-metered residential rooftop and canopy |  | None | Suntuity Solar LLC | AC Electric | Final As-Built Received | 2020-07-10 | 2020-07-15 | 2021-10-30 | Silfab Solar | SIL-315NL | Solar Panels |  | 0.315 | 25 | 176 | 17 |  | Fixed | Roof
NJSTRE1545278455 |  | Transition Incentive Program | CLIFFWOOD | 7721 | 17 | 7.68 | Residential | Yes | Behind the Meter | Net-metered residential rooftop and canopy |  | None | Vivint Solar Developer, LLC | JCP&L | Final As-Built Received | 2020-07-10 | 2020-07-15 | 2021-10-30 | JINKO SOLAR | JKM320M-60HBL | Solar Panels |  | 0.32 | 6 | 308 | 34 |  | Fixed | Roof
NJSTRE1545278503 |  | Transition Incentive Program | Monroe | 8831 | 11 | 17.28 | Residential | No | Behind the Meter | Net-metered residential rooftop and canopy |  | JCPL | Maier Solar Engineering dba Solar Me | JCP&L | Accepted | 2020-07-10 | 2020-07-15 | 2021-07-15 | Hanwha | Q.CELL DUO BLK-G6 320W | Solar Panels |  | 0.32 | 40 | 165 | 15 |  | Fixed | Roof
NJSTRE1545383860 | NJSRRE1542819503 | Transition Incentive Program | Sicklerville | 8081 | 14 | 5.23 | Residential | Yes | Behind the Meter | Net-metered residential rooftop and canopy |  | None | Vision Solar LLC | AC Electric | Accepted | 2019-10-30 | 2019-11-01 | 2021-10-30 | sunpower | e20-327-e-ac | Inverters | 0.32 |  | 16 |  |  | 0.96 |  | Other | behind panels
NJSTRE1545383865 | NJSRRE1542544485 | Transition Incentive Program | Pleasantville | 8232 | 19 | 8.99 | Residential | Yes | Behind the Meter | Behind the Meter |  | None | Sunrun Installation Services, Inc. | AC Electric | Eligible for TI Program | 2019-10-15 | 2019-10-17 | 2021-10-30 | Delta Electronics | M8-TL-US | Inverters | 7680 |  | 1 |  |  | 0.96 |  | Outdoor | Next To Meter
NJSTRE1545276781 |  | Transition Incentive Program | Ramsey | 7446 | 7 | 10.05 | Residential | Yes | Behind the Meter | Net-metered residential rooftop and canopy |  | None | Vision Solar LLC | New Construction | Accepted | 2020-07-09 | 2020-07-15 | 2021-07-15 | LG SOLAR | LG335N1K-V5 | Solar Panels |  | 0.335 | 1 | 265 | 35 |  | Fixed | Roof
NJSTRE1545276823 |  | Transition Incentive Program | west atlantic city | 8232 | 19 | 8 | Residential | No | Behind the Meter | Net-metered residential rooftop and canopy |  | None | Orbit Energy & Power, LLC | AC Electric | Accepted | 2020-07-09 | 2020-07-15 | 2021-10-30 | hanwha qcells | qpeak 320w | Solar Panels |  | 0.32 | 3 | 114 | 22 |  | Fixed | Roof
NJSTRE1545278329 | NJSRRE1544320802 | Transition Incentive Program | Paterson | 7524 | 6 | 6.93 | Residential | Yes | Behind the meter | Net-metered residential rooftop and canopy |  | None | Trinity Solar | PSE&G | Accepted | 2020-01-29 | 2020-01-31 | 2021-10-30 | Hanwha | Q.PEAK DUO BLK-G5 315 | Solar Panels |  | 0.315 | 13 | 102 | 34 |  | Fixed | Roof
NJSTRE1545278331 | NJSRRE1544310894 | Transition Incentive Program | Cranbury | 8512 | 11 | 28.04 | Residential | Yes | Behind the meter | Net-metered residential rooftop and canopy |  | None | Trinity Solar | PSE&G | Accepted | 2020-01-28 | 2020-01-30 | 2021-10-30 | Hanwha 315 | Q.PEAK DUO BLK-G5 315 | Solar Panels |  | 0.315 | 38 | 100 | 34 |  | Fixed | Roof
NJSTRE1545278354 | NJSRRE1544892944 | Transition Incentive Program | Dumont | 7628 | 7 | 3.4 | Residential | Yes | Behind the meter | Net-metered residential rooftop and canopy |  | None | Trinity Solar | PSE&G | Accepted | 2020-04-24 | 2020-04-29 | 2021-10-30 | HANWHA | Q.PEAK DUO BLK-G6 340 | Solar Panels |  | 0.34 | 10 | 176 | 27 |  | Fixed | Roof
NJSTRE1545278365 | NJSRRE1544156455 | Transition Incentive Program | Bogota | 7603 | 7 | 5.04 | Residential | Yes | Behind the meter | Net-metered residential rooftop and canopy |  | None | Trinity Solar | PSE&G | Accepted | 2020-01-10 | 2020-01-15 | 2021-10-30 | Hanwha | Q.PEAK DUO BLK-G5 315 | Solar Panels |  | 0.315 | 5 | 111 | 18 |  | Fixed | Roof
NJSTRE1545278455 |  | Transition Incentive Program | CLIFFWOOD | 7721 | 17 | 7.68 | Residential | Yes | Behind the Meter | Net-metered residential rooftop and canopy |  | None | Vivint Solar Developer, LLC | JCP&L | Final As-Built Received | 2020-07-10 | 2020-07-15 | 2021-10-30 | JINKO SOLAR | JKM320M-60HBL | Solar Panels |  | 0.32 | 13 | 128 | 29 |  | Fixed | Roof
NJSTRE1545278447 |  | Transition Incentive Program | Somers Point | 8244 | 19 | 8.13 | Residential | No | Behind the Meter | Net-metered residential rooftop and canopy |  | None | Sun Up Zero Down | AC Electric | Accepted | 2020-07-10 | 2020-07-15 | 2021-07-15 | LG | LG325N1K-V5 | Solar Panels |  | 0.325 | 7 | 316 | 23 |  | Fixed | Roof
NJSTRE1545278593 |  | Transition Incentive Program | Millville | 8332 | 20 | 11.03 | Residential | No | Behind the Meter | Net-metered residential rooftop and canopy |  | None | All Season Solar | AC Electric | Accepted | 2020-07-10 | 2020-07-15 | 2021-07-15 | Certainteed | CT315HC11-04 | Solar Panels |  | 0.315 | 8 | 112 | 23 |  | Fixed | Roof
NJSTRE1545278736 |  | Transition Incentive Program | ┬áClayton | 8312 | 15 | 7.04 | Residential | No | Behind the Meter | Net-metered residential rooftop and canopy |  | None | Seabright Solar | AC Electric | Accepted | 2020-07-10 | 2020-07-15 | 2021-07-15 | Sunpower | SPR-X21-350 | Solar Panels |  | 0.335 | 21 | 187 | 23 |  | Fixed | Roof
NJSTRE1545278752 |  | Transition Incentive Program | Wenonah | 8090 | 15 | 9.38 | Residential | Yes | Behind the Meter | Net-metered residential rooftop and canopy |  | ACE | Vision Solar LLC | AC Electric | Accepted | 2020-07-10 | 2020-07-15 | 2021-07-15 | LG SOLAR | LG335N1K-V5 | Solar Panels |  | 0.335 | 16 | 74 | 20 |  | Fixed | Roof
NJSTRE1545383828 | NJSRRE1542525216 | Transition Incentive Program | LINWOOD | 8221 | 19 | 3.78 | Residential | Yes | Behind the Meter | Net-metered residential rooftop and canopy |  | None | Vivint Solar Developer, LLC | AC Electric | Accepted | 2019-10-10 | 2019-10-14 | 2021-10-30 | Solar Edge | SE3800H-US | Inverters | 3800 |  | 1 |  |  | 0.992 |  | Outdoor | Near the Utility Meter
NJSTRE1545383838 | NJSRRE1543384174 | Transition Incentive Program | PENNINGTON | 8534 | 12 | 17.64 | Residential | Yes | Behind the Meter | Net-metered residential rooftop and canopy |  | None | Vivint Solar Developer, LLC | PSE&G | Accepted | 2019-11-18 | 2019-11-20 | 2021-10-30 | SOLAREDGE | SE7600H-US000BNC4 | Inverters | 7600 |  | 2 |  |  | 0.992 |  | Outdoor | Near the Utility Meter
NJSTRE1545383842 | NJSRRE1543067839 | Transition Incentive Program | Caldwell | 7006 | 9 | 6.56 | Residential | Yes | Behind the Meter | Behind the Meter |  | None | Pro Custom Solar dba Momentum Solar | PSE&G | Eligible for TI Program | 2019-11-12 | 2019-11-15 | 2021-10-30 | Enphase Energy | IQ7PLUS-72-2-US | Inverters | 295 |  | 19 |  |  | 0.97 |  | Outdoor | Roof
NJSTRE1545383870 | NJSRRE1542883182 | Transition Incentive Program | North Brunswick Township | 8902 | 11 | 11.03 | Residential | Yes | Behind the Meter | Net-metered residential rooftop and canopy |  | None | Vivint Solar Developer, LLC | PSE&G | Accepted | 2019-11-01 | 2019-11-05 | 2021-10-30 | solar edge | SE7600H-US | Inverters | 7600 |  | 1 |  |  | 0.992 |  | Outdoor | near utility meter
NJSTRE1545275623 |  | Transition Incentive Program | Swedesboro | 8085 | 15 | 9.28 | Residential | No | Behind the Meter | Net-metered residential rooftop and canopy |  | ACE | RCL Enterprises Inc. | AC Electric | Accepted | 2020-07-09 | 2020-07-14 | 2021-07-14 | Canadian Solar | CS1H-320MS | Solar Panels |  | 0.32 | 22 | 185 | 32 |  | Fixed | Roof
NJSTRE1545275643 |  | Transition Incentive Program | Sicklerville | 8081 | 14 | 7.19 | Residential | Yes | Behind the Meter | Net-metered residential rooftop and canopy |  | None | GenRenew, LLC | AC Electric | Accepted | 2020-07-09 | 2020-07-14 | 2021-07-14 | Sunpower | SPR-E20-327-E-AC | Solar Panels |  | 0.327 | 14 | 158 | 23 |  | Fixed | Roof
NJSTRE1545275641 |  | Transition Incentive Program | MORRISTOWN | 7960 | 3 | 14 | Residential | No | Behind the Meter | Net-metered residential rooftop and canopy |  | None | Infinity Solar Systems | JCP&L | Accepted | 2020-07-09 | 2020-07-14 | 2021-07-14 | LG | LG350N1C-V5 | Solar Panels |  | 0.35 | 6 | 102 | 25 |  | Fixed | Roof
NJSTRE1545275743 | NJSRRE1542527980 | Transition Incentive Program | Mays Landing | 8330 | 19 | 18.27 | Residential | No | Behind the meter | Net-metered residential rooftop and canopy |  | None | Trinity Solar | AC Electric | Accepted | 2019-10-11 | 2019-10-15 | 2021-10-30 | Hanwha | Q.PEAK DUO BLK-G5 315 | Solar Panels |  | 0.315 | 9 | 112 | 23 |  | Fixed | Roof
NJSTRE1545275760 |  | Transition Incentive Program | Franklin twp | 8873 | 5 | 6.03 | Residential | Yes | Behind the Meter | Net-metered residential rooftop and canopy |  | PSEG | Vision Solar LLC | PSE&G | Accepted | 2020-07-09 | 2020-07-15 | 2021-07-15 | LG SOLAR | LG335N1K-V5 | Solar Panels |  | 0.335 | 3 | 145 | 13 |  | Fixed | Roof
NJSTRE1545275756 |  | Transition Incentive Program | Hamilton | 8610 | 12 | 7.32 | Residential | No | Behind the Meter | Net-metered residential rooftop and canopy |  | None | Sunrun, Inc. | PSE&G | Accepted | 2020-07-09 | 2020-07-15 | 2021-07-15 | LONGi Green Energy Technology Co Ltd | LR6- 60HPB-305M | Solar Panels |  | 0.305 | 8 | 52 | 37 |  | Fixed | Roof
NJSTRE1545275919 |  | Transition Incentive Program | Edison | 8837 | 11 | 5.4 | Residential | No | Behind the Meter | Net-metered residential rooftop and canopy |  | None | Public Service Solar | PSE&G | Accepted | 2020-07-09 | 2020-07-15 | 2021-07-15 | LG | Q1K-V5 | Solar Panels |  | 0.36 | 6 | 172 | 27 |  | Fixed | Roof
NJSTRE1545275930 |  | Transition Incentive Program | OCEAN | 7712 | 17 | 5.44 | Residential | No | Behind the Meter | Net-metered residential rooftop and canopy |  | None | Vivint Solar Developer, LLC | JCP&L | Accepted | 2020-07-09 | 2020-07-15 | 2021-07-15 | HANWHA SOLAR | Q.PEAK DUO BLK-G5 320W | Solar Panels |  | 0.32 | 17 | 12 | 21 |  | Fixed | Roof
NJSTRE1545275914 |  | Transition Incentive Program | FRANKLIN | 8873 | 5 | 15.25 | Residential | Yes | Behind the Meter | Net-metered residential rooftop and canopy |  | None | Sunrun, Inc. | PSE&G | Accepted | 2020-07-09 | 2020-07-15 | 2021-07-15 | LONGi Green Energy Technology Co Ltd | LR6-60HPB-305M | Solar Panels |  | 0.305 | 18 | 129 | 20 |  | Fixed | Roof
NJSTRE1545383696 | NJSRRE1542431387 | Transition Incentive Program | Hightstown | 8520 | 12 | 8.91 | Residential | Yes | Behind the Meter | Behind the Meter |  | None | Sunrun Installation Services, Inc. | JCP&L | Eligible for TI Program | 2019-09-24 | 2019-09-26 | 2021-10-30 | SolarEdge Technologies | SE7600H-USRGM | Inverters | 7600 |  | 1 |  |  | 0.96 |  | Outdoor | Next To Meter
NJSTRE1545383701 | NJSRRE1542576384 | Transition Incentive Program | West Berlin | 8091 | 14 | 10.73 | Residential | Yes | Behind the Meter | Behind the Meter |  | None | Sunrun Installation Services, Inc. | AC Electric | Eligible for TI Program | 2019-10-22 | 2019-10-24 | 2021-10-30 | Delta Electronics | M5-TL-US | Inverters | 4800 |  | 1 |  |  | 0.96 |  | Outdoor | Next To Meter
NJSTRE1545383717 | NJSRRE1542781325 | Transition Incentive Program | Pleasantville | 8232 | 19 | 5.12 | Residential | Yes | Behind the Meter | Behind the Meter |  | None | Skyline Solar, LLC | AC Electric | Eligible for TI Program | 2019-10-30 | 2019-11-01 | 2021-10-30 | SolarEdge | SE3800H-US | Inverters | 3800 |  | 1 |  |  | 0.99 |  | Outside | within ten feet of meter
NJSTRE1545383723 | NJSRRE1542521307 | Transition Incentive Program | Mckee City | 8234 | 19 | 7.04 | Residential | Yes | Behind the Meter | Behind the Meter |  | None | Skyline Solar, LLC | AC Electric | Eligible for TI Program | 2019-10-09 | 2019-10-11 | 2021-10-30 | SolarEdge | SE500H-US | Inverters | 5000 |  | 1 |  |  | 0.99 |  | Outside | within ten feet of meter
NJSTRE1545383727 | NJSRRE1542528113 | Transition Incentive Program | Burlington | 8016 | 13 | 6.56 | Residential | Yes | Behind the Meter | Behind the Meter |  | None | Pro Custom Solar dba Momentum Solar | PSE&G | Eligible for TI Program | 2019-10-11 | 2019-10-15 | 2021-10-30 | Enphase Energy | IQ7-60-2-US | Inverters | 250 |  | 19 |  |  | 0.97 |  | Outdoor | Roof
NJSTRE1545383734 | NJSRRE1543041559 | Transition Incentive Program | Pennsauken | 8110 | 14 | 11.66 | Residential | Yes | Behind the Meter | Net-metered residential rooftop and canopy |  | None | Vivint Solar Developer, LLC | PSE&G | Accepted | 2019-11-06 | 2019-11-11 | 2021-10-30 | SOLAREDGE | SE7600H-US000BNC4 | Inverters | 7600 |  | 1 |  |  | 0.992 |  | Outdoor | Near The Utility Meter
NJSTRE1545383744 | NJSRRE1542512313 | Transition Incentive Program | Jackson | 8527 | 18 | 14.4 | Residential | Yes | Behind the Meter | Net-metered residential rooftop and canopy |  | None | Powerlutions | JCP&L | Accepted | 2019-10-07 | 2019-10-09 | 2021-10-30 | Solar Edge | SE11400H-US | Inverters | 11.4 |  | 1 |  |  | 0.99 |  | Outdoor | Near Meter
NJSTRE1545383752 | NJSRRE1542461230 | Transition Incentive Program | Newton | 7860 | 1 | 13.46 | Residential | Yes | Behind the Meter | Behind the Meter |  | None | Pro Custom Solar dba Momentum Solar | JCP&L | Eligible for TI Program | 2019-09-30 | 2019-10-02 | 2021-10-30 | Enphase Energy | IQ7-60-2-US | Inverters | 250 |  | 39 |  |  | 0.97 |  | Outdoor | Roof
NJSTRE1545383769 | NJSRRE1542423008 | Transition Incentive Program | Belleville | 7109 | 9 | 4.02 | Residential | Yes | Behind the Meter | Behind the Meter |  | None | Pro Custom Solar dba Momentum Solar | PSE&G | Eligible for TI Program | 2019-09-19 | 2019-09-23 | 2021-10-30 | Enphase Energy | IQ7-60-2-US | Inverters | 250 |  | 12 |  |  | 0.97 |  | Outdoor | Roof
NJSTRE1545383780 | NJSRRE1542574879 | Transition Incentive Program | Robbinsville Township | 8691 | 12 | 9.77 | Residential | Yes | Behind the Meter | Net-metered residential rooftop and canopy |  | None | Suntuity Solar LLC | PSE&G | Accepted | 2019-10-22 | 2019-10-24 | 2021-10-30 | Enphase Energy | IQ7-60-2-US | Inverters | 240 |  | 31 |  |  | 0.97 |  | Outdoor | Behind the PV Modules
NJSTRE1545383787 | NJSRRE1542460973 | Transition Incentive Program | Ridgefield | 7657 | 7 | 13.34 | Residential | Yes | Behind the Meter | Behind the Meter |  | None | Sunrun Installation Services, Inc. | PSE&G | Eligible for TI Program | 2019-09-30 | 2019-10-02 | 2021-10-30 | Ningbo Ginlong Technologies | Solis-1P10K-4G-US | Inverters | 10000 |  | 1 |  |  | 0.96 |  | Outdoor | Next To Meter
NJSTRE1545383792 | NJSRRE1543098046 | Transition Incentive Program | Williamstown | 8094 | 15 | 5.04 | Residential | Yes | Behind the Meter | Behind the Meter |  | None | Pro Custom Solar dba Momentum Solar | AC Electric | Eligible for TI Program | 2019-11-12 | 2019-11-15 | 2021-10-30 | Enphase Energy | IQ6-60-2-US | Inverters | 240 |  | 16 |  |  | 0.97 |  | Outdoor | Roof
NJSTRE1545275760 |  | Transition Incentive Program | Franklin twp | 8873 | 5 | 6.03 | Residential | Yes | Behind the Meter | Net-metered residential rooftop and canopy |  | PSEG | Vision Solar LLC | PSE&G | Accepted | 2020-07-09 | 2020-07-15 | 2021-07-15 | LG SOLAR | LG335N1K-V5 | Solar Panels |  | 0.335 | 9 | 235 | 36 |  | Fixed | Roof
NJSTRE1545275770 |  | Transition Incentive Program | Hillside | 7205 | 10 | 7.93 | Residential | Yes | Behind the Meter | Net-metered residential rooftop and canopy |  | None | Sunrun, Inc. | PSE&G | Accepted | 2020-07-09 | 2020-07-15 | 2021-07-15 | LONGi Green Energy Technology Co Ltd | LR6-60HPB-305M | Solar Panels |  | 0.305 | 22 | 218 | 2 |  | Fixed | Roof
NJSTRE1545275873 |  | Transition Incentive Program | TEANECK | 7666 | 7 | 4.03 | Residential | Yes | Behind the Meter | Net-metered residential rooftop and canopy |  | None | Sunrun, Inc. | PSE&G | Accepted | 2020-07-09 | 2020-07-15 | 2021-07-15 | LONGi Green Energy Technology Co Ltd | LR6-60HPB-310M | Solar Panels |  | 0.31 | 7 | 107 | 36 |  | Fixed | Roof
NJSTRE1545275914 |  | Transition Incentive Program | FRANKLIN | 8873 | 5 | 15.25 | Residential | Yes | Behind the Meter | Net-metered residential rooftop and canopy |  | None | Sunrun, Inc. | PSE&G | Accepted | 2020-07-09 | 2020-07-15 | 2021-07-15 | LONGi Green Energy Technology Co Ltd | LR6-60HPB-305M | Solar Panels |  | 0.305 | 11 | 39 | 20 |  | Fixed | Roof
NJSTRE1545275914 |  | Transition Incentive Program | FRANKLIN | 8873 | 5 | 15.25 | Residential | Yes | Behind the Meter | Net-metered residential rooftop and canopy |  | None | Sunrun, Inc. | PSE&G | Accepted | 2020-07-09 | 2020-07-15 | 2021-07-15 | LONGi Green Energy Technology Co Ltd | LR6-60HPB-305M | Solar Panels |  | 0.305 | 21 | 309 | 20 |  | Double Axis | Roof
NJSTRE1545276823 |  | Transition Incentive Program | west atlantic city | 8232 | 19 | 8 | Residential | No | Behind the Meter | Net-metered residential rooftop and canopy |  | None | Orbit Energy & Power, LLC | AC Electric | Accepted | 2020-07-09 | 2020-07-15 | 2021-10-30 | hanwha qcells | qpeak 320w | Solar Panels |  | 0.32 | 13 | 204 | 22 |  | Fixed | Roof
NJSTRE1545275721 |  | Transition Incentive Program | Long Branch | 7740 | 17 | 3.58 | Residential | Yes | Behind the Meter | Net-metered residential rooftop and canopy |  | None | Vivint Solar Developer, LLC | JCP&L | Accepted | 2020-07-10 | 2020-07-15 | 2021-07-15 | Jinko Solar | JKM325M-60HBL | Solar Panels |  | 0.325 | 9 | 86 | 35 |  | Fixed | Roof
NJSTRE1545278326 | NJSRRE1541643529 | Transition Incentive Program | Cherry Hill | 8003 | 14 | 15.04 | Residential | Yes | Behind the Meter | Behind the Meter |  | None | Skyline Solar, LLC | PSE&G | Eligible for TI Program | 2019-07-13 | 2019-07-22 | 2021-10-30 | Silfab | SIL-320NL | Solar Panels |  | 0.32 | 12 | 104 | 34 |  | Fixed | Roof
NJSTRE1545278326 | NJSRRE1541643529 | Transition Incentive Program | Cherry Hill | 8003 | 14 | 15.04 | Residential | Yes | Behind the Meter | Behind the Meter |  | None | Skyline Solar, LLC | PSE&G | Eligible for TI Program | 2019-07-13 | 2019-07-22 | 2021-10-30 | Silfab | SIL-320NL | Solar Panels |  | 0.32 | 5 | 194 | 34 |  | Fixed | Roof
NJSTRE1545278329 | NJSRRE1544320802 | Transition Incentive Program | Paterson | 7524 | 6 | 6.93 | Residential | Yes | Behind the meter | Net-metered residential rooftop and canopy |  | None | Trinity Solar | PSE&G | Accepted | 2020-01-29 | 2020-01-31 | 2021-10-30 | Hanwha | Q.PEAK DUO BLK-G5 315 | Solar Panels |  | 0.315 | 9 | 282 | 34 |  | Fixed | Roof
NJSTRE1545278566 |  | Transition Incentive Program | Atco | 8004 | 14 | 8.45 | Residential | No | Behind the Meter | Net-metered residential rooftop and canopy |  | None | Sun Up Zero Down | AC Electric | Accepted | 2020-07-10 | 2020-07-20 | 2021-07-20 | LG | LG325N1K-V5 | Solar Panels |  | 0.325 | 26 | 150 | 18 |  | Fixed | Roof
NJSTRE1545278706 |  | Transition Incentive Program | Monroe Township | 8094 | 15 | 16.83 | Residential | Yes | Behind the Meter | Net-metered residential rooftop and canopy |  | None | Sunrun, Inc. | AC Electric | Accepted | 2020-07-10 | 2020-07-15 | 2021-07-15 | LG Electronics | LG330N1C-A5 | Solar Panels |  | 0.33 | 11 | 289 | 34 |  | Fixed | Roof
NJSTRE1545278733 |  | Transition Incentive Program | Toms River | 8753 | 18 | 13.65 | Residential | No | Behind the Meter | Net-metered residential rooftop and canopy |  | None | Powerlutions | JCP&L | Accepted | 2020-07-10 | 2020-07-15 | 2021-10-30 | trina | TSM-325 DD06M.05 | Solar Panels |  | 0.325 | 9 | 151 | 20 |  | Fixed | Roof
NJSTRE1545276781 |  | Transition Incentive Program | Ramsey | 7446 | 7 | 10.05 | Residential | Yes | Behind the Meter | Net-metered residential rooftop and canopy |  | None | Vision Solar LLC | New Construction | Accepted | 2020-07-09 | 2020-07-15 | 2021-07-15 | LG SOLAR | LG335N1K-V5 | Solar Panels |  | 0.335 | 18 | 85 | 35 |  | Fixed | Roof
NJSTRE1545276781 |  | Transition Incentive Program | Ramsey | 7446 | 7 | 10.05 | Residential | Yes | Behind the Meter | Net-metered residential rooftop and canopy |  | None | Vision Solar LLC | New Construction | Accepted | 2020-07-09 | 2020-07-15 | 2021-07-15 | LG SOLAR | LG335N1K-V5 | Solar Panels |  | 0.335 | 4 | 175 | 35 |  | Fixed | Roof
NJSTRE1545278327 | NJSRRE1544560408 | Transition Incentive Program | Westwood | 7675 | 7 | 5.36 | Residential | Yes | Behind the meter | Net-metered residential rooftop and canopy |  | None | Trinity Solar | PSE&G | Accepted | 2020-03-02 | 2020-03-04 | 2021-10-30 | Hanwha 315 | Q.PEAK DUO BLK-G5 315 | Solar Panels |  | 0.315 | 12 | 196 | 18 |  | Fixed | Roof
NJSTRE1545278327 | NJSRRE1544560408 | Transition Incentive Program | Westwood | 7675 | 7 | 5.36 | Residential | Yes | Behind the meter | Net-metered residential rooftop and canopy |  | None | Trinity Solar | PSE&G | Accepted | 2020-03-02 | 2020-03-04 | 2021-10-30 | Hanwha 315 | Q.PEAK DUO BLK-G5 315 | Solar Panels |  | 0.315 | 5 | 196 | 18 |  | Fixed | Roof
NJSTRE1545278331 | NJSRRE1544310894 | Transition Incentive Program | Cranbury | 8512 | 11 | 28.04 | Residential | Yes | Behind the meter | Net-metered residential rooftop and canopy |  | None | Trinity Solar | PSE&G | Accepted | 2020-01-28 | 2020-01-30 | 2021-10-30 | Hanwha 315 | Q.PEAK DUO BLK-G5 315 | Solar Panels |  | 0.315 | 8 | 190 | 45 |  | Fixed | Roof
NJSTRE1545278331 | NJSRRE1544310894 | Transition Incentive Program | Cranbury | 8512 | 11 | 28.04 | Residential | Yes | Behind the meter | Net-metered residential rooftop and canopy |  | None | Trinity Solar | PSE&G | Accepted | 2020-01-28 | 2020-01-30 | 2021-10-30 | Hanwha 315 | Q.PEAK DUO BLK-G5 315 | Solar Panels |  | 0.315 | 2 | 100 | 27 |  | Fixed | Roof
NJSTRE1545278367 | NJSRRE1544816390 | Transition Incentive Program | Galloway | 8205 | 19 | 5.36 | Residential | Yes | Behind the meter | Net-metered residential rooftop and canopy |  | None | Trinity Solar | AC Electric | Accepted | 2020-04-08 | 2020-04-14 | 2021-10-30 | Hanwha | Q.PEAK DUO BLK-G5 315 | Solar Panels |  | 0.315 | 17 | 222 | 21 |  | Fixed | Roof
NJSTRE1545278455 |  | Transition Incentive Program | CLIFFWOOD | 7721 | 17 | 7.68 | Residential | Yes | Behind the Meter | Net-metered residential rooftop and canopy |  | None | Vivint Solar Developer, LLC | JCP&L | Final As-Built Received | 2020-07-10 | 2020-07-15 | 2021-10-30 | JINKO SOLAR | JKM320M-60HBL | Solar Panels |  | 0.32 | 5 | 128 | 34 |  | Fixed | Roof
NJSTRE1545278548 |  | Transition Incentive Program | Scotch Plains | 7076 | 10 | 6.37 | Residential | Yes | Behind the Meter | Net-metered residential rooftop and canopy |  | None | Trinity Solar | PSE&G | Accepted | 2020-07-10 | 2020-07-15 | 2021-07-15 | Hanwha | Q.PEAK DUO BLK-G6 335 | Solar Panels |  | 0.335 | 19 | 127 | 37 |  | Fixed | Roof
NJSTRE1545278581 |  | Transition Incentive Program | PLESANTVILLE | 8232 | 19 | 9.38 | Residential | Yes | Behind the Meter | Net-metered residential rooftop and canopy |  | ACE | Vision Solar LLC | AC Electric | Accepted | 2020-07-10 | 2020-08-06 | 2021-10-30 | LG SOLAR | LG335N1K-V5 | Solar Panels |  | 0.335 | 3 | 206 | 30 |  | Fixed | Roof
NJSTRE1545278655 |  | Transition Incentive Program | Willingboro | 8046 | 13 | 8.78 | Residential | Yes | Behind the Meter | Net-metered residential rooftop and canopy |  | None | SunnyMac LLC | PSE&G | Accepted | 2020-07-10 | 2020-07-16 | 2021-07-16 | REC | REC 325 N-PEAK Blk | Solar Panels |  | 0.325 | 19 | 202 | 26 |  | Fixed | Roof
NJSTRE1545278714 |  | Transition Incentive Program | LINDEN | 7036 | 10 | 2.88 | Residential | No | Behind the Meter | Net-metered residential rooftop and canopy |  | None | Vivint Solar Developer, LLC | PSE&G | Accepted | 2020-07-10 | 2020-07-15 | 2021-07-15 | Hanwha Solar | Q.PEAK DUO BLK-G5 320w | Solar Panels |  | 0.32 | 6 | 307 | 26 |  | Fixed | Roof
NJSTRE1545278733 |  | Transition Incentive Program | Toms River | 8753 | 18 | 13.65 | Residential | No | Behind the Meter | Net-metered residential rooftop and canopy |  | None | Powerlutions | JCP&L | Accepted | 2020-07-10 | 2020-07-15 | 2021-10-30 | Trina | TSM-325 DD06M.05 | Solar Panels |  | 0.325 | 33 | 151 | 35 |  | Fixed | Roof
NJSTRE1545278528 |  | Transition Incentive Program | Hillside | 7205 | 10 | 7.35 | Residential | Yes | Behind the Meter | Net-metered residential rooftop and canopy |  | None | Pro Custom Solar dba Momentum Solar | PSE&G | Accepted | 2020-07-10 | 2020-07-15 | 2021-07-15 | LG ELECTRONICS | LG 350N1C-V5 | Solar Panels |  | 0.35 | 8 | 179 | 10 |  | Fixed | Roof
NJSTRE1545278581 |  | Transition Incentive Program | PLESANTVILLE | 8232 | 19 | 9.38 | Residential | Yes | Behind the Meter | Net-metered residential rooftop and canopy |  | ACE | Vision Solar LLC | AC Electric | Accepted | 2020-07-10 | 2020-08-06 | 2021-10-30 | LG SOLAR | LG335N1K-V5 | Solar Panels |  | 0.335 | 13 | 116 | 30 |  | Fixed | Roof
NJSTRE1545278581 |  | Transition Incentive Program | PLESANTVILLE | 8232 | 19 | 9.38 | Residential | Yes | Behind the Meter | Net-metered residential rooftop and canopy |  | ACE | Vision Solar LLC | AC Electric | Accepted | 2020-07-10 | 2020-08-06 | 2021-10-30 | LG SOLAR | LG335N1K-V5 | Solar Panels |  | 0.335 | 12 | 296 | 30 |  | Fixed | Roof
NJSTRE1545278706 |  | Transition Incentive Program | Monroe Township | 8094 | 15 | 16.83 | Residential | Yes | Behind the Meter | Net-metered residential rooftop and canopy |  | None | Sunrun, Inc. | AC Electric | Accepted | 2020-07-10 | 2020-07-15 | 2021-07-15 | LG Electronics | LG330N1C-A5 | Solar Panels |  | 0.33 | 29 | 19 | 34 |  | Fixed | Roof
NJSTRE1545278773 |  | Transition Incentive Program | ENGLEWOOD | 7631 | 7 | 2.72 | Residential | No | Behind the Meter | Net-metered residential rooftop and canopy |  | None | Trinity Solar | PSE&G | Accepted | 2020-07-10 | 2020-07-15 | 2021-07-15 | HANWHA | Q.PEAK DUO BLK-G6 340 | Solar Panels |  | 0.34 | 8 | 174 | 40 |  | Fixed | Roof
NJSTRE1545278806 |  | Transition Incentive Program | roselle boro | 7203 | 10 | 7.71 | Residential | Yes | Behind the Meter | Net-metered residential rooftop and canopy |  | PSEG | Vision Solar LLC | PSE&G | Accepted | 2020-07-10 | 2020-07-16 | 2021-07-16 | LG SOLAR | LG335N1K-V5 | Solar Panels |  | 0.335 | 3 | 350 | 10 |  | Fixed | Roof
NJSTRE1545278821 |  | Transition Incentive Program | Basking Ridge | 7920 | 5 | 13.76 | Residential | No | Behind the Meter | Net-metered residential rooftop and canopy |  | None | EMT Renewables | JCP&L | Accepted | 2020-07-10 | 2020-07-21 | 2021-07-21 | Trina | 320W-BLK | Solar Panels |  | 0.32 | 21 | 159 | 23 |  | Fixed | Roof
NJSTRE1545278822 |  | Transition Incentive Program | chester | 7930 | 3 | 7.04 | Residential | Yes | Behind the Meter | Net-metered residential rooftop and canopy |  | JCPL | Vision Solar LLC | JCP&L | Accepted | 2020-07-10 | 2020-07-16 | 2021-07-16 | LG SOLAR | LG335N1K-V5 | Solar Panels |  | 0.335 | 21 | 216 | 30 |  | Fixed | Roof
NJSTRE1545279055 |  | Transition Incentive Program | EGG HARBOR TOWNSHIP | 8234 | 19 | 6.18 | Residential | Yes | Behind the Meter | Net-metered residential rooftop and canopy |  | None | Vivint Solar Developer, LLC | AC Electric | Accepted | 2020-07-10 | 2020-07-16 | 2021-07-16 | Jinko Solar | JKM325M-60HBL | Solar Panels |  | 0.325 | 12 | 218 | 22 |  | Fixed | Roof
NJSTRE1545279264 |  | Transition Incentive Program | West deptford | 8096 | 15 | 5.36 | Residential | Yes | Behind the Meter | Net-metered residential rooftop and canopy |  | PSEG | Vision Solar LLC | PSE&G | Accepted | 2020-07-10 | 2020-07-16 | 2021-07-16 | LG SOLAR | LG335N1K-V5 | Solar Panels |  | 0.335 | 3 | 100 | 30 |  | Fixed | Roof
NJSTRE1545279288 |  | Transition Incentive Program | Marlton | 8053 | 13 | 8.84 | Residential | No | Behind the Meter | Net-metered residential rooftop and canopy |  | None | Impact Solar LLC | PSE&G | Final As-Built Received | 2020-07-10 | 2020-07-16 | 2021-10-30 | hanwha | Q.PEAKDUO-G5340 | Solar Panels |  | 0.34 | 15 | 161 | 27 |  | Fixed | Roof
NJSTRE1545279299 |  | Transition Incentive Program | Plainsboro | 8536 | 11 | 11.34 | Residential | No | Behind the Meter | Net-metered residential rooftop and canopy |  | None | Tesla Energy Operations Inc. | PSE&G | Accepted | 2020-07-10 | 2020-07-16 | 2021-07-16 | Hanwha Q CELLS | Q.PEAK DUO BLK-G5/SC315 | Solar Panels |  | 0.315 | 24 | 253 | 40 |  | Fixed | Roof
NJSTRE1545291232 |  | Transition Incentive Program | TRENTON | 8618 | 12 | 3.15 | Residential | Yes | Behind the Meter | Net-metered residential rooftop and canopy |  | None | Suntuity Solar LLC | PSE&G | Accepted | 2020-07-11 | 2020-07-16 | 2021-07-16 | Longi | LR6-60HPB-315M | Solar Panels |  | 0.315 | 4 | 35 | 26 |  | Fixed | Roof
NJSTRE1545275739 |  | Transition Incentive Program | Pine Hill | 8021 | 14 | 5.36 | Residential | Yes | Behind the Meter | Net-metered residential rooftop and canopy |  | ACE | Vision Solar LLC | AC Electric | Accepted | 2020-07-09 | 2020-07-15 | 2021-07-15 | LG SOLAR | LG335N1K-V5 | Solar Panels |  | 0.335 | 2 | 207 | 25 |  | Fixed | Roof
NJSTRE1545275760 |  | Transition Incentive Program | Franklin twp | 8873 | 5 | 6.03 | Residential | Yes | Behind the Meter | Net-metered residential rooftop and canopy |  | PSEG | Vision Solar LLC | PSE&G | Accepted | 2020-07-09 | 2020-07-15 | 2021-07-15 | LG SOLAR | LG335N1K-V5 | Solar Panels |  | 0.335 | 3 | 55 | 34 |  | Fixed | Roof
NJSTRE1545275760 |  | Transition Incentive Program | Franklin twp | 8873 | 5 | 6.03 | Residential | Yes | Behind the Meter | Net-metered residential rooftop and canopy |  | PSEG | Vision Solar LLC | PSE&G | Accepted | 2020-07-09 | 2020-07-15 | 2021-07-15 | LG SOLAR | LG335N1K-V5 | Solar Panels |  | 0.335 | 3 | 325 | 41 |  | Fixed | Roof
NJSTRE1545275803 |  | Transition Incentive Program | Jackson | 8527 | 18 | 13.76 | Residential | No | Behind the Meter | Net-metered residential rooftop and canopy |  | None | EMT Renewables | JCP&L | Final As-Built Received | 2020-07-09 | 2020-07-15 | 2021-10-30 | Trina | 320-BLK | Solar Panels |  | 0.32 | 15 | 177 | 31 |  | Fixed | Roof
NJSTRE1545275795 |  | Transition Incentive Program | City of Orange | 7050 | 9 | 5.61 | Residential | No | Behind the Meter | Net-metered residential rooftop and canopy |  | None | Sunrun, Inc. | PSE&G | Accepted | 2020-07-09 | 2020-07-15 | 2021-07-15 | LG Electronics | LG330N1C-A5 | Solar Panels |  | 0.33 | 13 | 25 | 31 |  | Fixed | Roof
NJSTRE1545276888 |  | Transition Incentive Program | PATERSON CITY | 7503 | 6 | 7.92 | Residential | Yes | Behind the Meter | Net-metered residential rooftop and canopy |  | None | Sunrun, Inc. | PSE&G | Accepted | 2020-07-10 | 2020-07-15 | 2021-07-15 | LG Electronics | LG330N1C-A5 | Solar Panels |  | 0.33 | 12 | 346 | 30 |  | Fixed | Roof
NJSTRE1545278319 |  | Transition Incentive Program | Bloomfield | 7003 | 9 | 3.84 | Residential | Yes | Behind the Meter | Net-metered residential rooftop and canopy |  | None | Posigen NJ LLC | PSE&G | Accepted | 2020-07-10 | 2020-07-15 | 2021-07-15 | HANWHA | Q.PEAK DUO-G5 320 | Solar Panels |  | 0.32 | 12 | 175 | 37 |  | Fixed | Roof
NJSTRE1545278320 |  | Transition Incentive Program | Little Egg Harbor | 8087 | 18 | 7.04 | Residential | Yes | Behind the Meter | Net-metered residential rooftop and canopy |  | None | Posigen NJ LLC | AC Electric | Accepted | 2020-07-10 | 2020-07-15 | 2021-07-15 | HANWHA | Q.PEAK DUO-G5 320 | Solar Panels |  | 0.32 | 22 | 228 | 37 |  | Fixed | Roof
NJSTRE1545278331 | NJSRRE1544310894 | Transition Incentive Program | Cranbury | 8512 | 11 | 28.04 | Residential | Yes | Behind the meter | Net-metered residential rooftop and canopy |  | None | Trinity Solar | PSE&G | Accepted | 2020-01-28 | 2020-01-30 | 2021-10-30 | Hanwha 315 | Q.PEAK DUO BLK-G5 315 | Solar Panels |  | 0.315 | 21 | 190 | 34 |  | Fixed | Roof
NJSTRE1545278341 | NJSRRE1543067431 | Transition Incentive Program | Bloomfield | 7003 | 9 | 7.56 | Residential | Yes | Behind the Meter | Net-metered residential rooftop and canopy |  | None | Trinity Solar | PSE&G | Final As-Built Received | 2019-11-12 | 2019-11-14 | 2021-10-30 | HANWHA | Q.PEAK DUO BLK-G5 315 | Solar Panels |  | 0.315 | 10 | 187 | 12 |  | Fixed | Roof
NJSTRE1545278365 | NJSRRE1544156455 | Transition Incentive Program | Bogota | 7603 | 7 | 5.04 | Residential | Yes | Behind the meter | Net-metered residential rooftop and canopy |  | None | Trinity Solar | PSE&G | Accepted | 2020-01-10 | 2020-01-15 | 2021-10-30 | Hanwha | Q.PEAK DUO BLK-G5 315 | Solar Panels |  | 0.315 | 6 | 201 | 18 |  | Fixed | Roof
NJSTRE1545278454 |  | Transition Incentive Program | Hillsborough | 8844 | 5 | 14.88 | Residential | No | Behind the Meter | Net-metered residential rooftop and canopy |  | None | Bright Planet Solar | PSE&G | Accepted | 2020-07-10 | 2020-07-15 | 2021-07-15 | LONGI | LR-60HPB-310M | Solar Panels |  | 0.31 | 48 | 180 | 22 |  | Fixed | Roof
NJSTRE1545278520 |  | Transition Incentive Program | Hamilton | 8620 | 12 | 15.48 | Residential | No | Behind the Meter | Net-metered residential rooftop and canopy |  | None | SunnyMac LLC | PSE&G | Accepted | 2020-07-13 | 2020-07-30 | 2021-07-30 | REC | REC 360AA Blk | Solar Panels |  | 0.36 | 22 | 18 | 23 |  | Fixed | Roof
NJSTRE1545278337 | NJSRRE1544150771 | Transition Incentive Program | Newark | 7103 | 9 | 2.21 | Residential | No | Behind the meter | Net-metered residential rooftop and canopy |  | None | Trinity Solar | PSE&G | Final As-Built Received | 2020-01-09 | 2020-01-14 | 2021-10-30 | YINGLI 315 | YL315D-30b | Solar Panels |  | 0.315 | 7 | 196 | 27 |  | Fixed | Roof
NJSTRE1545278353 | NJSRRE1544728932 | Transition Incentive Program | Montclair | 7042 | 9 | 13.55 | Residential | Yes | Behind the Meter | Net-metered residential rooftop and canopy |  | None | Trinity Solar | PSE&G | Final As-Built Received | 2020-03-20 | 2020-03-24 | 2021-10-30 | HANWHA | Q.PEAK DUO BLK-G5 315 | Solar Panels |  | 0.315 | 27 | 112 | 18 |  | Fixed | Roof
NJSTRE1545278486 |  | Transition Incentive Program | Bound Brook | 8805 | 5 | 4.2 | Residential | Yes | Behind the Meter | Net-metered residential rooftop and canopy |  | None | Pro Custom Solar dba Momentum Solar | PSE&G | Accepted | 2020-07-10 | 2020-07-15 | 2021-07-15 | LG ELECTRONICS | LG 350N1C-V5 | Solar Panels |  | 0.35 | 8 | 244 | 27 |  | Fixed | Roof
NJSTRE1545278528 |  | Transition Incentive Program | Hillside | 7205 | 10 | 7.35 | Residential | Yes | Behind the Meter | Net-metered residential rooftop and canopy |  | None | Pro Custom Solar dba Momentum Solar | PSE&G | Accepted | 2020-07-10 | 2020-07-15 | 2021-07-15 | LG ELECTRONICS | LG 350N1C-V5 | Solar Panels |  | 0.35 | 5 | 179 | 34 |  | Fixed | Roof
NJSTRE1545278614 |  | Transition Incentive Program | Pequannock | 7440 | 3 | 6.46 | Residential | No | Behind the Meter | Net-metered residential rooftop and canopy |  | JCPL | Maier Solar Engineering dba Solar Me | JCP&L | Accepted | 2020-07-10 | 2020-07-15 | 2021-10-30 | Hanwha | Q.CELL DUO BLK-G6 340W | Solar Panels |  | 0.34 | 5 | 175 | 20 |  | Fixed | Roof
NJSTRE1545278632 |  | Transition Incentive Program | Roselle | 7203 | 10 | 3.85 | Residential | Yes | Behind the Meter | Net-metered residential rooftop and canopy |  | None | Pro Custom Solar dba Momentum Solar | PSE&G | Accepted | 2020-07-10 | 2020-07-15 | 2021-07-15 | LG ELECTRONICS | LG 350N1C-V5 | Solar Panels |  | 0.35 | 11 | 255 | 36 |  | Fixed | Roof
NJSTRE1545278752 |  | Transition Incentive Program | Wenonah | 8090 | 15 | 9.38 | Residential | Yes | Behind the Meter | Net-metered residential rooftop and canopy |  | ACE | Vision Solar LLC | AC Electric | Accepted | 2020-07-10 | 2020-07-15 | 2021-07-15 | LG SOLAR | LG335N1K-V5 | Solar Panels |  | 0.335 | 12 | 254 | 23 |  | Fixed | Roof
NJSTRE1545278796 |  | Transition Incentive Program | Palmyra | 8065 | 13 | 4.02 | Residential | Yes | Behind the Meter | Net-metered residential rooftop and canopy |  | PSEG | Vision Solar LLC | PSE&G | Accepted | 2020-07-10 | 2020-07-16 | 2021-07-16 | LG SOLAR | LG335N1K-V5 | Solar Panels |  | 0.335 | 2 | 53 | 25 |  | Fixed | Roof
NJSTRE1545278796 |  | Transition Incentive Program | Palmyra | 8065 | 13 | 4.02 | Residential | Yes | Behind the Meter | Net-metered residential rooftop and canopy |  | PSEG | Vision Solar LLC | PSE&G | Accepted | 2020-07-10 | 2020-07-16 | 2021-07-16 | LG SOLAR | LG335N1K-V5 | Solar Panels |  | 0.335 | 10 | 233 | 12 |  | Fixed | Roof
NJSTRE1545279212 |  | Transition Incentive Program | Freehold Township | 7728 | 17 | 9.86 | Residential | No | Behind the Meter | Net-metered residential rooftop and canopy |  | None | Trinity Solar | JCP&L | Accepted | 2020-07-10 | 2020-07-15 | 2021-07-15 | Hanwha | Q.PEAK DUO BLK-G6 340 | Solar Panels |  | 0.34 | 14 | 108 | 32 |  | Fixed | Roof
NJSTRE1545279222 |  | Transition Incentive Program | HOPATCONG | 7843 | 1 | 5.2 | Residential | Yes | Behind the Meter | Net-metered residential rooftop and canopy |  | None | Vivint Solar Developer, LLC | JCP&L | Accepted | 2020-07-10 | 2020-07-16 | 2021-07-16 | Jinko Solar | JKM325M-60HBL | Solar Panels |  | 0.325 | 11 | 255 | 17 |  | Fixed | Roof
NJSTRE1545279288 |  | Transition Incentive Program | Marlton | 8053 | 13 | 8.84 | Residential | No | Behind the Meter | Net-metered residential rooftop and canopy |  | None | Impact Solar LLC | PSE&G | Final As-Built Received | 2020-07-10 | 2020-07-16 | 2021-10-30 | hanwha | Q.PEAKDUO-G5340 | Solar Panels |  | 0.34 | 3 | 161 | 27 |  | Fixed | Roof
NJSTRE1545291236 |  | Transition Incentive Program | TINTON FALLS | 7724 | 17 | 7.56 | Residential | Yes | Behind the Meter | Net-metered residential rooftop and canopy |  | None | Suntuity Solar LLC | JCP&L | Accepted | 2020-07-11 | 2020-07-16 | 2021-07-16 | Longi | LR6-60HPB-315M | Solar Panels |  | 0.315 | 6 | 320 | 21 |  | Fixed | Roof
NJSTRE1545278806 |  | Transition Incentive Program | roselle boro | 7203 | 10 | 7.71 | Residential | Yes | Behind the Meter | Net-metered residential rooftop and canopy |  | PSEG | Vision Solar LLC | PSE&G | Accepted | 2020-07-10 | 2020-07-16 | 2021-07-16 | LG SOLAR | LG335N1K-V5 | Solar Panels |  | 0.335 | 12 | 350 | 10 |  | Fixed | Roof
NJSTRE1545278857 |  | Transition Incentive Program | Hopewell | 8525 | 12 | 11.59 | Residential | Yes | Behind the Meter | Net-metered residential rooftop and canopy |  | None | Sunrun, Inc. | PSE&G | Accepted | 2020-07-10 | 2020-07-16 | 2021-07-16 | LONGi Green Energy Technology Co Ltd | LR6-60HPB-305M | Solar Panels |  | 0.305 | 31 | 107 | 35 |  | Fixed | Roof
NJSTRE1545279219 |  | Transition Incentive Program | West Orange | 7052 | 9 | 7.82 | Residential | No | Behind the Meter | Net-metered residential rooftop and canopy |  | None | Trinity Solar | PSE&G | Accepted | 2020-07-10 | 2020-07-16 | 2021-07-16 | Hanwha | Q.PEAK DUO BLK-G6 340 | Solar Panels |  | 0.34 | 8 | 117 | 40 |  | Fixed | Roof
NJSTRE1545279222 |  | Transition Incentive Program | HOPATCONG | 7843 | 1 | 5.2 | Residential | Yes | Behind the Meter | Net-metered residential rooftop and canopy |  | None | Vivint Solar Developer, LLC | JCP&L | Accepted | 2020-07-10 | 2020-07-16 | 2021-07-16 | Jinko Solar | JKM325M-60HBL | Solar Panels |  | 0.325 | 5 | 255 | 18 |  | Fixed | Roof
NJSTRE1545279282 |  | Transition Incentive Program | Livingston | 7039 | 9 | 6.18 | Residential | No | Behind the Meter | Net-metered residential rooftop and canopy |  | None | Accord Power Inc | PSE&G | Final As-Built Received | 2020-07-10 | 2020-07-16 | 2021-10-30 | Hanwah | Q.Cell 325 | Solar Panels |  | 0.325 | 19 | 121 | 20 |  | Fixed | Roof
NJSTRE1545279299 |  | Transition Incentive Program | Plainsboro | 8536 | 11 | 11.34 | Residential | No | Behind the Meter | Net-metered residential rooftop and canopy |  | None | Tesla Energy Operations Inc. | PSE&G | Accepted | 2020-07-10 | 2020-07-16 | 2021-07-16 | Hanwha Q CELLS | Q.PEAK DUO BLK-G5/SC315 | Solar Panels |  | 0.315 | 12 | 253 | 45 |  | Fixed | Roof
NJSTRE1545291234 |  | Transition Incentive Program | ROSELLE PARK | 7204 | 10 | 4.73 | Residential | Yes | Behind the Meter | Net-metered residential rooftop and canopy |  | None | Suntuity Solar LLC | PSE&G | Accepted | 2020-07-11 | 2020-07-16 | 2021-07-16 | Hanwha Solar | Q-Cells 315 Mono | Solar Panels |  | 0.315 | 7 | 348 | 32 |  | Fixed | Roof
NJSTRE1545293341 |  | Transition Incentive Program | BLOOMFIELD | 7003 | 9 | 5.04 | Residential | Yes | Behind the Meter | Net-metered residential rooftop and canopy |  | None | Suntuity Solar LLC | PSE&G | Accepted | 2020-07-13 | 2020-07-16 | 2021-07-16 | Longi | LR6-60HPB-315M | Solar Panels |  | 0.315 | 16 | 349 | 22 |  | Fixed | Roof
NJSTRE1545293342 |  | Transition Incentive Program | MULLICA HILL | 8062 | 15 | 10.71 | Residential | Yes | Behind the Meter | Net-metered residential rooftop and canopy |  | None | Suntuity Solar LLC | AC Electric | Accepted | 2020-07-14 | 2020-07-16 | 2021-07-16 | Longi | LR6-60HPB-315M | Solar Panels |  | 0.315 | 7 | 282 | 40 |  | Fixed | Roof
NJSTRE1545293344 |  | Transition Incentive Program | KEANSBURG | 7734 | 17 | 5.36 | Residential | Yes | Behind the Meter | Net-metered residential rooftop and canopy |  | None | Suntuity Solar LLC | JCP&L | Accepted | 2020-07-13 | 2020-07-16 | 2021-07-16 | Longi | LR6-60HPB-315M | Solar Panels |  | 0.315 | 3 | 262 | 23 |  | Fixed | Roof
NJSTRE1545293345 |  | Transition Incentive Program | Morganville | 7751 | 17 | 9.52 | Residential | No | Behind the Meter | Net-metered residential rooftop and canopy |  | JCPL | Maier Solar Engineering dba Solar Me | JCP&L | Accepted | 2020-07-13 | 2020-07-16 | 2021-07-16 | Hanwha | Q.CELL DUO BLK-G6 340W | Solar Panels |  | 0.34 | 4 | 317 | 20 |  | Fixed | Roof
NJSTRE1545293441 |  | Transition Incentive Program | HAMILTON | 8690 | 12 | 6.1 | Residential | Yes | Behind the Meter | Net-metered residential rooftop and canopy |  | None | Sunrun, Inc. | PSE&G | Accepted | 2020-07-13 | 2020-07-20 | 2021-07-20 | LONGi Green Energy Technology Co Ltd | LR6-60HPB-305M | Solar Panels |  | 0.305 | 4 | 221 | 23 |  | Fixed | Roof
NJSTRE1545293779 |  | Transition Incentive Program | BRIDGETON | 8302 | 20 | 13.07 | Residential | Yes | Behind the Meter | Net-metered residential rooftop and canopy |  | ACE | Vision Solar LLC | AC Electric | Accepted | 2020-07-13 | 2020-07-20 | 2021-07-20 | LG SOLAR | LG335N1K-V5 | Solar Panels |  | 0.335 | 8 | 258 | 20 |  | Fixed | Roof
NJSTRE1545383798 | NJSRRE1542576369 | Transition Incentive Program | RIDGEFIELD | 7657 | 7 | 6.93 | Residential | Yes | Behind the Meter | Net-metered residential rooftop and canopy |  | None | Vivint Solar Developer, LLC | PSE&G | Accepted | 2019-10-24 | 2019-10-24 | 2021-10-30 | Solar Edge | SE7600H-US | Inverters | 7600 |  | 1 |  |  | 0.992 |  | Outdoor | Near the Utility Meter
NJSTRE1545383809 | NJSRRE1542564465 | Transition Incentive Program | Rahway City | 7065 | 10 | 7.04 | Residential | Yes | Behind the Meter | Behind the Meter |  | None | Skyline Solar, LLC | PSE&G | Eligible for TI Program | 2019-10-21 | 2019-10-23 | 2021-10-30 | SolarEdge | SE5000H-US | Inverters | 5000 |  | 1 |  |  | 0.99 |  | Outside | within ten feet of meter
NJSTRE1545276823 |  | Transition Incentive Program | west atlantic city | 8232 | 19 | 8 | Residential | No | Behind the Meter | Net-metered residential rooftop and canopy |  | None | Orbit Energy & Power, LLC | AC Electric | Accepted | 2020-07-09 | 2020-07-15 | 2021-10-30 | hanwha qcells | qpeak 320w | Solar Panels |  | 0.32 | 4 | 24 | 22 |  | Fixed | Roof
NJSTRE1545275721 |  | Transition Incentive Program | Long Branch | 7740 | 17 | 3.58 | Residential | Yes | Behind the Meter | Net-metered residential rooftop and canopy |  | None | Vivint Solar Developer, LLC | JCP&L | Accepted | 2020-07-10 | 2020-07-15 | 2021-07-15 | Jinko Solar | JKM325M-60HBL | Solar Panels |  | 0.325 | 2 | 176 | 16 |  | Fixed | Roof
NJSTRE1545278317 |  | Transition Incentive Program | Forked River | 8731 | 18 | 7.04 | Residential | Yes | Behind the Meter | Net-metered residential rooftop and canopy |  | None | Posigen NJ LLC | JCP&L | Accepted | 2020-07-10 | 2020-07-15 | 2021-07-15 | HANWHA | Q.PEAK DUO-G5 320 | Solar Panels |  | 0.32 | 22 | 138 | 44 |  | Fixed | Roof
NJSTRE1545278318 |  | Transition Incentive Program | Bayville | 8755 | 18 | 7.04 | Residential | No | Behind the Meter | Net-metered residential rooftop and canopy |  | None | Posigen NJ LLC | JCP&L | Accepted | 2020-07-13 | 2020-07-15 | 2021-07-15 | HANWHA | Q.PEAK DUO-G5 320 | Solar Panels |  | 0.32 | 22 | 122 | 20 |  | Fixed | Roof
NJSTRE1545278353 | NJSRRE1544728932 | Transition Incentive Program | Montclair | 7042 | 9 | 13.55 | Residential | Yes | Behind the Meter | Net-metered residential rooftop and canopy |  | None | Trinity Solar | PSE&G | Final As-Built Received | 2020-03-20 | 2020-03-24 | 2021-10-30 | HANWHA | Q.PEAK DUO BLK-G5 315 | Solar Panels |  | 0.315 | 12 | 292 | 18 |  | Fixed | Roof
NJSTRE1545278353 | NJSRRE1544728932 | Transition Incentive Program | Montclair | 7042 | 9 | 13.55 | Residential | Yes | Behind the Meter | Net-metered residential rooftop and canopy |  | None | Trinity Solar | PSE&G | Final As-Built Received | 2020-03-20 | 2020-03-24 | 2021-10-30 | HANWHA | Q.PEAK DUO BLK-G5 315 | Solar Panels |  | 0.315 | 4 | 202 | 18 |  | Fixed | Roof
NJSTRE1545278447 |  | Transition Incentive Program | Somers Point | 8244 | 19 | 8.13 | Residential | No | Behind the Meter | Net-metered residential rooftop and canopy |  | None | Sun Up Zero Down | AC Electric | Accepted | 2020-07-10 | 2020-07-15 | 2021-07-15 | LG | LG325N1K-V5 | Solar Panels |  | 0.325 | 6 | 226 | 23 |  | Fixed | Roof
NJSTRE1545278447 |  | Transition Incentive Program | Somers Point | 8244 | 19 | 8.13 | Residential | No | Behind the Meter | Net-metered residential rooftop and canopy |  | None | Sun Up Zero Down | AC Electric | Accepted | 2020-07-10 | 2020-07-15 | 2021-07-15 | LG | LG325N1K-V5 | Solar Panels |  | 0.325 | 12 | 226 | 23 |  | Fixed | Roof
NJSTRE1545278520 |  | Transition Incentive Program | Hamilton | 8620 | 12 | 15.48 | Residential | No | Behind the Meter | Net-metered residential rooftop and canopy |  | None | SunnyMac LLC | PSE&G | Accepted | 2020-07-13 | 2020-07-30 | 2021-07-30 | REC | REC 360AA Blk | Solar Panels |  | 0.36 | 21 | 198 | 23 |  | Fixed | Roof
NJSTRE1545278528 |  | Transition Incentive Program | Hillside | 7205 | 10 | 7.35 | Residential | Yes | Behind the Meter | Net-metered residential rooftop and canopy |  | None | Pro Custom Solar dba Momentum Solar | PSE&G | Accepted | 2020-07-10 | 2020-07-15 | 2021-07-15 | LG ELECTRONICS | LG 350N1C-V5 | Solar Panels |  | 0.35 | 4 | 179 | 28 |  | Fixed | Roof
NJSTRE1545211679 |  | Transition Incentive Program | Cherry Hill | 8003 | 14 | 6.9 | Residential | No | Behind the Meter | Net-metered residential rooftop and canopy |  | PSEG | Geoscape Solar | PSE&G | Accepted | 2020-06-26 | 2020-07-01 | 2021-07-01 | LG ELECTRONICS INC | LG345N1C-V5 | Solar Panels |  | 0.345 | 20 | 126 | 20 |  | Fixed | Roof
NJSTRE1545211689 |  | Transition Incentive Program | Sewell | 8080 | 15 | 17.42 | Residential | Yes | Behind the Meter | Net-metered residential rooftop and canopy |  | None | Trinity Solar | AC Electric | Accepted | 2020-06-26 | 2020-07-01 | 2021-07-01 | Hanwha | Q.PEAK DUO BLK-G6 335 | Solar Panels |  | 0.335 | 14 | 98 | 18 |  | Fixed | Roof
NJSTRE1545211689 |  | Transition Incentive Program | Sewell | 8080 | 15 | 17.42 | Residential | Yes | Behind the Meter | Net-metered residential rooftop and canopy |  | None | Trinity Solar | AC Electric | Accepted | 2020-06-26 | 2020-07-01 | 2021-07-01 | Hanwha | Q.PEAK DUO BLK-G6 335 | Solar Panels |  | 0.335 | 9 | 98 | 18 |  | Fixed | Roof
NJSTRE1545211708 |  | Transition Incentive Program | West Berlin | 8091 | 14 | 28.44 | Residential | Yes | Behind the Meter | Net-metered residential rooftop and canopy |  | None | Castle Energy, LLC | AC Electric | Final As-Built Received | 2020-06-26 | 2020-07-01 | 2021-10-30 | SunPower | SPR-X22-360-BLK-E-AC | Solar Panels |  | 0.36 | 17 | 274 | 12 |  | Fixed | Roof
NJSTRE1545221217 |  | Transition Incentive Program | Lyndhurst | 7071 | 7 | 5.8 | Residential | Yes | Behind the Meter | Net-metered residential rooftop and canopy |  | None | Sunrun, Inc. | PSE&G | Accepted | 2020-06-26 | 2020-07-08 | 2021-07-08 | LONGi Green Energy Technology Co Ltd | LR6-60HPB-305M | Solar Panels |  | 0.305 | 5 | 126 | 26 |  | Fixed | Roof
NJSTRE1545221625 |  | Transition Incentive Program | Willingboro | 8046 | 13 | 5.49 | Residential | Yes | Behind the Meter | Net-metered residential rooftop and canopy |  | None | Sunrun, Inc. | PSE&G | Accepted | 2020-06-26 | 2020-07-01 | 2021-07-01 | LONGi Green Energy Technology Co Ltd | LR6-60HPB-305M | Solar Panels |  | 0.305 | 9 | 274 | 27 |  | Fixed | Roof
NJSTRE1545221730 | NJSRRE1541877943 | Transition Incentive Program | Montvale | 7645 | 7 | 311.78 | Commercial | Yes | Behind the Meter | Net-metered non-residential rooftop and canopy |  | None | UGE USA Inc. | Orange Rockland Electric | Final As-Built Received | 2019-09-18 | 2019-09-18 | 2021-10-30 | Talesun | TP672M | Solar Panels |  | 0.34 | 917 | 205 | 5 |  | Fixed | Roof
NJSTRE1545221720 |  | Transition Incentive Program | Linden | 7036 | 10 | 5.7 | Residential | Yes | Behind the Meter | Net-metered residential rooftop and canopy |  | None | Pro Custom Solar dba Momentum Solar | PSE&G | Accepted | 2020-06-26 | 2020-07-02 | 2021-07-02 | HANWHA | Q.PEAK DUO BLK G6+ 335 | Solar Panels |  | 0.335 | 5 | 241 | 39 |  | Fixed | Roof
NJSTRE1545221948 |  | Transition Incentive Program | Roseland | 7068 | 9 | 7.02 | Residential | Yes | Behind the Meter | Net-metered residential rooftop and canopy |  | None | Sunrun, Inc. | PSE&G | Accepted | 2020-06-26 | 2020-07-02 | 2021-07-02 | LONGi Green Energy Technology Co Ltd | LR6-60HPB-305M | Solar Panels |  | 0.305 | 23 | 159 | 18 |  | Fixed | Roof
NJSTRE1545221964 |  | Transition Incentive Program | Florence | 8518 | 13 | 5.36 | Residential | No | Behind the Meter | Net-metered residential rooftop and canopy |  | None | Pro Custom Solar dba Momentum Solar | PSE&G | Final As-Built Received | 2020-06-26 | 2020-07-02 | 2021-10-30 | HANWHA | Q.PEAK DUO BLK G6+ 335 | Solar Panels |  | 0.335 | 12 | 136 | 37 |  | Fixed | Roof
NJSTRE1545226089 |  | Transition Incentive Program | Monroeville | 8343 | 16 | 9.45 | Residential | No | Behind the Meter | Net-metered residential rooftop and canopy |  | None | Tesla Energy Operations Inc. | AC Electric | Accepted | 2020-06-28 | 2020-07-02 | 2021-07-02 | Hanwha Q CELLS | Q.PEAK DUO BLK-G5/SC315 | Solar Panels |  | 0.315 | 5 | 248 | 23 |  | Fixed | Roof
NJSTRE1545226100 |  | Transition Incentive Program | Paramus | 7652 | 7 | 7.56 | Residential | No | Behind the Meter | Net-metered residential rooftop and canopy |  | None | Tesla Energy Operations Inc. | PSE&G | Accepted | 2020-06-28 | 2020-07-02 | 2021-07-02 | Hanwha Q CELLS | Q.PEAK DUO BLK-G5/SC315 | Solar Panels |  | 0.315 | 6 | 187 | 23 |  | Fixed | Roof
NJSTRE1545228069 |  | Transition Incentive Program | Cherry Hill | 8002 | 14 | 6.12 | Residential | Yes | Behind the Meter | Net-metered residential rooftop and canopy |  | None | Trinity Solar | PSE&G | Accepted | 2020-06-29 | 2020-07-02 | 2021-07-02 | Hanwha | Q.PEAK DUO BLK-G6 340 | Solar Panels |  | 0.34 | 14 | 104 | 23 |  | Fixed | Roof
NJSTRE1545293343 |  | Transition Incentive Program | Franklin Twp Som | 8873 | 5 | 7.25 | Residential | Yes | Behind the Meter | Net-metered residential rooftop and canopy |  | None | Suntuity Solar LLC | PSE&G | Accepted | 2020-07-14 | 2020-07-29 | 2021-07-29 | Longi | LR6-60HPB-315M | Solar Panels |  | 0.315 | 6 | 325 | 29 |  | Fixed | Roof
NJSTRE1545293427 |  | Transition Incentive Program | North Brunswick Township | 8902 | 11 | 7.02 | Residential | Yes | Behind the Meter | Net-metered residential rooftop and canopy |  | None | Sunrun, Inc. | PSE&G | Accepted | 2020-07-13 | 2020-07-16 | 2021-07-16 | LONGi Green Energy Technology Co Ltd | LR6-60HPB-305M | Solar Panels |  | 0.305 | 23 | 223 | 25 |  | Fixed | Roof
NJSTRE1545293772 |  | Transition Incentive Program | Union | 7083 | 10 | 3.85 | Residential | Yes | Behind the Meter | Net-metered residential rooftop and canopy |  | None | Pro Custom Solar dba Momentum Solar | PSE&G | Accepted | 2020-07-13 | 2020-07-20 | 2021-07-20 | LG ELECTRONICS | LG 350N1C-V5 | Solar Panels |  | 0.35 | 7 | 351 | 32 |  | Fixed | Roof
NJSTRE1545293772 |  | Transition Incentive Program | Union | 7083 | 10 | 3.85 | Residential | Yes | Behind the Meter | Net-metered residential rooftop and canopy |  | None | Pro Custom Solar dba Momentum Solar | PSE&G | Accepted | 2020-07-13 | 2020-07-20 | 2021-07-20 | LG ELECTRONICS | LG 350N1C-V5 | Solar Panels |  | 0.35 | 4 | 351 | 32 |  | Fixed | Roof
NJSTRE1545293860 |  | Transition Incentive Program | Westampton | 8060 | 13 | 5.49 | Residential | Yes | Behind the Meter | Net-metered residential rooftop and canopy |  | None | Sunrun, Inc. | PSE&G | Accepted | 2020-07-13 | 2020-07-20 | 2021-07-20 | LONGi Green Energy Technology Co Ltd | LR6-60HPB-305M | Solar Panels |  | 0.305 | 18 | 207 | 30 |  | Fixed | Roof
NJSTRE1545293881 |  | Transition Incentive Program | BRIGINTINE | 8203 | 19 | 8.5 | Residential | Yes | Behind the Meter | Net-metered residential rooftop and canopy |  | None | Trinity Solar | AC Electric | Accepted | 2020-07-13 | 2020-07-20 | 2021-07-20 | HANWHA | Q.PEAK DUO BLK-G6 340 | Solar Panels |  | 0.34 | 12 | 172 | 23 |  | Fixed | Roof
NJSTRE1545383768 | NJSRRE1542447406 | Transition Incentive Program | Ridgewood | 7450 | 7 | 8.97 | Residential | Yes | Behind the Meter | Behind the Meter |  | None | Pro Custom Solar dba Momentum Solar | PSE&G | Eligible for TI Program | 2019-09-27 | 2019-10-01 | 2021-10-30 | Enphase Energy | IQ7-60-2-US | Inverters | 250 |  | 26 |  |  | 0.97 |  | Outdoor | Roof
NJSTRE1545383775 | NJSRRE1542492987 | Transition Incentive Program | Maplewood | 7040 | 9 | 4.49 | Residential | No | Behind the Meter | Behind the Meter |  | None | Pro Custom Solar dba Momentum Solar | PSE&G | Eligible for TI Program | 2019-10-02 | 2019-10-04 | 2021-10-30 | Enphase Energy | IQ7-60-2-US | Inverters | 250 |  | 13 |  |  | 0.97 |  | Outdoor | Roof
NJSTRE1545383781 | NJSRRE1542476122 | Transition Incentive Program | Montclair TWP | 7042 | 9 | 3.9 | Residential | No | Behind the Meter | Net-metered residential rooftop and canopy |  | None | Tesla Energy Operations Inc | PSE&G | Accepted | 2019-10-01 | 2019-10-03 | 2021-10-30 | Delta | Solivia 3.8TL | Inverters | 3800 |  | 1 |  |  | 0.975 |  | Outdoor | Outdoor
NJSTRE1545383786 | NJSRRE1542512877 | Transition Incentive Program | Perth Amboy | 8861 | 11 | 6.56 | Residential | No | Behind the Meter | Behind the Meter |  | None | Pro Custom Solar dba Momentum Solar | PSE&G | Eligible for TI Program | 2019-10-07 | 2019-10-10 | 2021-10-30 | Enphase Energy | IQ7-60-2-US | Inverters | 250 |  | 19 |  |  | 0.97 |  | Outdoor | Roof
NJSTRE1545383787 | NJSRRE1542460973 | Transition Incentive Program | Ridgefield | 7657 | 7 | 13.34 | Residential | Yes | Behind the Meter | Behind the Meter |  | None | Sunrun Installation Services, Inc. | PSE&G | Eligible for TI Program | 2019-09-30 | 2019-10-02 | 2021-10-30 | Ningbo Ginlong Technologies | Solis-1P3K-4G-US | Inverters | 3000 |  | 1 |  |  | 0.96 |  | Outdoor | Next To Meter
NJSTRE1545383793 | NJSRRE1543066255 | Transition Incentive Program | marlboro | 7746 | 17 | 7.37 | Residential | No | Behind the Meter | Net-metered residential rooftop and canopy |  | None | Morgan Associates and Consulting LLC | JCP&L | Accepted |  | 2019-11-14 | 2021-10-30 | SolarEdge | 7600 | Inverters | 7600 |  | 1 |  |  | 0.99 |  | Outdoor | side of house
NJSTRE1545383794 | NJSRRE1542505482 | Transition Incentive Program | Barnegat | 8005 | 18 | 9.57 | Residential | Yes | Behind the Meter | Behind the Meter |  | None | Sunrun Installation Services, Inc. | AC Electric | Eligible for TI Program | 2019-10-04 | 2019-10-08 | 2021-10-30 | Ningbo Ginlong Technologies | Solis-1P7.6K-4G-US | Inverters | 7600 |  | 1 |  |  | 0.96 |  | Outdoor | Next To Meter
NJSTRE1545228081 |  | Transition Incentive Program | TOMS RIVER | 8753 | 18 | 9.1 | Residential | Yes | Behind the Meter | Net-metered residential rooftop and canopy |  | None | Vivint Solar Developer, LLC | JCP&L | Accepted | 2020-07-06 | 2020-07-07 | 2021-07-07 | Jinko Solar | JKM325M-60HBL | Solar Panels |  | 0.325 | 3 | 183 | 33 |  | Fixed | Roof
NJSTRE1545382632 | NJSRRE1541862162 | Transition Incentive Program | Irvington | 7111 | 9 | 13.41 | Residential | Yes | Behind the Meter | Behind the Meter |  | None | Kamtech Solar Solutions | PSE&G | Eligible for TI Program | 2019-08-20 | 2019-10-22 | 2021-10-30 | Enphase Energy | IQ-7X | Inverters | 315 |  | 41 |  |  | 0.975 |  | Outdoor | underneath each PV module
NJSTRE1545382638 | NJSRRE1541873574 | Transition Incentive Program | PATERSON | 7504 | 6 | 4.36 | Residential | Yes | Behind the Meter | Behind the Meter |  | None | Pro Custom Solar dba Momentum Solar | PSE&G | Eligible for TI Program | 2019-08-22 | 2019-08-26 | 2021-10-30 | Enphase Energy | IQ7-60-2-US | Inverters | 250 |  | 13 |  |  | 0.97 |  | Outdoor | Roof
NJSTRE1545382658 | NJSRRE1542346152 | Transition Incentive Program | Whiting | 8759 | 18 | 15.08 | Residential | Yes | Behind the Meter | Behind the Meter |  | None | Sunrun Installation Services, Inc. | JCP&L | Eligible for TI Program | 2019-09-06 | 2019-09-11 | 2021-10-30 | Ningbo Ginlong Technologies | Solis-1P3.6K-4G-US | Inverters | 3600 |  | 1 |  |  | 0.96 |  | Outdoor | Next To Meter
NJSTRE1545382661 | NJSRRE1542376871 | Transition Incentive Program | Mt Holly | 8060 | 13 | 9.48 | Residential | Yes | Behind the Meter | Net-metered residential rooftop and canopy |  | None | Vision Solar LLC | PSE&G | Accepted | 2019-09-10 | 2019-09-12 | 2021-10-30 | sunpower | e20-327-e-ac | Inverters | 0.32 |  | 29 |  |  | 0.96 |  | Other | behind panels
NJSTRE1545382668 | NJSRRE1542192598 | Transition Incentive Program | Hackettstown | 7840 | 2 | 19.72 | Residential | Yes | Behind the Meter | Behind the Meter |  | None | Sunrun Installation Services, Inc. | JCP&L | Eligible for TI Program | 2019-09-04 | 2019-09-06 | 2021-10-30 | Ningbo Ginlong Technologies | Solis-1P10K-4G-US | Inverters | 10000 |  | 2 |  |  | 0.96 |  | Outdoor | Next To Meter
NJSTRE1545382670 | NJSRRE1542408870 | Transition Incentive Program | Erial | 8081 | 14 | 8.37 | Residential | Yes | Behind the Meter | Behind the Meter |  | None | All Season Solar | AC Electric | Eligible for TI Program | 2019-09-16 | 2019-09-18 | 2021-10-30 | Enphase | IQ7 | Inverters | 240 |  | 27 |  |  | 0.97 |  | Outdoor | Under Module
NJSTRE1545382674 | NJSRRE1542390536 | Transition Incentive Program | Union | 7083 | 10 | 7.37 | Residential | Yes | Behind the Meter | Behind the Meter |  | None | Pro Custom Solar dba Momentum Solar | PSE&G | Eligible for TI Program | 2019-09-11 | 2019-09-13 | 2021-10-30 | ENPHASE | IQ7-60-2-US | Inverters | 250 |  | 22 |  |  | 0.97 |  | Outdoor | ROOF
NJSTRE1545382680 | NJSRRE1541918436 | Transition Incentive Program | Plainfield | 7063 | 10 | 6.7 | Residential | Yes | Behind the Meter | Behind the Meter |  | None | Pro Custom Solar dba Momentum Solar | PSE&G | Eligible for TI Program | 2019-08-29 | 2019-09-03 | 2021-10-30 | Enphase Energy | IQ7-60-2-US | Inverters | 250 |  | 20 |  |  | 0.97 |  | Outdoor | Roof
NJSTRE1545382694 | NJSRRE1542411907 | Transition Incentive Program | Lakewood | 8701 | 18 | 12.71 | Residential | No | Behind the Meter | Net-metered residential rooftop and canopy |  | None | Powerlutions | JCP&L | Accepted |  | 2019-09-19 | 2021-10-30 | Solar Edge | SE10000H-US | Inverters | 10 |  | 1 |  |  | 0.99 |  | Outdoor | Near Meter
NJSTRE1545382698 | NJSRRE1542248522 | Transition Incentive Program | UNION | 7083 | 10 | 6.93 | Residential | Yes | Behind the Meter | Net-metered residential rooftop and canopy |  | None | Vivint Solar Developer, LLC | PSE&G | Accepted | 2019-09-05 | 2019-09-09 | 2021-10-30 | SOLAREDGE | SE7600H-US000BNC4 | Inverters | 7600 |  | 1 |  |  | 0.992 |  | Outdoor | Near The Utility Meter
NJSTRE1545382713 | NJSRRE1542285081 | Transition Incentive Program | North Plainfield | 7060 | 10 | 11.03 | Residential | Yes | Behind the Meter | Net-metered residential rooftop and canopy |  | None | Vivint Solar Developer, LLC | PSE&G | Accepted | 2019-09-06 | 2019-09-10 | 2021-10-30 | SolarEdge | SE7600H-US | Inverters | 7600 |  | 1 |  |  | 0.992 |  | Outdoor | Near the Utility Meter
NJSTRE1545278802 |  | Transition Incentive Program | East Brunswick | 8816 | 11 | 14.15 | Residential | Yes | Behind the Meter | Net-metered residential rooftop and canopy |  | None | Sunrun, Inc. | PSE&G | Accepted | 2020-07-10 | 2020-07-16 | 2021-07-16 | LG Electronics | LG345N1C-V5 | Solar Panels |  | 0.345 | 13 | 325 | 23 |  | Fixed | Roof
NJSTRE1545278912 |  | Transition Incentive Program | EAST ORANGE | 7017 | 9 | 9.15 | Residential | Yes | Behind the Meter | Net-metered residential rooftop and canopy |  | None | Sunrun, Inc. | PSE&G | Accepted | 2020-07-28 | 2020-07-28 | 2021-07-28 | LONGi Green Energy Technology Co Ltd | LR6-60HPB-305M | Solar Panels |  | 0.305 | 3 | 129 | 30 |  | Fixed | Roof
NJSTRE1545278912 |  | Transition Incentive Program | EAST ORANGE | 7017 | 9 | 9.15 | Residential | Yes | Behind the Meter | Net-metered residential rooftop and canopy |  | None | Sunrun, Inc. | PSE&G | Accepted | 2020-07-28 | 2020-07-28 | 2021-07-28 | LONGi Green Energy Technology Co Ltd | LR6-60HPB-305M | Solar Panels |  | 0.305 | 3 | 309 | 30 |  | Fixed | Roof
NJSTRE1545278912 |  | Transition Incentive Program | EAST ORANGE | 7017 | 9 | 9.15 | Residential | Yes | Behind the Meter | Net-metered residential rooftop and canopy |  | None | Sunrun, Inc. | PSE&G | Accepted | 2020-07-28 | 2020-07-28 | 2021-07-28 | LONGi Green Energy Technology Co Ltd | LR6-60HPB-305M | Solar Panels |  | 0.305 | 8 | 307 | 35 |  | Fixed | Roof
NJSTRE1545279212 |  | Transition Incentive Program | Freehold Township | 7728 | 17 | 9.86 | Residential | No | Behind the Meter | Net-metered residential rooftop and canopy |  | None | Trinity Solar | JCP&L | Accepted | 2020-07-10 | 2020-07-15 | 2021-07-15 | Hanwha | Q.PEAK DUO BLK-G6 340 | Solar Panels |  | 0.34 | 15 | 198 | 32 |  | Fixed | Roof
NJSTRE1545279219 |  | Transition Incentive Program | West Orange | 7052 | 9 | 7.82 | Residential | No | Behind the Meter | Net-metered residential rooftop and canopy |  | None | Trinity Solar | PSE&G | Accepted | 2020-07-10 | 2020-07-16 | 2021-07-16 | Hanwha | Q.PEAK DUO BLK-G6 340 | Solar Panels |  | 0.34 | 15 | 207 | 37 |  | Fixed | Roof
NJSTRE1545279264 |  | Transition Incentive Program | West deptford | 8096 | 15 | 5.36 | Residential | Yes | Behind the Meter | Net-metered residential rooftop and canopy |  | PSEG | Vision Solar LLC | PSE&G | Accepted | 2020-07-10 | 2020-07-16 | 2021-07-16 | ENPHASE | IQ7-60-2-US | Solar Panels |  | 0.335 | 13 | 191 | 20 |  | Fixed | Roof
NJSTRE1545279288 |  | Transition Incentive Program | Marlton | 8053 | 13 | 8.84 | Residential | No | Behind the Meter | Net-metered residential rooftop and canopy |  | None | Impact Solar LLC | PSE&G | Final As-Built Received | 2020-07-10 | 2020-07-16 | 2021-10-30 | hanwha | Q.PEAKDUO-G5340 | Solar Panels |  | 0.34 | 8 | 161 | 17 |  | Fixed | Roof
NJSTRE1545291235 |  | Transition Incentive Program | NEW MILFORD | 7646 | 7 | 6.3 | Residential | Yes | Behind the Meter | Net-metered residential rooftop and canopy |  | None | Suntuity Solar LLC | PSE&G | Accepted | 2020-07-11 | 2020-07-16 | 2021-07-16 | Longi | LR6-60HPB-315M | Solar Panels |  | 0.315 | 16 | 182 | 30 |  | Fixed | Roof
NJSTRE1545383886 | NJSRRE1542844774 | Transition Incentive Program | Jackson | 8527 | 18 | 3.6 | Residential | No | Behind the Meter | Net-metered residential rooftop and canopy |  | None | Bright Planet Solar | JCP&L | Accepted |  | 2019-11-04 | 2021-10-30 | SOLAR EDGE | SE3000H-USRGM | Inverters | 3000 |  | 1 |  |  | 0.98 |  | Outdoor | NEXT TO METER
NJSTRE1545383888 | NJSRRE1543343636 | Transition Incentive Program | ELMWOOD PARK | 7407 | 7 | 15.41 | Residential | No | Behind the Meter | Behind the Meter |  | None | Infinity Solar Systems | PSE&G | Eligible for TI Program | 2019-11-15 | 2019-11-19 | 2021-10-30 | ENPHASE | IQ7-60-X-US | Inverters | 240 |  | 46 |  |  | 0.97 |  | Outside | MICROINVERTERS
NJSTRE1545383896 | NJSRRE1542461913 | Transition Incentive Program | Jersey City | 7304 | 8 | 5.36 | Residential | Yes | Behind the Meter | Net-metered residential rooftop and canopy |  | None | Vivint Solar Developer, LLC | PSE&G | Accepted | 2019-10-01 | 2019-10-02 | 2021-10-30 | Solar Edge | SE3800H-US000BNC4 | Inverters | 3800 |  | 1 |  |  | 0.992 |  | Outdoor | Near the Utility Meter
NJSTRE1545383899 | NJSRRE1542568541 | Transition Incentive Program | NORTH BRUNSWICK | 8902 | 11 | 3.78 | Residential | Yes | Behind the Meter | Net-metered residential rooftop and canopy |  | None | Vivint Solar Developer, LLC | PSE&G | Accepted | 2019-10-21 | 2019-10-23 | 2021-10-30 | solar edge | SE3800H-US | Inverters | 3800 |  | 1 |  |  | 0.992 |  | Outdoor | near utility meter
NJSTRE1545382719 | NJSRRE1541891054 | Transition Incentive Program | Keyport | 7735 | 17 | 3.78 | Residential | Yes | Behind the Meter | Net-metered residential rooftop and canopy |  | None | Vivint Solar Developer, LLC | JCP&L | Accepted | 2019-09-03 | 2019-09-04 | 2021-10-30 | SolarEdge Technologies | SE3800H-US | Inverters | 3800 |  | 1 |  |  | 0.992 |  | Outdoor | Near the Utility Meter
NJSTRE1545382726 | NJSRRE1541880995 | Transition Incentive Program | Middletown | 7748 | 17 | 18.56 | Residential | Yes | Behind the Meter | Behind the Meter |  | None | Sunrun Installation Services, Inc. | JCP&L | Eligible for TI Program | 2019-08-23 | 2019-08-28 | 2021-10-30 | Ningbo Ginlong Technologies | Solis-1P3K-4G-US | Inverters | 3000 |  | 1 |  |  | 0.96 |  | Outdoor | Next To Meter
NJSTRE1545382727 | NJSRRE1542412338 | Transition Incentive Program | Lumberton | 8048 | 13 | 9.05 | Residential | No | Behind the Meter | Net-metered residential rooftop and canopy |  | None | Pro Custom Solar dba Momentum Solar | PSE&G | Accepted | 2019-09-17 | 2019-09-19 | 2021-10-30 | Enphase Energy | IQ7-60-2-US | Inverters | 250 |  | 27 |  |  | 0.97 |  | Outdoor | Roof
NJSTRE1545382752 | NJSRRE1542409343 | Transition Incentive Program | Roselle | 7203 | 10 | 6.37 | Residential | Yes | Behind the Meter | Behind the Meter |  | None | Pro Custom Solar dba Momentum Solar | PSE&G | Eligible for TI Program | 2019-09-16 | 2019-09-18 | 2021-10-30 | Enphase Energy | IQ7-60-2-US | Inverters | 250 |  | 19 |  |  | 0.97 |  | Outdoor | Roof
NJSTRE1545382769 | NJSRRE1542070305 | Transition Incentive Program | Lakewood | 8701 | 18 | 16.43 | Residential | No | Behind the Meter | Net-metered residential rooftop and canopy |  | None | Powerlutions | JCP&L | Accepted |  | 2019-09-06 | 2021-10-30 | SolarEdge | SE7600H-US | Inverters | 7.6 |  | 1 |  |  | 0.99 |  | Outdoor | Near Meter
NJSTRE1545382774 | NJSRRE1541883940 | Transition Incentive Program | Oaklyn Boro | 8107 | 14 | 16.17 | Residential | Yes | Behind the Meter | Behind the Meter |  | None | 1st Light Energy Inc | PSE&G | Eligible for TI Program | 2019-08-26 | 2019-08-28 | 2021-10-30 | Solaredge | SE5000H-USRGM | Inverters | 5000 |  | 1 |  |  | 0.99 |  | Outside | within 10 feet of meter
NJSTRE1545382776 | NJSRRE1542325069 | Transition Incentive Program | VENTNOR CITY | 8406 | 19 | 4.56 | Residential | Yes | Behind the Meter | Net-metered residential rooftop and canopy |  | None | Vivint Solar Developer, LLC | AC Electric | Accepted | 2019-09-06 | 2019-09-11 | 2021-10-30 | ENPHASE ENERGY | IQ6-60-2-US | Inverters | 230 |  | 16 |  |  | 0.972 |  | Other | Underneath each module
NJSTRE1545228180 |  | Transition Incentive Program | Clayton | 8312 | 15 | 9.52 | Residential | Yes | Behind the Meter | Net-metered residential rooftop and canopy |  | None | Trinity Solar | AC Electric | Accepted | 2020-06-29 | 2020-07-02 | 2021-07-02 | Hanwha | Q.PEAK DUO BLK-G6 340 | Solar Panels |  | 0.34 | 13 | 167 | 40 |  | Fixed | Roof
NJSTRE1545228205 |  | Transition Incentive Program | Forked River | 8731 | 18 | 8.16 | Residential | Yes | Behind the Meter | Net-metered residential rooftop and canopy |  | None | Trinity Solar | JCP&L | Final As-Built Received | 2020-06-29 | 2020-07-06 | 2021-10-30 | Hanwha | Q.PEAK DUO BLK-G6 340 | Solar Panels |  | 0.34 | 14 | 194 | 22 |  | Fixed | Roof
NJSTRE1545228234 |  | Transition Incentive Program | Brick | 8723 | 18 | 5.78 | Residential | No | Behind the Meter | Net-metered residential rooftop and canopy |  | None | Pro Custom Solar dba Momentum Solar | JCP&L | Final As-Built Received | 2020-06-29 | 2020-07-02 | 2021-10-30 | HANWHA | Q.PEAK DUO BLK G6+ 340 | Solar Panels |  | 0.34 | 4 | 228 | 15 |  | Fixed | Roof
NJSTRE1545228301 |  | Transition Incentive Program | Hillborough | 8844 | 5 | 12.24 | Residential | No | Behind the Meter | Net-metered residential rooftop and canopy |  | None | Tesla Energy Operations Inc. | PSE&G | Accepted | 2020-06-29 | 2020-07-02 | 2021-07-02 | Hanwha Q-Cells | Q.Peak DUO BLK-G6/SC340 | Solar Panels |  | 0.34 | 4 | 90 | 30 |  | Fixed | Roof
NJSTRE1545228301 |  | Transition Incentive Program | Hillborough | 8844 | 5 | 12.24 | Residential | No | Behind the Meter | Net-metered residential rooftop and canopy |  | None | Tesla Energy Operations Inc. | PSE&G | Accepted | 2020-06-29 | 2020-07-02 | 2021-07-02 | Hanwha Q-Cells | Q.Peak DUO BLK-G6/SC340 | Solar Panels |  | 0.34 | 9 | 180 | 23 |  | Fixed | Roof
NJSTRE1545278593 |  | Transition Incentive Program | Millville | 8332 | 20 | 11.03 | Residential | No | Behind the Meter | Net-metered residential rooftop and canopy |  | None | All Season Solar | AC Electric | Accepted | 2020-07-10 | 2020-07-15 | 2021-07-15 | Certainteed | CT315HC11-04 | Solar Panels |  | 0.315 | 17 | 202 | 23 |  | Fixed | Roof
NJSTRE1545278614 |  | Transition Incentive Program | Pequannock | 7440 | 3 | 6.46 | Residential | No | Behind the Meter | Net-metered residential rooftop and canopy |  | JCPL | Maier Solar Engineering dba Solar Me | JCP&L | Accepted | 2020-07-10 | 2020-07-15 | 2021-10-30 | Hanwha | Q.CELL DUO BLK-G6 340W | Solar Panels |  | 0.34 | 14 | 175 | 15 |  | Fixed | Roof
NJSTRE1545278748 |  | Transition Incentive Program | Hackettstown | 7840 | 2 | 10.39 | Residential | Yes | Behind the Meter | Net-metered residential rooftop and canopy |  | None | Pro Custom Solar dba Momentum Solar | JCP&L | Final As-Built Received | 2020-07-10 | 2020-07-15 | 2021-10-30 | HANWHA | Q.PEAK DUO BLK G6+ 335 | Solar Panels |  | 0.335 | 15 | 135 | 21 |  | Fixed | Roof
NJSTRE1545278801 |  | Transition Incentive Program | Jersey City | 7304 | 8 | 8.97 | Residential | No | Behind the Meter | Net-metered residential rooftop and canopy |  | None | Sunrun Installation Services, Inc. | PSE&G | Accepted | 2020-07-10 | 2020-07-16 | 2021-07-16 | LG Electronics | LG345N1C-V5 | Solar Panels |  | 0.345 | 26 | 215 | 6 |  | Fixed | Roof
NJSTRE1545279055 |  | Transition Incentive Program | EGG HARBOR TOWNSHIP | 8234 | 19 | 6.18 | Residential | Yes | Behind the Meter | Net-metered residential rooftop and canopy |  | None | Vivint Solar Developer, LLC | AC Electric | Accepted | 2020-07-10 | 2020-07-16 | 2021-07-16 | Jinko Solar | JKM325M-60HBL | Solar Panels |  | 0.325 | 7 | 38 | 22 |  | Fixed | Roof
NJSTRE1545291231 |  | Transition Incentive Program | MILLVILLE | 8332 | 20 | 8.51 | Residential | Yes | Behind the Meter | Net-metered residential rooftop and canopy |  | None | Suntuity Solar LLC | AC Electric | Accepted | 2020-07-11 | 2020-07-16 | 2021-07-16 | Hanwha Solar | Q-Cells 315 Mono | Solar Panels |  | 0.315 | 27 | 150 | 20 |  | Fixed | Roof
NJSTRE1545383791 | NJSRRE1542619980 | Transition Incentive Program | Bayonne | 7002 | 8 | 11.66 | Residential | Yes | Behind the Meter | Behind the Meter |  | None | Pro Custom Solar dba Momentum Solar | PSE&G | Eligible for TI Program | 2019-10-25 | 2019-10-29 | 2021-10-30 | Enphase Energy | IQ6-60-2-US | Inverters | 240 |  | 37 |  |  | 0.97 |  | Outdoor | Roof
NJSTRE1545383799 | NJSRRE1542625308 | Transition Incentive Program | East Orange | 7017 | 9 | 2.52 | Residential | Yes | Behind the Meter | Behind the Meter |  | None | Trinity Solar | PSE&G | Eligible for TI Program | 2019-10-25 | 2019-10-29 | 2021-10-30 | Solar Edge | SE3000 | Inverters | 3000 |  | 1 |  |  | 0.97 |  | Outside | side of home
NJSTRE1545383810 | NJSRRE1542497303 | Transition Incentive Program | Atco | 8004 | 14 | 7.44 | Residential | Yes | Behind the Meter | Behind the Meter |  | None | 1st Light Energy Inc | AC Electric | Eligible for TI Program | 2019-10-02 | 2019-10-04 | 2021-10-30 | SMA | SB 6.0-US (240V) | Inverters | 6000 |  | 1 |  |  | 0.97 |  | Outside | within 10 feet of meter
NJSTRE1545383822 | NJSRRE1542441597 | Transition Incentive Program | Merchantville | 8109 | 14 | 4.73 | Residential | Yes | Behind the Meter | Net-metered residential rooftop and canopy |  | None | Vivint Solar Developer, LLC | PSE&G | Accepted | 2019-09-25 | 2019-09-27 | 2021-10-30 | solar edge | SE7600H-US | Inverters | 7600 |  | 1 |  |  | 0.992 |  | Outdoor | near utility meter
NJSTRE1545383834 | NJSRRE1542461256 | Transition Incentive Program | Washington | 7676 | 7 | 10.7 | Residential | Yes | Behind the Meter | Behind the Meter |  | None | Pro Custom Solar dba Momentum Solar | PSE&G | Eligible for TI Program | 2019-09-30 | 2019-10-02 | 2021-10-30 | Enphase Energy | IQ7-60-2-US | Inverters | 250 |  | 31 |  |  | 0.97 |  | Outdoor | Roof
NJSTRE1545383845 | NJSRRE1542431774 | Transition Incentive Program | Burlington | 8016 | 13 | 11.39 | Residential | No | Behind the Meter | Behind the Meter |  | None | Public Service Solar | PSE&G | Eligible for TI Program | 2019-09-24 | 2019-09-26 | 2021-10-30 | Enphase Energy | IQ7+ | Inverters | 240 |  | 34 |  |  | 0.97 |  | Outside | House
NJSTRE1545383856 | NJSRRE1542544368 | Transition Incentive Program | MANVILLE | 8835 | 5 | 8.82 | Residential | Yes | Behind the Meter | Net-metered residential rooftop and canopy |  | None | Vivint Solar Developer, LLC | PSE&G | Accepted | 2019-10-15 | 2019-10-17 | 2021-10-30 | solar edge | SE7600H-US | Inverters | 7600 |  | 1 |  |  | 0.992 |  | Outdoor | near the utility meter
NJSTRE1545291234 |  | Transition Incentive Program | ROSELLE PARK | 7204 | 10 | 4.73 | Residential | Yes | Behind the Meter | Net-metered residential rooftop and canopy |  | None | Suntuity Solar LLC | PSE&G | Accepted | 2020-07-11 | 2020-07-16 | 2021-07-16 | Hanwha Solar | Q-Cells 315 Mono | Solar Panels |  | 0.315 | 8 | 168 | 32 |  | Fixed | Roof
NJSTRE1545293342 |  | Transition Incentive Program | MULLICA HILL | 8062 | 15 | 10.71 | Residential | Yes | Behind the Meter | Net-metered residential rooftop and canopy |  | None | Suntuity Solar LLC | AC Electric | Accepted | 2020-07-14 | 2020-07-16 | 2021-07-16 | Longi | LR6-60HPB-315M | Solar Panels |  | 0.315 | 7 | 102 | 40 |  | Fixed | Roof
NJSTRE1545383731 | NJSRRE1542554105 | Transition Incentive Program | Piscataway | 8854 | 11 | 11.77 | Residential | No | Behind the Meter | Net-metered residential rooftop and canopy |  | None | Sunpower Capital LLC | PSE&G | Accepted | 2019-11-01 | 2019-11-04 | 2021-10-30 | SunPower | Type E | Inverters | 320 |  | 36 |  |  | 0.92 |  | Outside | na
NJSTRE1545383736 | NJSRRE1542433947 | Transition Incentive Program | Morristown | 7960 | 3 | 22.37 | Residential | No | Behind the Meter | Behind the Meter |  | None | Maier Solar Engineering dba Solar Me | JCP&L | Eligible for TI Program | 2019-09-25 | 2019-09-27 | 2021-10-30 | IQ7 | IQ7 240W | Inverters | 240 |  | 71 |  |  | 0.96 |  | Outdoor | Next to meter
NJSTRE1545383750 | NJSRRE1542461849 | Transition Incentive Program | WEST ORANGE | 7052 | 9 | 10.71 | Residential | Yes | Behind the Meter | Net-metered residential rooftop and canopy |  | None | Vivint Solar Developer, LLC | PSE&G | Accepted | 2019-10-01 | 2019-10-02 | 2021-10-30 | Solar Edge | SE10000H-US000BNC4 | Inverters | 10000 |  | 1 |  |  | 0.992 |  | Outdoor | Near the Utility Meter
NJSTRE1545383759 | NJSRRE1543041691 | Transition Incentive Program | Phillipsburg | 8865 | 2 | 9.32 | Residential | Yes | Behind the Meter | Behind the Meter |  | None | Pro Custom Solar dba Momentum Solar | JCP&L | Eligible for TI Program | 2019-11-06 | 2019-11-11 | 2021-10-30 | Enphase Energy | IQ7PLUS-72-2-US | Inverters | 295 |  | 27 |  |  | 0.97 |  | Outdoor | Roof
NJSTRE1545383772 | NJSRRE1542425071 | Transition Incentive Program | MILLVILLE | 8332 | 20 | 2.52 | Residential | Yes | Behind the Meter | Net-metered residential rooftop and canopy |  | None | Vivint Solar Developer, LLC | AC Electric | Accepted | 2019-09-20 | 2019-09-24 | 2021-10-30 | Solar edge | SE3800H-US000BNC4 | Inverters | 3800 |  | 1 |  |  | 0.992 |  | Outdoor | Near the Utility Meter
NJSTRE1545383778 | NJSRRE1542425067 | Transition Incentive Program | GALLOWAY | 8205 | 19 | 2.84 | Residential | Yes | Behind the Meter | Net-metered residential rooftop and canopy |  | None | Vivint Solar Developer, LLC | AC Electric | Accepted | 2019-09-20 | 2019-09-24 | 2021-10-30 | SolarEdge | SE3800H-US | Inverters | 3800 |  | 1 |  |  | 0.992 |  | Outdoor | Near the Utility Meter
NJSTRE1545383784 | NJSRRE1542424504 | Transition Incentive Program | Vineland | 8361 | 20 | 6 | Residential | No | Behind the Meter | Net-metered non-residential ground mount |  | None | Bright Planet Solar | Vineland Muni Electric | Accepted |  | 2019-09-24 | 2021-10-30 | Solar Edge | SE5000H-USRGM | Inverters | 5000 |  | 1 |  |  | 0.98 |  | Outdoor | Next to Meter
NJSTRE1545383788 | NJSRRE1542445053 | Transition Incentive Program | Piscataway | 8854 | 11 | 14.84 | Residential | Yes | Behind the Meter | Behind the Meter |  | None | Pro Custom Solar dba Momentum Solar | PSE&G | Eligible for TI Program | 2019-09-26 | 2019-09-30 | 2021-10-30 | Enphase Energy | IQ7-60-2-US | Inverters | 250 |  | 19 |  |  | 0.97 |  | Outdoor | Roof
NJSTRE1545383789 | NJSRRE1542967025 | Transition Incentive Program | Bedminster | 7921 | 5 | 105.08 | Commercial | No | Behind the Meter | Net-metered non-residential rooftop and canopy |  | None | Pfister Energy, Inc. | JCP&L | Final As-Built Received | 2019-12-06 | 2019-12-11 | 2021-10-30 | Fronius | PRIMO 15.0-1 | Inverters | 15000 |  | 5 |  |  | 0.97 |  | Outside | n/a
NJSTRE1545383806 | NJSRRE1542500842 | Transition Incentive Program | Asbury | 8802 | 4 | 7.04 | Residential | Yes | Behind the Meter | Behind the Meter |  | None | Skyline Solar, LLC | JCP&L | Eligible for TI Program | 2019-10-03 | 2019-10-08 | 2021-10-30 | SolarEdge | SE5000H-US | Inverters | 5000 |  | 1 |  |  | 0.99 |  | Outside | within ten feet of meter
NJSTRE1545278706 |  | Transition Incentive Program | Monroe Township | 8094 | 15 | 16.83 | Residential | Yes | Behind the Meter | Net-metered residential rooftop and canopy |  | None | Sunrun, Inc. | AC Electric | Accepted | 2020-07-10 | 2020-07-15 | 2021-07-15 | LG Electronics | LG330N1C-A5 | Solar Panels |  | 0.33 | 11 | 109 | 34 |  | Fixed | Roof
NJSTRE1545278711 |  | Transition Incentive Program | Randolph | 7869 | 3 | 13.26 | Residential | No | Behind the Meter | Net-metered residential rooftop and canopy |  | PSEG | Maier Solar Engineering dba Solar Me | PSE&G | Accepted | 2020-07-10 | 2020-07-15 | 2021-07-15 | Hanwha | Q.CELL DUO BLK-G6 340W | Solar Panels |  | 0.34 | 11 | 355 | 20 |  | Fixed | Roof
NJSTRE1545278912 |  | Transition Incentive Program | EAST ORANGE | 7017 | 9 | 9.15 | Residential | Yes | Behind the Meter | Net-metered residential rooftop and canopy |  | None | Sunrun, Inc. | PSE&G | Accepted | 2020-07-28 | 2020-07-28 | 2021-07-28 | LONGi Green Energy Technology Co Ltd | LR6-60HPB-305M | Solar Panels |  | 0.305 | 16 | 127 | 35 |  | Fixed | Roof
NJSTRE1545279251 |  | Transition Incentive Program | EDISON | 8820 | 11 | 8.54 | Residential | No | Behind the Meter | Net-metered residential rooftop and canopy |  | None | Sunrun Installation Services, Inc. | PSE&G | Accepted | 2020-07-13 | 2020-07-16 | 2021-07-16 | LONGi Green Energy Technology Co Ltd | LR6-60HPB-305M | Solar Panels |  | 0.305 | 10 | 87 | 45 |  | Fixed | Roof
NJSTRE1545289642 |  | Transition Incentive Program | Brick Township | 8723 | 18 | 5.49 | Residential | Yes | Behind the Meter | Net-metered residential rooftop and canopy |  | None | Sunrun, Inc. | JCP&L | Accepted | 2020-07-10 | 2020-07-16 | 2021-07-16 | LONGi Green Energy Technology Co Ltd | LR6-60HPB-305M | Solar Panels |  | 0.305 | 18 | 214 | 27 |  | Fixed | Roof
NJSTRE1545291236 |  | Transition Incentive Program | TINTON FALLS | 7724 | 17 | 7.56 | Residential | Yes | Behind the Meter | Net-metered residential rooftop and canopy |  | None | Suntuity Solar LLC | JCP&L | Accepted | 2020-07-11 | 2020-07-16 | 2021-07-16 | Longi | LR6-60HPB-315M | Solar Panels |  | 0.315 | 18 | 140 | 21 |  | Fixed | Roof
NJSTRE1545293343 |  | Transition Incentive Program | Franklin Twp Som | 8873 | 5 | 7.25 | Residential | Yes | Behind the Meter | Net-metered residential rooftop and canopy |  | None | Suntuity Solar LLC | PSE&G | Accepted | 2020-07-14 | 2020-07-29 | 2021-07-29 | Longi | LR6-60HPB-315M | Solar Panels |  | 0.315 | 3 | 56 | 29 |  | Fixed | Roof
NJSTRE1545293343 |  | Transition Incentive Program | Franklin Twp Som | 8873 | 5 | 7.25 | Residential | Yes | Behind the Meter | Net-metered residential rooftop and canopy |  | None | Suntuity Solar LLC | PSE&G | Accepted | 2020-07-14 | 2020-07-29 | 2021-07-29 | Longi | LR6-60HPB-315M | Solar Panels |  | 0.315 | 6 | 145 | 29 |  | Fixed | Roof
NJSTRE1545383831 | NJSRRE1542431363 | Transition Incentive Program | Randolph | 7869 | 3 | 11.6 | Residential | Yes | Behind the Meter | Behind the Meter |  | None | Sunrun Installation Services, Inc. | JCP&L | Eligible for TI Program | 2019-09-24 | 2019-09-26 | 2021-10-30 | Ningbo Ginlong Technologies | Solis-1P9K-4G-US | Inverters | 9000 |  | 1 |  |  | 0.96 |  | Outdoor | Next To Meter
NJSTRE1545383836 | NJSRRE1542642844 | Transition Incentive Program | PENNSAUKEN | 8109 | 14 | 2.52 | Residential | Yes | Behind the Meter | Net-metered residential rooftop and canopy |  | None | Vivint Solar Developer, LLC | PSE&G | Accepted | 2019-10-25 | 2019-10-29 | 2021-10-30 | solar edge | SE3800H-US | Inverters | 3800 |  | 1 |  |  | 0.992 |  | Outdoor | near utility meter
NJSTRE1545383840 | NJSRRE1542523639 | Transition Incentive Program | Trenton | 8618 | 12 | 22.68 | Residential | No | Behind the Meter | Net-metered residential rooftop and canopy |  | None | Suntuity Solar LLC | PSE&G | Accepted | 2019-10-10 | 2019-10-14 | 2021-10-30 | Enphase Energy | IQ7-60-2-US | Inverters | 240 |  | 72 |  |  | 0.97 |  | Outdoor | Behind the PV Modules
NJSTRE1545383853 | NJSRRE1542850382 | Transition Incentive Program | Plainfield | 7063 | 10 | 2.52 | Residential | Yes | Behind the Meter | Behind the Meter |  | None | Pro Custom Solar dba Momentum Solar | PSE&G | Eligible for TI Program | 2019-10-31 | 2019-11-04 | 2021-10-30 | ENPHASE ENERGY | IQ6-60-2-US | Inverters | 240 |  | 8 |  |  | 0.97 |  | Outdoor | Roof
NJSTRE1545383906 | NJSRRE1542582606 | Transition Incentive Program | North Arlington | 7031 | 7 | 3.77 | Residential | Yes | Behind the Meter | Behind the Meter |  | None | Sunrun Installation Services, Inc. | PSE&G | Eligible for TI Program | 2019-10-24 | 2019-10-28 | 2021-10-30 | Delta Electronics | M4-TL-US | Inverters | 3840 |  | 1 |  |  | 0.96 |  | Outdoor | Next To Meter
NJSTRE1545383908 | NJSRRE1542526471 | Transition Incentive Program | New Brunswick | 8901 | 11 | 6.38 | Residential | Yes | Behind the Meter | Behind the Meter |  | None | Sunrun Installation Services, Inc. | PSE&G | Eligible for TI Program | 2019-10-10 | 2019-10-14 | 2021-10-30 | Delta Electronics | M5-TL-US | Inverters | 4800 |  | 1 |  |  | 0.96 |  | Outdoor | Next To Meter
NJSTRE1545383926 | NJSRRE1543041825 | Transition Incentive Program | Freehold | 7728 | 17 | 13.23 | Residential | Yes | Behind the Meter | Behind the Meter |  | None | Pro Custom Solar dba Momentum Solar | JCP&L | Eligible for TI Program | 2019-11-06 | 2019-11-11 | 2021-10-30 | Enphase Energy | IQ6-60-2-US | Inverters | 240 |  | 26 |  |  | 0.97 |  | Outdoor | Roof
NJSTRE1545383931 | NJSRRE1542687535 | Transition Incentive Program | East Orange City | 7018 | 9 | 11.45 | Residential | No | Behind the Meter | Net-metered residential rooftop and canopy |  | None | SunnyMac LLC | PSE&G | Accepted |  | 2019-11-01 | 2021-10-30 | Enphase | IQ7XS-96-ACM-US | Inverters | 0.315 |  | 35 |  |  | 0.99 |  | Outdoor | roof
NJSTRE1545383935 | NJSRRE1542541788 | Transition Incentive Program | Wenonah | 8090 | 15 | 5.56 | Residential | Yes | Behind the Meter | Behind the Meter |  | None | Ad Energy | AC Electric | Eligible for TI Program | 2019-10-14 | 2019-11-01 | 2021-10-30 | SunPower | SPR-E20-327-E-AC | Inverters | 315 |  | 17 |  |  | 0.975 |  | Outdoor | At each panel
NJSTRE1545383939 | NJSRRE1543056206 | Transition Incentive Program | Jersey City | 7305 | 8 | 6.62 | Residential | Yes | Behind the Meter | Net-metered residential rooftop and canopy |  | None | Vivint Solar Developer, LLC | PSE&G | Accepted | 2019-11-07 | 2019-11-12 | 2021-10-30 | SOLAREDGE | SE7600H-US000BNC4 | Inverters | 7600 |  | 1 |  |  | 0.992 |  | Outdoor | Near the Utility Meter
NJSTRE1545383942 | NJSRRE1543315540 | Transition Incentive Program | LODI | 7644 | 7 | 4.41 | Residential | Yes | Behind the Meter | Net-metered residential rooftop and canopy |  | None | Vivint Solar Developer, LLC | PSE&G | Accepted | 2019-11-18 | 2019-11-19 | 2021-10-30 | solar edge | SE3800H-US000BNC4 | Inverters | 3800 |  | 1 |  |  | 0.992 |  | Outdoor | near utility meter
NJSTRE1545383943 | NJSRRE1542527829 | Transition Incentive Program | Carteret | 7008 | 11 | 8.63 | Residential | Yes | Behind the Meter | Behind the Meter |  | None | Pro Custom Solar dba Momentum Solar | PSE&G | Eligible for TI Program | 2019-10-11 | 2019-10-15 | 2021-10-30 | Enphase Energy | IQ7-60-2-US | Inverters | 250 |  | 25 |  |  | 0.97 |  | Outdoor | Roof
NJSTRE1545383949 | NJSRRE1542443609 | Transition Incentive Program | Colts Neck | 7722 | 17 | 14.15 | Residential | Yes | Behind the Meter | Behind the Meter |  | RECO | Pro Custom Solar dba Momentum Solar | JCP&L | Eligible for TI Program | 2019-09-26 | 2019-09-30 | 2021-10-30 | Enphase Energy | IQ7-60-2-US | Inverters | 250 |  | 41 |  |  | 0.97 |  | Outdoor | Roof
NJSTRE1545383954 | NJSRRE1542683686 | Transition Incentive Program | Vineland | 8360 | 20 | 6.6 | Residential | No | Behind the Meter | Net-metered residential rooftop and canopy |  | None | Bright Planet Solar | Vineland Muni Electric | Accepted |  | 2019-10-29 | 2021-10-30 | Solar Edge | SE6000H-USRGM | Inverters | 6000 |  | 1 |  |  | 0.98 |  | Outdoor | Next to meter
NJSTRE1545383957 | NJSRRE1543416869 | Transition Incentive Program | cemden | 8103 | 14 | 17.71 | Commercial | No | Behind the Meter | Behind the Meter |  | None | tj technology | PSE&G | Eligible for TI Program | 2019-12-21 | 2019-12-23 | 2021-10-30 | enphase | ENPHASE IQ7PLUS-72-2-US | Inverters | 0.29 |  | 91 |  |  | 0.98 |  | Outdoor | roof
NJSTRE1545383960 | NJSRRE1543138279 | Transition Incentive Program | Passaic | 7055 | 6 | 3.48 | Residential | Yes | Behind the Meter | Behind the Meter |  | None | Sunrun Installation Services, Inc. | PSE&G | Eligible for TI Program | 2019-11-12 | 2019-11-15 | 2021-10-30 | Enphase Energy | IQ7-60-x-US (240V) | Inverters | 240 |  | 12 |  |  | 0.96 |  | Outdoor | Rooftop
NJSTRE1545293779 |  | Transition Incentive Program | BRIDGETON | 8302 | 20 | 13.07 | Residential | Yes | Behind the Meter | Net-metered residential rooftop and canopy |  | ACE | Vision Solar LLC | AC Electric | Accepted | 2020-07-13 | 2020-07-20 | 2021-07-20 | LG SOLAR | LG335N1K-V5 | Solar Panels |  | 0.335 | 4 | 78 | 20 |  | Fixed | Roof
NJSTRE1545293801 |  | Transition Incentive Program | Paulsboro | 8066 | 15 | 3.02 | Residential | Yes | Behind the Meter | Net-metered residential rooftop and canopy |  | ACE | Vision Solar LLC | AC Electric | Accepted | 2020-07-13 | 2020-07-20 | 2021-07-20 | LG SOLAR | LG335N1K-V5 | Solar Panels |  | 0.335 | 5 | 186 | 20 |  | Fixed | Roof
NJSTRE1545293801 |  | Transition Incentive Program | Paulsboro | 8066 | 15 | 3.02 | Residential | Yes | Behind the Meter | Net-metered residential rooftop and canopy |  | ACE | Vision Solar LLC | AC Electric | Accepted | 2020-07-13 | 2020-07-20 | 2021-07-20 | LG SOLAR | LG335N1K-V5 | Solar Panels |  | 0.335 | 1 | 96 | 20 |  | Fixed | Roof
NJSTRE1545293865 |  | Transition Incentive Program | west deptford | 8096 | 15 | 5.44 | Residential | Yes | Behind the Meter | Net-metered residential rooftop and canopy |  | PSEG | Vision Solar LLC | PSE&G | Accepted | 2020-07-13 | 2020-07-20 | 2021-07-20 | HANWHA Q-CELLS | Q.PEAK DUO-G6 340 | Solar Panels |  | 0.34 | 3 | 346 | 31 |  | Fixed | Roof
NJSTRE1545383873 | NJSRRE1542800548 | Transition Incentive Program | Sussex | 7461 | 1 | 8.7 | Residential | Yes | Behind the Meter | Behind the Meter |  | None | Sunrun Installation Services, Inc. | JCP&L | Eligible for TI Program | 2019-10-30 | 2019-11-01 | 2021-10-30 | Delta Electronics | M8-TL-US | Inverters | 7680 |  | 1 |  |  | 0.96 |  | Outdoor | Next To Meter
NJSTRE1545383884 | NJSRRE1543037641 | Transition Incentive Program | Old Bridge Township | 8857 | 11 | 17.82 | Residential | No | Behind the Meter | Behind the Meter |  | None | Sunrun Installation Services, Inc. | JCP&L | Eligible for TI Program | 2019-11-05 | 2019-11-08 | 2021-10-30 | SolarEdge Technologies | SE3000H-USRGM | Inverters | 3000 |  | 1 |  |  | 0.96 |  | Outdoor | Next To Meter
NJSTRE1545383894 | NJSRRE1542433889 | Transition Incentive Program | Elizabeth | 7201 | 10 | 8.85 | Residential | No | Behind the Meter | Net-metered residential rooftop and canopy |  | None | Whitman Construction, LLC | PSE&G | Accepted |  | 2019-09-27 | 2021-10-30 | Enphase Energy | IQ7-60-2-US | Inverters | 0.24 |  | 29 |  |  | 0.976 |  | Outside | roof
NJSTRE1545383900 | NJSRRE1542433895 | Transition Incentive Program | Williamstown | 8094 | 15 | 3.15 | Residential | Yes | Behind the Meter | Behind the Meter |  | None | Trinity Solar | AC Electric | Eligible for TI Program | 2019-09-25 | 2019-09-27 | 2021-10-30 | Solar Edge | SE3000H-US | Inverters | 3000 |  | 1 |  |  | 0.97 |  | Outdoor | side of home
NJSTRE1545383905 | NJSRRE1542521460 | Transition Incentive Program | North Bergen | 7047 | 8 | 4.35 | Residential | Yes | Behind the Meter | Behind the Meter |  | None | Sunrun Installation Services, Inc. | PSE&G | Eligible for TI Program | 2019-10-09 | 2019-10-11 | 2021-10-30 | Delta Electronics | M4-TL-US | Inverters | 3840 |  | 1 |  |  | 0.96 |  | Outside | outdoor
NJSTRE1545383921 | NJSRRE1542512272 | Transition Incentive Program | MANAHAWKIN | 8050 | 18 | 6.3 | Residential | Yes | Behind the Meter | Net-metered residential rooftop and canopy |  | None | Vivint Solar Developer, LLC | AC Electric | Accepted | 2019-10-07 | 2019-10-09 | 2021-10-30 | SolarEdge | SE7600H-US | Inverters | 7600 |  | 1 |  |  | 0.992 |  | Outdoor | Near the Utility Meter
NJSTRE1545383937 | NJSRRE1543041001 | Transition Incentive Program | Sicklerville | 8081 | 14 | 16.8 | Residential | No | Behind the Meter | Behind the Meter |  | None | Orbit Energy & Power, LLC | AC Electric | Eligible for TI Program | 2019-11-06 | 2019-11-08 | 2021-10-30 | enphase | iq7 | Inverters | 240 |  | 56 |  |  | 0.986 |  | Outside | panel
NJSTRE1545383951 | NJSRRE1543399268 | Transition Incentive Program | NUTLEY | 7110 | 9 | 8.82 | Residential | No | Behind the Meter | Net-metered residential rooftop and canopy |  | None | Vivint Solar Developer, LLC | PSE&G | Accepted | 2019-11-18 | 2019-11-20 | 2021-10-30 | SOLAREDGE | SE7600H-US | Inverters | 7600 |  | 1 |  |  | 0.992 |  | Outdoor | Near the Utility Meter
NJSTRE1545383952 | NJSRRE1543394225 | Transition Incentive Program | Toms River | 8753 | 18 | 8.19 | Residential | Yes | Behind the Meter | Net-metered residential rooftop and canopy |  | None | Vivint Solar Developer, LLC | JCP&L | Accepted | 2019-11-18 | 2019-11-20 | 2021-10-30 | SOLAREDGE | SE7600H-US000BNC4 | Inverters | 7600 |  | 1 |  |  | 0.992 |  | Outdoor | Near the Utility Meter
NJSTRE1545278802 |  | Transition Incentive Program | East Brunswick | 8816 | 11 | 14.15 | Residential | Yes | Behind the Meter | Net-metered residential rooftop and canopy |  | None | Sunrun, Inc. | PSE&G | Accepted | 2020-07-10 | 2020-07-16 | 2021-07-16 | LG Electronics | LG345N1C-V5 | Solar Panels |  | 0.345 | 28 | 145 | 23 |  | Fixed | Roof
NJSTRE1545278857 |  | Transition Incentive Program | Hopewell | 8525 | 12 | 11.59 | Residential | Yes | Behind the Meter | Net-metered residential rooftop and canopy |  | None | Sunrun, Inc. | PSE&G | Accepted | 2020-07-10 | 2020-07-16 | 2021-07-16 | LONGi Green Energy Technology Co Ltd | LR6-60HPB-305M | Solar Panels |  | 0.305 | 7 | 197 | 45 |  | Fixed | Roof
NJSTRE1545279211 |  | Transition Incentive Program | Cherry Hill | 8034 | 14 | 9.05 | Residential | Yes | Behind the Meter | Net-metered residential rooftop and canopy |  | PSEG | Vision Solar LLC | PSE&G | Accepted | 2020-07-10 | 2020-07-15 | 2021-07-15 | LG SOLAR | LG335N1K-V5 | Solar Panels |  | 0.335 | 27 | 218 | 36 |  | Fixed | Roof
NJSTRE1545279251 |  | Transition Incentive Program | EDISON | 8820 | 11 | 8.54 | Residential | No | Behind the Meter | Net-metered residential rooftop and canopy |  | None | Sunrun Installation Services, Inc. | PSE&G | Accepted | 2020-07-13 | 2020-07-16 | 2021-07-16 | LONGi Green Energy Technology Co Ltd | LR6-60HPB-305M | Solar Panels |  | 0.305 | 18 | 177 | 39 |  | Fixed | Roof
NJSTRE1545291230 |  | Transition Incentive Program | Newark | 7110 | 9 | 638.82 | Commercial | No | Behind the Meter | Net-metered non-residential rooftop and canopy |  | None | Suntuity Solar LLC | PSE&G | Accepted | 2020-07-20 | 2020-07-20 | 2021-07-20 | Hanwha Q Cells | Q.PEAK DUO L-G5.3 390 | Solar Panels |  | 0.39 | 1536 | 99.84 | 5 |  | Fixed | Roof
NJSTRE1545383879 | NJSRRE1543416868 | Transition Incentive Program | cemden | 8103 | 14 | 35.04 | Commercial | No | Behind the Meter | Behind the Meter |  | None | tj technology | PSE&G | Eligible for TI Program | 2019-12-21 | 2019-12-23 | 2021-10-30 | enphase | IQ7Plus-72-2-US | Inverters | 0.29 |  | 46 |  |  | 0.98 |  | Outdoor | roof top
NJSTRE1545383880 | NJSRRE1542556891 | Transition Incentive Program | Sicklerville | 8081 | 14 | 12.29 | Residential | Yes | Behind the Meter | Behind the Meter |  | None | Trinity Solar | AC Electric | Eligible for TI Program | 2019-10-18 | 2019-10-22 | 2021-10-30 | Solar Edge | SE10000H-US | Inverters | 10000 |  | 1 |  |  | 0.97 |  | Outside | side of home
NJSTRE1545383887 | NJSRRE1543182795 | Transition Incentive Program | Mantua | 8051 | 15 | 7.56 | Residential | Yes | Behind the Meter | Behind the Meter |  | None | Pro Custom Solar dba Momentum Solar | AC Electric | Eligible for TI Program | 2019-11-13 | 2019-11-18 | 2021-10-30 | Enphase Energy | IQ6-60-2-US | Inverters | 240 |  | 24 |  |  | 0.97 |  | Outdoor | Roof
NJSTRE1545383889 | NJSRRE1542423048 | Transition Incentive Program | Warren | 7059 | 5 | 4.36 | Residential | Yes | Behind the Meter | Behind the Meter |  | None | Pro Custom Solar dba Momentum Solar | JCP&L | Eligible for TI Program | 2019-09-19 | 2019-09-24 | 2021-10-30 | Enphase Energy | IQ7Plus-72-2-US | Inverters | 250 |  | 13 |  |  | 0.97 |  | Outdoor | Roof
NJSTRE1545383898 | NJSRRE1543041701 | Transition Incentive Program | Union | 7083 | 10 | 5.04 | Residential | Yes | Behind the Meter | Behind the Meter |  | None | Pro Custom Solar dba Momentum Solar | PSE&G | Eligible for TI Program | 2019-11-06 | 2019-11-11 | 2021-10-30 | Enphase Energy | IQ6-60-2-US | Inverters | 240 |  | 16 |  |  | 0.97 |  | Outdoor | Roof
NJSTRE1545383902 | NJSRRE1542544005 | Transition Incentive Program | LONG BRANCH | 7740 | 17 | 7.25 | Residential | Yes | Behind the Meter | Net-metered residential rooftop and canopy |  | None | Vivint Solar Developer, LLC | JCP&L | Accepted | 2019-10-15 | 2019-10-17 | 2021-10-30 | SolarEdge | SE7600H-US | Inverters | 7600 |  | 1 |  |  | 0.992 |  | Outdoor | Near the Utility Meter
NJSTRE1545383919 | NJSRRE1542822628 | Transition Incentive Program | Monroe Township | 8831 | 11 | 9.28 | Residential | No | Behind the Meter | Behind the Meter |  | None | Sunrun Installation Services, Inc. | JCP&L | Eligible for TI Program | 2019-10-30 | 2019-11-01 | 2021-10-30 | Ningbo Ginlong Technologies | Solis-1P7.6K-4G-US | Inverters | 7600 |  | 1 |  |  | 0.96 |  | Outdoor | Next To Meter
NJSTRE1545383857 | NJSRRE1543046216 | Transition Incentive Program | Bayonne | 7002 | 8 | 14.39 | Residential | No | Behind the Meter | Net-metered residential rooftop and canopy |  | None | SunPower Corporation, Systems | PSE&G | Accepted |  | 2019-11-11 | 2021-10-30 | SUNPOWER | SPR-E20-327-E-AC | Inverters | 320 |  | 44 |  |  | 0.96 |  | Other | under each panel
NJSTRE1545383884 | NJSRRE1543037641 | Transition Incentive Program | Old Bridge Township | 8857 | 11 | 17.82 | Residential | No | Behind the Meter | Behind the Meter |  | None | Sunrun Installation Services, Inc. | JCP&L | Eligible for TI Program | 2019-11-05 | 2019-11-08 | 2021-10-30 | SolarEdge Technologies | SE11400H-USRGM | Inverters | 11400 |  | 1 |  |  | 0.96 |  | Outdoor | Next To Meter
NJSTRE1545383885 | NJSRRE1543046186 | Transition Incentive Program | Tuckerton | 8087 | 18 | 9.24 | Residential | No | Behind the Meter | Net-metered residential rooftop and canopy |  | None | Whitman Construction, LLC | AC Electric | Accepted |  | 2019-11-11 | 2021-10-30 | Panasonic (built in Enphase) | N330E (IQ7X-96-2-US) | Inverters | 0.24 |  | 28 |  |  | 0.975 |  | Outside | roof
NJSTRE1545383893 | NJSRRE1542428481 | Transition Incentive Program | Basking Ridge | 7920 | 5 | 8.06 | Residential | No | Behind the Meter | Net-metered residential rooftop and canopy |  | None | Reliable Power and Solar | JCP&L | Accepted | 2019-09-23 | 2019-09-25 | 2021-10-30 | Enphase | IQ7 | Inverters | 240 |  | 26 |  |  | 0.97 |  | Outdoor | roof
NJSTRE1545383895 | NJSRRE1542461020 | Transition Incentive Program | Hazlet | 7730 | 17 | 5.18 | Residential | Yes | Behind the Meter | Behind the Meter |  | RECO | Pro Custom Solar dba Momentum Solar | JCP&L | Eligible for TI Program | 2019-09-30 | 2019-10-02 | 2021-10-30 | Enphase Energy | IQ7-60-2-US | Inverters | 250 |  | 15 |  |  | 0.97 |  | Outdoor | Roof
NJSTRE1545383925 | NJSRRE1543065252 | Transition Incentive Program | Englewood | 7631 | 7 | 13.86 | Residential | Yes | Behind the Meter | Behind the Meter |  | None | Trinity Solar | PSE&G | Eligible for TI Program | 2019-11-11 | 2019-11-13 | 2021-10-30 | Solar Edge | SE11400H-US | Inverters | 11400 |  | 1 |  |  | 0.97 |  | Outside | side of home
NJSTRE1545383927 | NJSRRE1543058712 | Transition Incentive Program | Hamilton Twp Mer | 8610 | 12 | 3.84 | Residential | Yes | Behind the Meter | Behind the Meter |  | None | Skyline Solar, LLC | PSE&G | Eligible for TI Program | 2019-11-08 | 2020-02-06 | 2021-10-30 | SolarEdge | SE3800H-US | Inverters | 3800 |  | 1 |  |  | 0.99 |  | Outside | within ten feet of meter
NJSTRE1545383936 | NJSRRE1542443545 | Transition Incentive Program | South Amboy | 8879 | 11 | 3.11 | Residential | Yes | Behind the Meter | Behind the Meter |  | None | Pro Custom Solar dba Momentum Solar | JCP&L | Eligible for TI Program | 2019-09-26 | 2019-09-30 | 2021-10-30 | Enphase Energy | IQ7-60-2-US | Inverters | 250 |  | 9 |  |  | 0.97 |  | Outdoor | Roof
NJSTRE1545383938 | NJSRRE1542524453 | Transition Incentive Program | Caldwell | 7006 | 9 | 3.15 | Residential | Yes | Behind the Meter | Behind the Meter |  | None | Pro Custom Solar dba Momentum Solar | PSE&G | Eligible for TI Program | 2019-10-10 | 2019-10-14 | 2021-10-30 | Enphase Energy | IQ6-60-2-US | Inverters | 240 |  | 10 |  |  | 0.97 |  | Outdoor | Roof
NJSTRE1545383947 | NJSRRE1542445096 | Transition Incentive Program | Camden City | 8102 | 14 | 5.12 | Residential | Yes | Behind the Meter | Behind the Meter |  | None | Skyline Solar, LLC | PSE&G | Eligible for TI Program | 2019-09-26 | 2019-09-30 | 2021-10-30 | SolarEdge | SE5000H-US | Inverters | 5000 |  | 1 |  |  | 0.99 |  | Outside | within ten feet of meter
NJSTRE1545383972 | NJSRRE1542441092 | Transition Incentive Program | OLD BRIDGE | 8857 | 11 | 3.15 | Residential | Yes | Behind the Meter | Net-metered residential rooftop and canopy |  | None | Vivint Solar Developer, LLC | JCP&L | Accepted | 2019-09-26 | 2019-09-27 | 2021-10-30 | SOLAREDGE | SE3800H-US000BNC4 | Inverters | 3800 |  | 1 |  |  | 0.992 |  | Outdoor | Near The Utility Meter
NJSTRE1545291232 |  | Transition Incentive Program | TRENTON | 8618 | 12 | 3.15 | Residential | Yes | Behind the Meter | Net-metered residential rooftop and canopy |  | None | Suntuity Solar LLC | PSE&G | Accepted | 2020-07-11 | 2020-07-16 | 2021-07-16 | Longi | LR6-60HPB-315M | Solar Panels |  | 0.315 | 6 | 215 | 26 |  | Fixed | Roof
NJSTRE1545383862 | NJSRRE1542528762 | Transition Incentive Program | Brick Township | 8724 | 18 | 12.76 | Residential | Yes | Behind the Meter | Behind the Meter |  | None | Sunrun Installation Services, Inc. | JCP&L | Eligible for TI Program | 2019-10-11 | 2019-10-15 | 2021-10-30 | Delta Electronics | M10-TL-US | Inverters | 9600 |  | 1 |  |  | 0.96 |  | Outdoor | Next To Meter
NJSTRE1545383868 | NJSRRE1542431429 | Transition Incentive Program | NEWARK CITY | 7106 | 9 | 4.1 | Residential | No | Behind the Meter | Net-metered residential rooftop and canopy |  | None | Tesla Energy Operations | PSE&G | Accepted | 2019-09-24 | 2019-09-26 | 2021-10-30 | SOLAREDGE | SE3800H-US000SNC2 | Inverters | 3800 |  | 1 |  |  | 0.99 |  | Indoor | Indoor
NJSTRE1545383875 | NJSRRE1542518937 | Transition Incentive Program | Little Ferry | 7643 | 7 | 8.28 | Residential | Yes | Behind the Meter | Behind the Meter |  | None | Pro Custom Solar dba Momentum Solar | PSE&G | Eligible for TI Program | 2019-10-09 | 2019-10-11 | 2021-10-30 | Enphase Energy | IQ7-60-2-US | Inverters | 250 |  | 24 |  |  | 0.97 |  | Outdoor | Roof
NJSTRE1545383881 | NJSRRE1542572996 | Transition Incentive Program | BERNARDSVILLE | 7924 | 5 | 69.84 | Residential | No | Behind the Meter | Behind the Meter |  | None | SEA BRIGHT SOLAR, LLC | JCP&L | Eligible for TI Program | 2019-10-21 | 2019-10-23 | 2021-10-30 | SUNPOWER | SPR-X22-360-E-AC | Inverters | 320 |  | 194 |  |  | 0.96 |  | Outside | BENEATH ARRAY
NJSTRE1545383892 | NJSRRE1542785690 | Transition Incentive Program | Roselle Boro | 7203 | 10 | 7.04 | Residential | Yes | Behind the Meter | Behind the Meter |  | None | Skyline Solar, LLC | PSE&G | Eligible for TI Program | 2019-10-30 | 2019-11-01 | 2021-10-30 | SolarEdge | SE5000H-US | Inverters | 5000 |  | 1 |  |  | 0.99 |  | Outside | within ten feet of meter
NJSTRE1545383914 | NJSRRE1543242141 | Transition Incentive Program | CLARKSBORO | 8020 | 15 | 17.64 | Residential | Yes | Behind the Meter | Net-metered residential rooftop and canopy |  | None | Vivint Solar Developer, LLC | AC Electric | Accepted | 2019-11-14 | 2019-11-18 | 2021-10-30 | solar edge | SE7600H-US000BNC4 | Inverters | 7600 |  | 2 |  |  | 0.992 |  | Outdoor | near utility meter
NJSTRE1545383918 | NJSRRE1542443600 | Transition Incentive Program | mays landing | 8330 | 19 | 9.81 | Residential | Yes | Behind the Meter | Net-metered residential rooftop and canopy |  | None | Vision Solar LLC | AC Electric | Accepted | 2019-09-26 | 2019-09-30 | 2021-10-30 | sunpower | e20-327-e-ac | Inverters | 0.32 |  | 30 |  |  | 0.96 |  | Other | behind panels
NJSTRE1545383928 | NJSRRE1542431658 | Transition Incentive Program | Franklin Township | 8823 | 5 | 8.58 | Residential | No | Behind the Meter | Behind the Meter |  | None | Sunrun Installation Services, Inc. | PSE&G | Eligible for TI Program | 2019-09-24 | 2019-09-26 | 2021-10-30 | Ningbo Ginlong Technologies | Solis-1P7.6K-4G-US | Inverters | 7600 |  | 1 |  |  | 0.96 |  | Outdoor | Next To Meter
NJSTRE1545383933 | NJSRRE1542578577 | Transition Incentive Program | Manahawkin | 8050 | 18 | 3.15 | Residential | Yes | Behind the Meter | Net-metered residential rooftop and canopy |  | None | Suntuity Solar LLC | AC Electric | Accepted | 2019-10-23 | 2019-10-25 | 2021-10-30 | Enphase Energy | IQ7-60-2-US | Inverters | 240 |  | 10 |  |  | 0.97 |  | Outdoor | Behind the PV Modules
NJSTRE1545383945 | NJSRRE1542573028 | Transition Incentive Program | MICKLETON | 8056 | 15 | 18.27 | Residential | Yes | Behind the Meter | Net-metered residential rooftop and canopy |  | None | Vivint Solar Developer, LLC | AC Electric | Final As-Built Received | 2019-10-21 | 2019-10-23 | 2021-10-30 | Solar Edge | SE7600H-US | Inverters | 7600 |  | 2 |  |  | 0.992 |  | Outdoor | Near the Utility Meter
NJSTRE1545383967 | NJSRRE1542576117 | Transition Incentive Program | Bergenfield | 7621 | 7 | 12.76 | Residential | Yes | Behind the Meter | Behind the Meter |  | None | Sunrun Installation Services, Inc. | PSE&G | Eligible for TI Program | 2019-10-22 | 2019-10-24 | 2021-10-30 | SolarEdge Technologies | SE11400H-USRGM | Inverters | 11400 |  | 1 |  |  | 0.96 |  | Outdoor | Next To Meter
NJSTRE1545383973 | NJSRRE1542581402 | Transition Incentive Program | Freehold | 7728 | 17 | 5.67 | Residential | Yes | Behind the Meter | Behind the Meter |  | None | Pro Custom Solar dba Momentum Solar | JCP&L | Eligible for TI Program | 2019-10-24 | 2019-10-28 | 2021-10-30 | Enphase Energy | IQ6-60-2-US | Inverters | 240 |  | 18 |  |  | 0.97 |  | Outdoor | Roof
NJSTRE1545291235 |  | Transition Incentive Program | NEW MILFORD | 7646 | 7 | 6.3 | Residential | Yes | Behind the Meter | Net-metered residential rooftop and canopy |  | None | Suntuity Solar LLC | PSE&G | Accepted | 2020-07-11 | 2020-07-16 | 2021-07-16 | Longi | LR6-60HPB-315M | Solar Panels |  | 0.315 | 4 | 2 | 30 |  | Fixed | Roof
NJSTRE1545293342 |  | Transition Incentive Program | MULLICA HILL | 8062 | 15 | 10.71 | Residential | Yes | Behind the Meter | Net-metered residential rooftop and canopy |  | None | Suntuity Solar LLC | AC Electric | Accepted | 2020-07-14 | 2020-07-16 | 2021-07-16 | Longi | LR6-60HPB-315M | Solar Panels |  | 0.315 | 3 | 192 | 29 |  | Fixed | Roof
NJSTRE1545293401 |  | Transition Incentive Program | IRVINGTON | 7111 | 9 | 3.15 | Residential | Yes | Behind the Meter | Net-metered residential rooftop and canopy |  | PSEG | Vision Solar LLC | PSE&G | Accepted | 2020-07-13 | 2020-08-24 | 2021-10-30 | HANWHA Q-CELLS | Q.PEAK DUO-G5 315 | Solar Panels |  | 0.315 | 10 | 165 | 17 |  | Fixed | Roof
NJSTRE1545293466 |  | Transition Incentive Program | Parlin | 8859 | 11 | 4.2 | Residential | Yes | Behind the Meter | Net-metered residential rooftop and canopy |  | None | Pro Custom Solar dba Momentum Solar | JCP&L | Accepted | 2020-07-13 | 2020-07-16 | 2021-07-16 | LG ELECTRONICS | LG 350N1C-V5 | Solar Panels |  | 0.35 | 6 | 171 | 12 |  | Fixed | Roof
NJSTRE1545293754 |  | Transition Incentive Program | Hawthorne | 7506 | 6 | 6.65 | Residential | Yes | Behind the Meter | Net-metered residential rooftop and canopy |  | None | Pro Custom Solar dba Momentum Solar | PSE&G | Final As-Built Received | 2020-07-13 | 2020-07-16 | 2021-10-30 | LG ELECTRONICS | LG 350N1C-V5 | Solar Panels |  | 0.35 | 19 | 94 | 35 |  | Fixed | Roof
NJSTRE1545293865 |  | Transition Incentive Program | west deptford | 8096 | 15 | 5.44 | Residential | Yes | Behind the Meter | Net-metered residential rooftop and canopy |  | PSEG | Vision Solar LLC | PSE&G | Accepted | 2020-07-13 | 2020-07-20 | 2021-07-20 | HANWHA Q-CELLS | Q.PEAK DUO-G6 340 | Solar Panels |  | 0.34 | 10 | 76 | 26 |  | Fixed | Roof
NJSTRE1545294041 |  | Transition Incentive Program | Monroe Township | 8831 | 11 | 795.41 | Commercial | No | Behind the Meter | Net-metered non-residential rooftop and canopy |  | None | EnterSolar, LLC | JCP&L | Accepted | 2020-07-13 | 2020-07-20 | 2021-07-20 | JA Solar | JAM72S09-385/PR | Solar Panels |  | 0.385 | 2066 | 193 | 10 |  | Fixed | Roof | NA
NJSTRE1545294082 |  | Transition Incentive Program | GLEN ROCK | 7452 | 7 | 9.9 | Residential | Yes | Behind the Meter | Net-metered residential rooftop and canopy |  | None | Sunrun Installation Services, Inc. | PSE&G | Accepted | 2020-07-13 | 2020-07-28 | 2021-07-28 | LG Electronics | LG330N1C-A5 | Solar Panels |  | 0.33 | 30 | 253 | 31 |  | Fixed | Roof
NJSTRE1545294094 |  | Transition Incentive Program | Edison | 8820 | 11 | 9.18 | Residential | Yes | Behind the Meter | Net-metered residential rooftop and canopy |  | PSEG | Vision Solar LLC | PSE&G | Accepted | 2020-07-13 | 2020-07-20 | 2021-07-20 | HANWHA Q-CELLS | Q.PEAK DUO-G6 340 | Solar Panels |  | 0.34 | 1 | 79 | 23 |  | Fixed | Roof
NJSTRE1545294162 |  | Transition Incentive Program | Monroe Township | 8831 | 11 | 13.23 | Residential | No | Behind the Meter | Net-metered residential rooftop and canopy |  | None | Tesla Energy Operations Inc. | JCP&L | Accepted | 2020-07-13 | 2020-07-20 | 2021-07-20 | Hanwha Q CELLS | Q.PEAK DUO BLK-G5/SC315 | Solar Panels |  | 0.315 | 17 | 143 | 34 |  | Fixed | Roof
NJSTRE1545294346 |  | Transition Incentive Program | EATONTOWN | 7724 | 17 | 7.15 | Residential | Yes | Behind the Meter | Net-metered residential rooftop and canopy |  | None | Vivint Solar Developer, LLC | JCP&L | Accepted | 2020-07-14 | 2020-07-20 | 2021-07-20 | Jinko Solar | JKM325M-60HBL | Solar Panels |  | 0.325 | 6 | 191 | 4 |  | Fixed | Roof
NJSTRE1545294351 |  | Transition Incentive Program | PENNSAUKEN | 8110 | 14 | 7.8 | Residential | Yes | Behind the Meter | Net-metered residential rooftop and canopy |  | None | Vivint Solar Developer, LLC | PSE&G | Accepted | 2020-07-14 | 2020-07-20 | 2021-07-20 | Jinko Solar | JKM325M-60HBL | Solar Panels |  | 0.325 | 4 | 239 | 40 |  | Fixed | Roof
NJSTRE1545296005 |  | Transition Incentive Program | PLEASANTVILLE | 8232 | 19 | 8.19 | Residential | Yes | Behind the Meter | Net-metered residential rooftop and canopy |  | None | Suntuity Solar LLC | AC Electric | Accepted | 2020-07-14 | 2020-07-20 | 2021-07-20 | Longi | LR6-60HPB-315M | Solar Panels |  | 0.315 | 6 | 25 | 40 |  | Fixed | Roof
NJSTRE1545228730 |  | Transition Incentive Program | RUTHERFORD | 7070 | 7 | 4.48 | Residential | Yes | Behind the Meter | Net-metered residential rooftop and canopy |  | None | Vivint Solar Developer, LLC | PSE&G | Accepted | 2020-07-06 | 2020-07-07 | 2021-07-07 | Trina Solar | TSM-280DD05A.05 | Solar Panels |  | 0.28 | 16 | 37 | 12 |  | Fixed | Roof
NJSTRE1545230567 |  | Transition Incentive Program | WILLINGBORO TWP | 8046 | 13 | 7.88 | Residential | Yes | Behind the Meter | Net-metered residential rooftop and canopy |  | None | Suntuity Solar LLC | PSE&G | Accepted | 2020-06-30 | 2020-07-06 | 2021-07-06 | Hanwha Solar | Q-Cells 315 Mono | Solar Panels |  | 0.315 | 9 | 40 | 18 |  | Fixed | Roof
NJSTRE1545230815 |  | Transition Incentive Program | BOUND BROOK | 8805 | 5 | 2.6 | Residential | Yes | Behind the Meter | Net-metered residential rooftop and canopy |  | None | Vivint Solar Developer, LLC | PSE&G | Accepted | 2020-07-06 | 2020-07-07 | 2021-07-07 | Jinko Solar | JKM325M-60HBL | Solar Panels |  | 0.325 | 8 | 325 | 23 |  | Fixed | Roof
NJSTRE1545230834 |  | Transition Incentive Program | Burlington Twp | 8016 | 13 | 7.13 | Residential | Yes | Behind the Meter | Net-metered residential rooftop and canopy |  | None | Bright Planet Solar | PSE&G | Accepted | 2020-06-30 | 2020-07-06 | 2021-07-06 | LONGI | LR6-60HPB-310M | Solar Panels |  | 0.31 | 6 | 231 | 26 |  | Fixed | Roof
NJSTRE1545230867 |  | Transition Incentive Program | Galloway | 8205 | 19 | 8.05 | Residential | No | Behind the Meter | Net-metered residential rooftop and canopy |  | None | SunPower Capital, LLC | AC Electric | Accepted | 2020-06-30 | 2020-07-07 | 2021-07-07 | SunPower | SPR-X21-350-BLK-E-AC | Solar Panels |  | 0.35 | 19 | 245 | 30 |  | Fixed | Roof
NJSTRE1545230921 |  | Transition Incentive Program | Vorhees Twp | 8043 | 14 | 9.81 | Residential | Yes | Behind the Meter | Net-metered residential rooftop and canopy |  | None | Castle Energy, LLC | AC Electric | Accepted | 2020-06-30 | 2020-07-06 | 2021-07-06 | SunPower | SPR-E20-327-C-AC | Solar Panels |  | 0.327 | 7 | 318 | 22 |  | Fixed | Roof
NJSTRE1545230908 |  | Transition Incentive Program | sicklerville | 8081 | 14 | 8.04 | Residential | Yes | Behind the Meter | Net-metered residential rooftop and canopy |  | ACE | Vision Solar LLC | AC Electric | Accepted | 2020-06-30 | 2020-07-06 | 2021-07-06 | LG SOLAR | LG335N1K-V5 | Solar Panels |  | 0.335 | 11 | 155 | 20 |  | Fixed | Roof
NJSTRE1545230908 |  | Transition Incentive Program | sicklerville | 8081 | 14 | 8.04 | Residential | Yes | Behind the Meter | Net-metered residential rooftop and canopy |  | ACE | Vision Solar LLC | AC Electric | Accepted | 2020-06-30 | 2020-07-06 | 2021-07-06 | LG SOLAR | LG335N1K-V5 | Solar Panels |  | 0.335 | 3 | 155 | 20 |  | Fixed | Roof
NJSTRE1545231145 |  | Transition Incentive Program | Margate City | 8402 | 19 | 10.24 | Residential | No | Behind the Meter | Net-metered residential rooftop and canopy |  | None | Skyline Solar LLC | AC Electric | Final As-Built Received | 2020-07-15 | 2020-07-15 | 2021-10-30 | Trina | TSM320 | Solar Panels |  | 0.32 | 4 | 58 | 25 |  | Fixed | Roof
NJSTRE1545231145 |  | Transition Incentive Program | Margate City | 8402 | 19 | 10.24 | Residential | No | Behind the Meter | Net-metered residential rooftop and canopy |  | None | Skyline Solar LLC | AC Electric | Final As-Built Received | 2020-07-15 | 2020-07-15 | 2021-10-30 | Trina | TSM320 | Solar Panels |  | 0.32 | 7 | 328 | 25 |  | Fixed | Roof
NJSTRE1545231259 |  | Transition Incentive Program | brigantine | 8203 | 19 | 4.69 | Residential | Yes | Behind the Meter | Net-metered residential rooftop and canopy |  | ACE | Vision Solar LLC | AC Electric | Accepted | 2020-06-30 | 2020-07-06 | 2021-07-06 | LG SOLAR | LG335N1K-V5 | Solar Panels |  | 0.335 | 14 | 144 | 13 |  | Fixed | Roof
NJSTRE1545231199 |  | Transition Incentive Program | Waretown | 8758 | 18 | 9.3 | Residential | Yes | Behind the Meter | Net-metered residential rooftop and canopy |  | None | Bright Planet Solar | JCP&L | Accepted | 2020-06-30 | 2020-07-06 | 2021-07-06 | LONGI | LR-60HPB-310M | Solar Panels |  | 0.31 | 11 | 220 | 12 |  | Fixed | Roof
NJSTRE1545232246 |  | Transition Incentive Program | woodbridge | 7095 | 11 | 5.36 | Residential | Yes | Behind the Meter | Net-metered residential rooftop and canopy |  | PSEG | Vision Solar LLC | PSE&G | Accepted | 2020-06-30 | 2020-07-06 | 2021-07-06 | LG SOLAR | LG335N1K-V5 | Solar Panels |  | 0.335 | 2 | 241 | 10 |  | Fixed | Roof
NJSTRE1545383986 | NJSRRE1542832939 | Transition Incentive Program | Perth Amboy | 8861 | 11 | 5.7 | Residential | Yes | Behind the Meter | Behind the Meter |  | None | Pro Custom Solar dba Momentum Solar | PSE&G | Eligible for TI Program | 2019-10-30 | 2019-11-01 | 2021-10-30 | Enphase Energy | IQ7-60-2-US | Inverters | 250 |  | 17 |  |  | 0.97 |  | Outdoor | Roof
NJSTRE1545383994 | NJSRRE1542425606 | Transition Incentive Program | Little Ferry | 7643 | 7 | 6.03 | Residential | Yes | Behind the Meter | Behind the Meter |  | RECO | Pro Custom Solar dba Momentum Solar | PSE&G | Eligible for TI Program | 2019-09-20 | 2019-09-24 | 2021-10-30 | Enphase Energy | IQ7-60-2-US | Inverters | 250 |  | 18 |  |  | 0.97 |  | Outdoor | Roof
NJSTRE1545293369 |  | Transition Incentive Program | BLOOMFIELD | 7003 | 9 | 5.36 | Residential | Yes | Behind the Meter | Net-metered residential rooftop and canopy |  | None | Suntuity Solar LLC | PSE&G | Accepted | 2020-07-13 | 2020-07-16 | 2021-07-16 | Longi | LR6-60HPB-315M | Solar Panels |  | 0.315 | 17 | 169 | 24 |  | Fixed | Roof
NJSTRE1545293381 |  | Transition Incentive Program | Williamstown | 8094 | 15 | 7.48 | Residential | No | Behind the Meter | Net-metered residential rooftop and canopy |  | None | Trinity Solar | AC Electric | Accepted | 2020-07-13 | 2020-07-16 | 2021-07-16 | Hanwha | Q.PEAK DUO BLK-G6 340 | Solar Panels |  | 0.34 | 22 | 163 | 30 |  | Fixed | Roof
NJSTRE1545293762 |  | Transition Incentive Program | Atco | 8004 | 14 | 3.15 | Residential | Yes | Behind the Meter | Net-metered residential rooftop and canopy |  | ACE | Vision Solar LLC | AC Electric | Accepted | 2020-07-13 | 2020-07-20 | 2021-10-30 | HANWHA Q-CELLS | Q.PEAK DUO-G5 315 | Solar Panels |  | 0.315 | 5 | 238 | 25 |  | Fixed | Roof
NJSTRE1545293828 |  | Transition Incentive Program | West Orange | 7052 | 9 | 6.03 | Residential | Yes | Behind the Meter | Net-metered residential rooftop and canopy |  | None | Trinity Solar | PSE&G | Accepted | 2020-07-13 | 2020-07-20 | 2021-07-20 | Hanwha | Q.PEAK DUO BLK-G6 335 | Solar Panels |  | 0.335 | 2 | 119 | 18 |  | Fixed | Roof
NJSTRE1545293947 |  | Transition Incentive Program | Cherry Hill | 8002 | 14 | 4.42 | Residential | Yes | Behind the Meter | Net-metered residential rooftop and canopy |  | PSEG | Vision Solar LLC | PSE&G | Accepted | 2020-07-13 | 2020-07-20 | 2021-07-20 | HANWHA Q-CELLS | Q.PEAK DUO-G6 340 | Solar Panels |  | 0.34 | 8 | 105 | 21 |  | Fixed | Roof
NJSTRE1545293938 |  | Transition Incentive Program | Cherry Hill | 8003 | 14 | 15.36 | Residential | No | Behind the Meter | Net-metered residential rooftop and canopy |  | None | Spectacular Solar | PSE&G | Accepted | 2020-07-13 | 2020-07-21 | 2021-10-30 | Canadian Solar | CS3K-320MS | Solar Panels |  | 0.32 | 24 | 285 | 30 |  | Fixed | Roof
NJSTRE1545294094 |  | Transition Incentive Program | Edison | 8820 | 11 | 9.18 | Residential | Yes | Behind the Meter | Net-metered residential rooftop and canopy |  | PSEG | Vision Solar LLC | PSE&G | Accepted | 2020-07-13 | 2020-07-20 | 2021-07-20 | HANWHA Q-CELLS | Q.PEAK DUO-G6 340 | Solar Panels |  | 0.34 | 11 | 169 | 30 |  | Fixed | Roof
NJSTRE1545294094 |  | Transition Incentive Program | Edison | 8820 | 11 | 9.18 | Residential | Yes | Behind the Meter | Net-metered residential rooftop and canopy |  | PSEG | Vision Solar LLC | PSE&G | Accepted | 2020-07-13 | 2020-07-20 | 2021-07-20 | HANWHA Q-CELLS | Q.PEAK DUO-G6 340 | Solar Panels |  | 0.34 | 2 | 79 | 30 |  | Fixed | Roof
NJSTRE1545294100 |  | Transition Incentive Program | Perth Amboy | 8861 | 11 | 5.3 | Residential | No | Behind the Meter | Net-metered residential rooftop and canopy |  | None | Integra Renewables | PSE&G | Accepted | 2020-07-13 | 2020-07-20 | 2021-07-20 | Hanwha | TwinPeak265 | Solar Panels |  | 0.265 | 20 | 200 | 40 |  | Fixed | Roof
NJSTRE1545294104 |  | Transition Incentive Program | HILLSIDE | 7205 | 10 | 6.41 | Residential | Yes | Behind the Meter | Net-metered residential rooftop and canopy |  | None | Sunrun, Inc. | PSE&G | Accepted | 2020-07-13 | 2020-07-20 | 2021-07-20 | LONGi Green Energy Technology Co Ltd | LR6-60HPB-305M | Solar Panels |  | 0.305 | 9 | 128 | 34 |  | Fixed | Roof
NJSTRE1545294134 |  | Transition Incentive Program | Linden | 7036 | 10 | 4.58 | Residential | Yes | Behind the Meter | Net-metered residential rooftop and canopy |  | None | Sunrun Installation Services, Inc. | PSE&G | Accepted | 2020-07-13 | 2020-07-20 | 2021-07-20 | LONGi Green Energy Technology Co Ltd | LR6-60HPB-305M | Solar Panels |  | 0.305 | 9 | 130 | 30 |  | Fixed | Roof
NJSTRE1545232306 |  | Transition Incentive Program | Tuckerton | 8087 | 18 | 5.58 | Residential | Yes | Behind the Meter | Net-metered residential rooftop and canopy |  | None | Bright Planet Solar | AC Electric | Final As-Built Received | 2020-06-30 | 2020-07-06 | 2021-10-30 | LONGI | LR-60HPB-310M | Solar Panels |  | 0.31 | 18 | 256 | 23 |  | Fixed | Roof
NJSTRE1545382778 | NJSRRE1542167668 | Transition Incentive Program | Franklin Twp Som | 8873 | 5 | 9.57 | Residential | No | Behind the Meter | Behind the Meter |  | None | Sunrun Installation Services, Inc. | PSE&G | Eligible for TI Program | 2019-09-04 | 2019-09-06 | 2021-10-30 | Ningbo Ginlong Technologies | Solis-1P7.6K-4G-US | Inverters | 7600 |  | 1 |  |  | 0.96 |  | Outdoor | Next To Meter
NJSTRE1545382785 | NJSRRE1541897519 | Transition Incentive Program | NEWARK | 7114 | 9 | 6.7 | Residential | Yes | Behind the Meter | Behind the Meter |  | None | Pro Custom Solar dba Momentum Solar | PSE&G | Eligible for TI Program | 2019-08-29 | 2019-09-03 | 2021-10-30 | Enphase Energy | IQ7-60-2-US | Inverters | 250 |  | 20 |  |  | 0.97 |  | Outdoor | Roof
NJSTRE1545382788 | NJSRRE1541894822 | Transition Incentive Program | Point Pleasant Beach | 8742 | 18 | 8.83 | Residential | Yes | Behind the Meter | Net-metered residential rooftop and canopy |  | None | SunnyMac LLC | JCP&L | Accepted |  | 2019-09-03 | 2021-10-30 | Enphase | IQ7XS-96-ACM-US | Inverters | 0.315 |  | 27 |  |  | 0.99 |  | Outdoor | roof
NJSTRE1545382792 | NJSRRE1541883805 | Transition Incentive Program | WOODBURY HEIGHTS | 8097 | 15 | 5.27 | Residential | Yes | Behind the Meter | Net-metered residential rooftop and canopy |  | None | Vivint Solar Developer, LLC | PSE&G | Accepted | 2019-08-29 | 2019-09-04 | 2021-10-30 | Solar Edge | 3800H-US | Inverters | 3800 |  | 1 |  |  | 0.992 |  | Outdoor | Near the Utility Meter
NJSTRE1545382812 | NJSRRE1542033724 | Transition Incentive Program | East Brunswick Twp | 8816 | 11 | 7.56 | Residential | Yes | Behind the Meter | Net-metered residential rooftop and canopy |  | None | Tesla Energy Operations Inc | PSE&G | Accepted | 2019-09-03 | 2019-09-05 | 2021-10-30 | Delta | Solivia 7.6 TL | Inverters | 7600 |  | 1 |  |  | 0.975 |  | Indoor | Indoor
NJSTRE1545382603 |  | Transition Incentive Program | PARSIPPANY | 7054 | 3 | 13 | Residential | Yes | Behind the Meter | Net-metered residential rooftop and canopy |  | None | Vivint Solar Developer, LLC | JCP&L | Accepted | 2020-08-07 | 2020-08-10 | 2021-10-30 | SOLAREDGE | SE10000H-US | Inverters | 10000 |  | 1 |  |  | 0.992 |  | Outdoor | Near the Utility Meter
NJSTRE1545382833 | NJSRRE1542409357 | Transition Incentive Program | Camden | 8104 | 14 | 2.22 | Residential | Yes | Behind the Meter | Net-metered residential rooftop and canopy |  | None | SunPower Corporation, Systems | PSE&G | Accepted |  | 2019-09-18 | 2021-10-30 | SUNPOWER | SPR-X22-370-E-AC | Inverters | 320 |  | 6 |  |  | 0.96 |  | Other | under each panel
NJSTRE1545382839 | NJSRRE1542396027 | Transition Incentive Program | Lakewood | 8701 | 18 | 9 | Residential | Yes | Behind the Meter | Net-metered residential rooftop and canopy |  | None | Powerlutions | JCP&L | Accepted |  | 2019-09-17 | 2021-10-30 | Enphase | IQ7-60-2-US | Inverters | 7.2 |  | 30 |  |  | 0.97 |  | Outdoor | Panel
NJSTRE1545382841 | NJSRRE1542416783 | Transition Incentive Program | Egg Harbor Township | 8234 | 19 | 6.7 | Residential | Yes | Behind the Meter | Behind the Meter |  | None | Pro Custom Solar dba Momentum Solar | AC Electric | Eligible for TI Program | 2019-09-18 | 2019-09-20 | 2021-10-30 | Enphase Energy | IQ7-60-2-US | Inverters | 250 |  | 20 |  |  | 0.97 |  | Outdoor | Roof
NJSTRE1545382865 | NJSRRE1541895166 | Transition Incentive Program | Teaneck | 7666 | 7 | 14.49 | Residential | Yes | Behind the Meter | Net-metered residential rooftop and canopy |  | None | Vivint Solar Developer, LLC | PSE&G | Accepted | 2019-10-08 | 2019-10-09 | 2021-10-30 | SolarEdge | SE10000H-US | Inverters | 10000 |  | 1 |  |  | 0.992 |  | Outdoor | Near the Utility Meter
NJSTRE1545382873 | NJSRRE1542390078 | Transition Incentive Program | Paterson | 7504 | 6 | 5.03 | Residential | Yes | Behind the Meter | Behind the Meter |  | None | Pro Custom Solar dba Momentum Solar | PSE&G | Eligible for TI Program | 2019-09-11 | 2019-09-13 | 2021-10-30 | ENPHASE | IQ7-60-2-US | Inverters | 250 |  | 15 |  |  | 0.97 |  | Outdoor | ROOF
NJSTRE1545383803 | NJSRRE1542505498 | Transition Incentive Program | Teaneck | 7666 | 7 | 8.7 | Residential | Yes | Behind the Meter | Behind the Meter |  | None | Sunrun Installation Services, Inc. | PSE&G | Eligible for TI Program | 2019-10-04 | 2019-10-08 | 2021-10-30 | Ningbo Ginlong Technologies | Solis-1P7.6K-4G-US | Inverters | 7600 |  | 1 |  |  | 0.96 |  | Outdoor | Next To Meter
NJSTRE1545383804 | NJSRRE1542501287 | Transition Incentive Program | Millville | 8332 | 20 | 9.6 | Residential | Yes | Behind the Meter | Behind the Meter |  | None | Skyline Solar, LLC | AC Electric | Eligible for TI Program | 2019-10-03 | 2019-10-08 | 2021-10-30 | SolarEdge | SE7600H-US | Inverters | 7600 |  | 1 |  |  | 0.99 |  | Outside | within ten feet of meter
NJSTRE1545383835 | NJSRRE1542460940 | Transition Incentive Program | East Orange | 7018 | 9 | 7.25 | Residential | Yes | Behind the Meter | Behind the Meter |  | None | Trinity Solar | PSE&G | Eligible for TI Program | 2019-09-30 | 2019-11-07 | 2021-10-30 | Solar Edge | SE6000 | Inverters | 6000 |  | 1 |  |  | 0.97 |  | Outside | side of home
NJSTRE1545383854 | NJSRRE1542443709 | Transition Incentive Program | New Brunswick City | 8901 | 11 | 7.04 | Residential | Yes | Behind the Meter | Behind the Meter |  | None | Skyline Solar, LLC | PSE&G | Eligible for TI Program | 2019-09-26 | 2019-09-30 | 2021-10-30 | SolarEdge | SE5000H-US | Inverters | 5000 |  | 1 |  |  | 0.99 |  | Outside | within ten feet of meter
NJSTRE1545383859 | NJSRRE1543042442 | Transition Incentive Program | Elizabeth | 7201 | 10 | 11.03 | Residential | Yes | Behind the Meter | Behind the Meter |  | None | Vivint Solar Developer, LLC | PSE&G | Eligible for TI Program | 2019-11-07 | 2019-11-11 | 2021-10-30 | SOLAREDGE | SE7600H-US000BNC4 | Inverters | 7600 |  | 1 |  |  | 0.992 |  | Outdoor | Near The Utility Meter
NJSTRE1545383863 | NJSRRE1542559586 | Transition Incentive Program | Piscataway | 8854 | 11 | 5.22 | Residential | Yes | Behind the Meter | Behind the Meter |  | None | Sunrun Installation Services, Inc. | PSE&G | Eligible for TI Program | 2019-10-18 | 2019-10-22 | 2021-10-30 | Delta Electronics | M5-TL-US | Inverters | 4800 |  | 1 |  |  | 0.96 |  | Outdoor | Next To Meter
NJSTRE1545383876 | NJSRRE1542687408 | Transition Incentive Program | Willingboro | 8046 | 13 | 7.88 | Residential | Yes | Behind the Meter | Behind the Meter |  | None | Pro Custom Solar dba Momentum Solar | PSE&G | Eligible for TI Program | 2019-10-29 | 2019-10-31 | 2021-10-30 | Enphase Energy | IQ6-60-2-US | Inverters | 240 |  | 25 |  |  | 0.97 |  | Outdoor | Roof
NJSTRE1545383891 | NJSRRE1542428907 | Transition Incentive Program | Guttenberg | 7093 | 8 | 12.96 | Residential | Yes | Behind the Meter | Net-metered residential rooftop and canopy |  | None | Vision Solar LLC | PSE&G | Accepted | 2019-09-23 | 2019-09-25 | 2021-10-30 | sunpower | e20-327-e-ac | Inverters | 0.32 |  | 36 |  |  | 0.96 |  | Other | behind panels
NJSTRE1545383903 | NJSRRE1542562010 | Transition Incentive Program | Millville | 8332 | 20 | 7.04 | Residential | Yes | Behind the Meter | Behind the Meter |  | None | Skyline Solar, LLC | AC Electric | Eligible for TI Program | 2019-10-21 | 2019-10-23 | 2021-10-30 | SolarEdge | SE5000H-US | Inverters | 5000 |  | 1 |  |  | 0.99 |  | Outside | within ten feet of meter
NJSTRE1545383909 | NJSRRE1543065468 | Transition Incentive Program | Newark | 7106 | 9 | 2.61 | Residential | Yes | Behind the Meter | Net-metered residential rooftop and canopy |  | None | Sunrun Installation Services, Inc. | PSE&G | Accepted | 2019-11-11 | 2019-11-13 | 2021-10-30 | Enphase Energy | IQ7-60-x-US (240V) | Inverters | 240 |  | 9 |  |  | 0.96 |  | Outdoor | Rooftop
NJSTRE1545383917 | NJSRRE1542448264 | Transition Incentive Program | Waterford Works | 8089 | 14 | 16.42 | Residential | Yes | Behind the Meter | Net-metered residential ground mount |  | None | Pro Custom Solar dba Momentum Solar | AC Electric | Final As-Built Received | 2019-09-27 | 2019-10-01 | 2021-10-30 | Enphase Energy | IQ7Plus-72-2-US | Inverters | 290 |  | 49 |  |  | 0.97 |  | Outdoor | Roof
NJSTRE1545383929 | NJSRRE1542685665 | Transition Incentive Program | Irvington Town | 7111 | 9 | 6.96 | Residential | No | Behind the Meter | Behind the Meter |  | None | Sunrun Installation Services, Inc. | PSE&G | Eligible for TI Program | 2019-10-28 | 2019-10-31 | 2021-10-30 | Delta Electronics | M6-TL-US | Inverters | 5760 |  | 1 |  |  | 0.96 |  | Outdoor | Next To Meter
NJSTRE1545383934 | NJSRRE1542461537 | Transition Incentive Program | West Orange | 7052 | 9 | 7.59 | Residential | Yes | Behind the Meter | Behind the Meter |  | None | Pro Custom Solar dba Momentum Solar | PSE&G | Eligible for TI Program | 2019-09-30 | 2019-10-02 | 2021-10-30 | Enphase Energy | IQ7-60-2-US | Inverters | 250 |  | 22 |  |  | 0.97 |  | Outdoor | Roof
NJSTRE1545383940 | NJSRRE1543182856 | Transition Incentive Program | Maywood | 7607 | 7 | 6.96 | Residential | Yes | Behind the Meter | Behind the Meter |  | None | Sunrun Installation Services, Inc. | PSE&G | Eligible for TI Program | 2019-11-13 | 2019-11-18 | 2021-10-30 | Delta Electronics | M6-TL-US | Inverters | 5760 |  | 1 |  |  | 0.96 |  | Outdoor | Next To Meter
NJSTRE1545383941 | NJSRRE1542561126 | Transition Incentive Program | West Deptford | 8096 | 15 | 5.4 | Residential | Yes | Behind the Meter | Net-metered residential rooftop and canopy |  | None | Bright Planet Solar | PSE&G | Accepted |  | 2019-10-22 | 2021-10-30 | Solar Edge | SE5000H-USRGM | Inverters | 5000 |  | 1 |  |  | 0.98 |  | Outdoor | Next to meter
NJSTRE1545383955 | NJSRRE1542461039 | Transition Incentive Program | North Bergen | 7047 | 8 | 6.54 | Residential | Yes | Behind the Meter | Behind the Meter |  | None | Kamtech Solar Solutions | PSE&G | Eligible for TI Program | 2019-09-30 | 2019-10-02 | 2021-10-30 | Enphase Energy Inc. | IQ-7X | Inverters | 315 |  | 26 |  |  | 0.975 |  | Outdoor | Underneath each module.
NJSTRE1545383961 | NJSRRE1542544171 | Transition Incentive Program | Teaneck | 7666 | 7 | 6.09 | Residential | Yes | Behind the Meter | Behind the Meter |  | None | Sunrun Installation Services, Inc. | PSE&G | Eligible for TI Program | 2019-10-15 | 2019-10-17 | 2021-10-30 | Delta Electronics | M5-TL-US | Inverters | 4800 |  | 1 |  |  | 0.96 |  | Outdoor | Next To Meter
NJSTRE1545383962 | NJSRRE1542505661 | Transition Incentive Program | Galloway | 8205 | 19 | 4.68 | Residential | No | Behind the Meter | Behind the Meter |  | None | Green Power Energy | AC Electric | Eligible for TI Program | 2019-10-04 | 2019-10-09 | 2021-10-30 | Solar Edge | SE10000H-US | Inverters | 10000 |  | 1 |  |  | 0.97 |  | Outside | next to meter
NJSTRE1545383968 | NJSRRE1543417671 | Transition Incentive Program | Clementon | 8021 | 14 | 14.81 | Residential | Yes | Behind the Meter | Net-metered residential rooftop and canopy |  | None | Vivint Solar Developer, LLC | AC Electric | Accepted | 2019-11-18 | 2019-11-20 | 2021-10-30 | Solar Edge | SE10000H-US000BNC4 | Inverters | 10000 |  | 1 |  |  | 0.992 |  | Outdoor | Near the utility meter
NJSTRE1545383980 | NJSRRE1542423105 | Transition Incentive Program | EGG HBR TWP | 8234 | 19 | 2.52 | Residential | Yes | Behind the Meter | Net-metered residential rooftop and canopy |  | None | Vivint Solar Developer, LLC | AC Electric | Accepted | 2019-09-19 | 2019-09-24 | 2021-10-30 | SOLAR EDGE | SE3800H-US | Inverters | 3800 |  | 1 |  |  | 0.992 |  | Outdoor | NEAR UTILITY METER
NJSTRE1545383987 | NJSRRE1542540384 | Transition Incentive Program | Mount Laurel Township | 8054 | 13 | 5.53 | Residential | No | Behind the Meter | Behind the Meter |  | None | Green power Energy | PSE&G | Eligible for TI Program | 2019-10-14 | 2019-10-16 | 2021-10-30 | Solar Edge | SE5000H-US | Inverters | 5000 |  | 1 |  |  | 0.97 |  | Outside | next to meter
NJSTRE1545383988 | NJSRRE1542548467 | Transition Incentive Program | PATERSON CITY | 7514 | 6 | 4.35 | Residential | No | Behind the Meter | Behind the Meter |  | None | Sunrun Installation Services, Inc. | PSE&G | Eligible for TI Program | 2019-10-16 | 2019-10-18 | 2021-10-30 | Delta Electronics | M4-TL-US | Inverters | 3840 |  | 1 |  |  | 0.96 |  | Outdoor | Next To Meter
NJSTRE1545383993 | NJSRRE1542498599 | Transition Incentive Program | JERSEY CITY | 7305 | 8 | 3.78 | Residential | Yes | Behind the Meter | Net-metered residential rooftop and canopy |  | None | Vivint Solar Developer, LLC | PSE&G | Accepted | 2019-10-03 | 2019-10-04 | 2021-10-30 | Solar Edge | SE3800H-US000BNC4 | Inverters | 3800 |  | 1 |  |  | 0.992 |  | Outdoor | Near the Utility Meter
NJSTRE1545384005 | NJSRRE1542498352 | Transition Incentive Program | Jersey City | 7307 | 8 | 14.06 | Residential | No | Behind the Meter | Net-metered residential rooftop and canopy |  | None | Ampericon | PSE&G | Accepted | 2019-10-02 | 2019-10-08 | 2021-10-30 | EnPhase | IQ7 | Inverters | 250 |  | 38 |  |  | 0.965 |  | Outside | Roof
NJSTRE1545382882 | NJSRRE1541882902 | Transition Incentive Program | Beesley Point | 8223 | 21 | 8.19 | Residential | No | Behind the Meter | Behind the Meter |  | None | Tesla Energy Operations Inc | AC Electric | Eligible for TI Program | 2019-08-24 | 2019-08-28 | 2021-10-30 | SolarEdge Technologies | SE7600H-US000SNU2 | Inverters | 7600 |  | 2 |  |  | 0.99 |  | Outdoor | outdoor
NJSTRE1545382884 | NJSRRE1542413136 | Transition Incentive Program | Hamilton Township | 8619 | 12 | 12.76 | Residential | Yes | Behind the Meter | Behind the Meter |  | None | Sunrun Installation Services, Inc. | PSE&G | Eligible for TI Program | 2019-09-17 | 2019-09-20 | 2021-10-30 | Ningbo Ginlong Technologies | Solis-1P10K-4G-US | Inverters | 10000 |  | 1 |  |  | 0.96 |  | Outdoor | Next To Meter
NJSTRE1545382885 | NJSRRE1541907909 | Transition Incentive Program | Estell Manor | 8319 | 19 | 16.8 | Residential | Yes | Behind the Meter | Net-metered residential rooftop and canopy |  | None | SunnyMac LLC | AC Electric | Accepted |  | 2019-09-03 | 2021-10-30 | Enphase | IQ7XS-96-ACM-US | Inverters | 0.315 |  | 48 |  |  | 0.99 |  | Outdoor | roof
NJSTRE1545382895 | NJSRRE1542377583 | Transition Incentive Program | Deptford | 8096 | 15 | 154.77 | Commercial | No | Behind the Meter | Behind the Meter |  | None | Arsenal Solar | PSE&G | Eligible for TI Program | 2019-09-10 | 2019-09-16 | 2021-10-30 | SMA Americas | SMA Tricore1 50kw | Inverters | 150000 |  | 3 |  |  | 0.97 |  | Outside | Next to array
NJSTRE1545382903 | NJSRRE1542200028 | Transition Incentive Program | Ledgewood | 7852 | 3 | 6.93 | Residential | Yes | Behind the Meter | Behind the Meter |  | None | Sunrun Installation Services, Inc. | JCP&L | Eligible for TI Program | 2019-09-04 | 2019-09-09 | 2021-10-30 | SolarEdge Technologies | SE6000H-USRGM | Inverters | 6000 |  | 1 |  |  | 0.96 |  | Outdoor | Next To Meter
NJSTRE1545382921 | NJSRRE1541891199 | Transition Incentive Program | Kearny | 7032 | 8 | 11.73 | Residential | Yes | Behind the Meter | Behind the Meter |  | None | Pro Custom Solar dba Momentum Solar | PSE&G | Eligible for TI Program | 2019-08-28 | 2019-09-03 | 2021-10-30 | Enphase Energy | IQ7-60-2-US | Inverters | 250 |  | 35 |  |  | 0.97 |  | Outdoor | Roof
NJSTRE1545382928 | NJSRRE1542419925 | Transition Incentive Program | Camden City | 8104 | 14 | 5.48 | Residential | Yes | Behind the Meter | Behind the Meter |  | None | Sunrun Installation Services, Inc. | PSE&G | Eligible for TI Program | 2019-09-18 | 2019-09-23 | 2021-10-30 | Ningbo Ginlong Technologies | Solis-1P4.6K-4G-US | Inverters | 4600 |  | 1 |  |  | 0.96 |  | Outdoor | Next To Meter
NJSTRE1545232496 |  | Transition Incentive Program | Trenton | 8691 | 12 | 4.36 | Residential | Yes | Behind the Meter | Net-metered residential rooftop and canopy |  | None | Pro Custom Solar dba Momentum Solar | PSE&G | Accepted | 2020-06-30 | 2020-07-06 | 2021-07-06 | HANWHA | Q.PEAK DUO BLK G6+ 335 | Solar Panels |  | 0.335 | 5 | 251 | 26 |  | Fixed | Roof
NJSTRE1545232500 |  | Transition Incentive Program | Clifton City | 7013 | 6 | 10.58 | Residential | No | Behind the Meter | Net-metered residential rooftop and canopy |  | None | Tesla Energy Operations Inc. | PSE&G | Accepted | 2020-06-30 | 2020-07-06 | 2021-07-06 | Tesla | SR60T1 | Solar Panels |  | 0.05847 | 104 | 43 | 23 |  | Fixed | Roof
NJSTRE1545232687 |  | Transition Incentive Program | TRENTON | 8611 | 12 | 3.9 | Residential | Yes | Behind the Meter | Net-metered residential rooftop and canopy |  | None | Vivint Solar Developer, LLC | PSE&G | Accepted | 2020-07-06 | 2020-07-07 | 2021-07-07 | JINKO SOLAR | JKM325M-60HBL | Solar Panels |  | 0.325 | 4 | 51 | 31 |  | Fixed | Roof
NJSTRE1545233238 |  | Transition Incentive Program | Hightstown | 8520 | 12 | 12.48 | Residential | No | Behind the Meter | Net-metered residential rooftop and canopy |  | JCPL | Maier Solar Engineering dba Solar Me | JCP&L | Final As-Built Received | 2020-07-01 | 2020-07-06 | 2021-10-30 | Hanwha | Q.CELL DUO BLK-G5 320W | Solar Panels |  | 0.32 | 11 | 109 | 30 |  | Fixed | Roof
NJSTRE1545233236 |  | Transition Incentive Program | hamilton twp | 8610 | 12 | 10.88 | Residential | No | Behind the Meter | Net-metered residential rooftop and canopy |  | None | Orbit Energy & Power, LLC | PSE&G | Final As-Built Received | 2020-07-01 | 2020-07-06 | 2021-10-30 | hanwha qcells | qpeak 320w | Solar Panels |  | 0.32 | 2 | 203 | 33 |  | Fixed | Roof
NJSTRE1545383975 | NJSRRE1542702341 | Transition Incentive Program | NEPTUNE | 7753 | 17 | 11.34 | Residential | Yes | Behind the Meter | Net-metered residential rooftop and canopy |  | None | Vivint Solar Developer, LLC | JCP&L | Accepted | 2019-10-29 | 2019-10-31 | 2021-10-30 | solar edge | SE7600H-US | Inverters | 7600 |  | 1 |  |  | 0.992 |  | Outdoor | near utility meter
NJSTRE1545383978 | NJSRRE1542561911 | Transition Incentive Program | Passaic City | 7055 | 6 | 5.12 | Residential | Yes | Behind the Meter | Behind the Meter |  | None | Skyline Solar, LLC | PSE&G | Eligible for TI Program | 2019-10-21 | 2019-10-23 | 2021-10-30 | SolarEdge | SE3800H-US | Inverters | 3800 |  | 1 |  |  | 0.99 |  | Outside | within ten feet of meter
NJSTRE1545383981 | NJSRRE1542967042 | Transition Incentive Program | Tabernacle | 8088 | 13 | 26.66 | Residential | Yes | Behind the Meter | Behind the Meter |  | None | All Season Solar | AC Electric | Eligible for TI Program | 2019-11-05 | 2019-11-07 | 2021-10-30 | Enphase | IQ7 | Inverters | 240 |  | 86 |  |  | 0.97 |  | Outdoor | Under Module
NJSTRE1545383992 | NJSRRE1542430864 | Transition Incentive Program | West Orange | 7052 | 9 | 9.66 | Residential | Yes | Behind the Meter | Behind the Meter |  | None | Pro Custom Solar dba Momentum Solar | PSE&G | Eligible for TI Program | 2019-09-24 | 2019-10-08 | 2021-10-30 | Enphase Energy | IQ7-60-2-US | Inverters | 250 |  | 28 |  |  | 0.97 |  | Outdoor | Roof
NJSTRE1545383996 | NJSRRE1542790802 | Transition Incentive Program | Galloway | 8205 | 19 | 9.6 | Residential | Yes | Behind the Meter | Behind the Meter |  | None | Skyline Solar, LLC | AC Electric | Eligible for TI Program | 2019-10-30 | 2019-11-01 | 2021-10-30 | SolarEdge | SE7600H-US | Inverters | 7600 |  | 1 |  |  | 0.99 |  | Outside | within ten feet of meter
NJSTRE1545383999 | NJSRRE1542526477 | Transition Incentive Program | Paterson City | 7501 | 6 | 2.9 | Residential | Yes | Behind the Meter | Behind the Meter |  | None | Sunrun Installation Services, Inc. | PSE&G | Eligible for TI Program | 2019-10-10 | 2019-10-14 | 2021-10-30 | SolarEdge Technologies | SE3000H-USRGM | Inverters | 3000 |  | 1 |  |  | 0.96 |  | Outdoor | Next To Meter
NJSTRE1545384020 | NJSRRE1543064767 | Transition Incentive Program | SOUTH BRUNSWICK TWP | 8540 | 12 | 11.34 | Residential | No | Behind the Meter | Net-metered residential rooftop and canopy |  | None | Tesla Energy Operations | PSE&G | Final As-Built Received | 2019-11-10 | 2019-11-13 | 2021-10-30 | Detla | Solivia 5.2 TL | Inverters | 5200 |  | 2 |  |  | 0.975 |  | Outdoor | Outdoor
NJSTRE1545384027 | NJSRRE1542500929 | Transition Incentive Program | Jersey City | 7305 | 8 | 5.52 | Residential | Yes | Behind the Meter | Behind the Meter |  | None | Pro Custom Solar dba Momentum Solar | PSE&G | Eligible for TI Program | 2019-10-03 | 2019-10-08 | 2021-10-30 | LG ELECTRONICS | LG 345N1C-V5 | Inverters | 250 |  | 16 |  |  | 0.97 |  | Outdoor | Roof
NJSTRE1545384049 |  | Transition Incentive Program | Willingboro | 8046 | 13 | 10.56 | Residential | No | Behind the Meter | Net-metered residential rooftop and canopy |  | None | Sunrun Installation Services, Inc. | PSE&G | Accepted | 2020-07-31 | 2020-08-19 | 2021-10-30 | Delta Electronics | M10-TL-US | Inverters | 10000 |  | 1 |  |  | 0.96 |  | Outdoor | Next To Meter
NJSTRE1545384147 |  | Transition Incentive Program | Freehold | 7728 | 17 | 3.9 | Residential | Yes | Behind the Meter | Net-metered residential rooftop and canopy |  | None | Vivint Solar Developer, LLC | JCP&L | Accepted | 2020-08-12 | 2020-08-13 | 2021-10-30 | Solar Edge | SE3800H-US | Inverters | 3800 |  | 1 |  |  | 0.992 |  | Outdoor | Near the Utility Meter
NJSTRE1545384164 |  | Transition Incentive Program | WILLIAMSTOWN | 8094 | 15 | 7.15 | Residential | Yes | Behind the Meter | Net-metered residential rooftop and canopy |  | None | Vivint Solar Developer, LLC | AC Electric | Final As-Built Received | 2020-08-12 | 2020-08-13 | 2021-10-30 | SOLAREDGE | SE7600H-US | Inverters | 7600 |  | 1 |  |  | 0.992 |  | Outdoor | Near the Utility Meter
NJSTRE1545384170 | NJSRRE1542547449 | Transition Incentive Program | Vineland | 8360 | 20 | 4.73 | Residential | Yes | Behind the Meter | Behind the Meter |  | None | Trinity Solar | Vineland Muni Electric | Eligible for TI Program | 2019-10-16 | 2019-10-18 | 2021-10-30 | Solar Edge | SE3800H-US | Inverters | 3800 |  | 1 |  |  | 0.97 |  | Outside | side of home
NJSTRE1545296071 |  | Transition Incentive Program | PENNSAUKEN | 8110 | 14 | 8.13 | Residential | Yes | Behind the Meter | Net-metered residential rooftop and canopy |  | None | Vivint Solar Developer, LLC | PSE&G | Accepted | 2020-07-14 | 2020-07-20 | 2021-07-20 | Jinko Solar | JKM325M-60HBL | Solar Panels |  | 0.325 | 14 | 44 | 18 |  | Fixed | Roof
NJSTRE1545296101 | NJSRRE1544729010 | Transition Incentive Program | Penns Grove | 8069 | 16 | 13.23 | Residential | Yes | Behind the Meter | Net-metered residential rooftop and canopy |  | None | Trinity Solar | AC Electric | Final As-Built Received | 2020-03-20 | 2020-03-24 | 2021-10-30 | Yingli 315 | YL315D-30b | Solar Panels |  | 0.315 | 15 | 94 | 16 |  | Fixed | Roof
NJSTRE1545296114 | NJSRRE1544343671 | Transition Incentive Program | Hackensack | 7601 | 7 | 5.99 | Residential | Yes | Behind the meter | Behind the Meter |  | None | Trinity Solar | PSE&G | Eligible for TI Program | 2020-01-31 | 2020-02-05 | 2021-10-30 | HANWHA | Q.PEAK DUO BLK-G5 315 | Solar Panels |  | 0.315 | 19 | 115 | 2 |  | Fixed | Roof
NJSTRE1545296125 | NJSRRE1541691838 | Transition Incentive Program | West Deptford | 8051 | 15 | 5.28 | Residential | No | Behind the meter | Behind the Meter |  | None | Green Cities Energy, LLC | AC Electric | Eligible for TI Program | 2019-07-20 | 2019-07-23 | 2021-10-30 | Panasonic | VBHN330SA16 | Solar Panels |  | 0.33 | 16 | 203 | 23 |  | Fixed | Roof
NJSTRE1545296119 |  | Transition Incentive Program | Pleasantville | 8232 | 19 | 5.89 | Residential | Yes | Behind the Meter | Net-metered residential rooftop and canopy |  | ACE | Vision Solar LLC | AC Electric | Accepted | 2020-08-01 | 2020-08-21 | 2021-10-30 | SUNPOWER | E20-327-E-AC | Solar Panels |  | 0.327 | 1 | 205 | 40 |  | Fixed | Roof
NJSTRE1545383984 | NJSRRE1542553201 | Transition Incentive Program | Newfield | 8344 | 15 | 6.3 | Residential | Yes | Behind the Meter | Behind the Meter |  | None | Trinity Solar | AC Electric | Eligible for TI Program | 2019-10-17 | 2019-10-21 | 2021-10-30 | Solar Edge | SE5000 | Inverters | 5000 |  | 1 |  |  | 0.97 |  | Outside | side of home
NJSTRE1545384000 | NJSRRE1542583123 | Transition Incentive Program | Pennsauken | 8110 | 14 | 7.25 | Residential | Yes | Behind the Meter | Net-metered residential rooftop and canopy |  | None | Vivint Solar Developer, LLC | PSE&G | Accepted | 2019-10-25 | 2019-10-28 | 2021-10-30 | Solar Edge | SE7600H-US000BNC4 | Inverters | 7600 |  | 1 |  |  | 0.992 |  | Outdoor | Near The Utility Meter
NJSTRE1545384018 | NJSRRE1542423314 | Transition Incentive Program | Bridgewater | 8807 | 5 | 11.34 | Residential | Yes | Behind the Meter | Net-metered residential rooftop and canopy |  | None | Vivint Solar Developer, LLC | PSE&G | Accepted | 2019-09-19 | 2019-09-24 | 2021-10-30 | SolarEdge | SE7600H-US | Inverters | 7600 |  | 1 |  |  | 0.992 |  | Outdoor | Near the Utility Meter
NJSTRE1545384031 | NJSRRE1542884145 | Transition Incentive Program | NORTH PLAINFIELD | 7063 | 10 | 5.99 | Residential | Yes | Behind the Meter | Net-metered residential rooftop and canopy |  | None | Vivint Solar Developer, LLC | PSE&G | Accepted | 2019-11-01 | 2019-11-05 | 2021-10-30 | Solar Edge | SE7600H-US000BNC4 | Inverters | 7600 |  | 1 |  |  | 0.992 |  | Outdoor | Near the utility meter
NJSTRE1545384033 | NJSRRE1542556231 | Transition Incentive Program | Cedar Run | 8092 | 18 | 38.25 | Non Profit | Yes | Behind the Meter | Behind the Meter |  | None | Spectrum Energy, Inc. | AC Electric | Eligible for TI Program | 2019-10-23 | 2019-10-24 | 2021-10-30 | ENPHASE | IQ7-60-ACM-US | Inverters | 240 |  | 144 |  |  | 0.97 |  | Outside | MICROINVERTERS UNDER EACH PANEL
NJSTRE1545384173 | NJSRRE1542790655 | Transition Incentive Program | Cherry Hill Twp | 8003 | 14 | 7.04 | Residential | Yes | Behind the Meter | Behind the Meter |  | None | Skyline Solar, LLC | PSE&G | Eligible for TI Program | 2019-10-30 | 2019-11-01 | 2021-10-30 | SolarEdge | SE5000H-US | Inverters | 5000 |  | 1 |  |  | 0.99 |  | Outside | within ten feet of meter
NJSTRE1545384174 | NJSRRE1542561971 | Transition Incentive Program | Ogdensburg | 7439 | 1 | 7.04 | Residential | Yes | Behind the Meter | Behind the Meter |  | None | Skyline Solar, LLC | JCP&L | Eligible for TI Program | 2019-10-21 | 2019-10-23 | 2021-10-30 | SolarEdge | SE5000H-US | Inverters | 5000 |  | 1 |  |  | 0.99 |  | Outside | within ten feet of meter
NJSTRE1545383821 | NJSRRE1543182809 | Transition Incentive Program | Ewing Township | 8618 | 12 | 4.75 | Residential | No | Behind the Meter | Behind the Meter |  | None | Sunrun Installation Services, Inc. | PSE&G | Eligible for TI Program | 2019-11-13 | 2019-11-18 | 2021-10-30 | Delta Electronics | M4-TL-US | Inverters | 3840 |  | 1 |  |  | 0.96 |  | Outdoor | Next To Meter
NJSTRE1545383833 | NJSRRE1542423083 | Transition Incentive Program | Glendora | 8029 | 14 | 9.18 | Residential | No | Behind the Meter | Net-metered residential rooftop and canopy |  | None | Green Power Solution | PSE&G | As-Built Incomplete |  | 2019-10-03 | 2021-10-30 | SMA | SB 7.7-1SP-US-40 (240V) | Inverters | 7700 |  | 1 |  |  | 0.98 |  | Outdoor | E.side
NJSTRE1545383849 | NJSRRE1542589865 | Transition Incentive Program | Monroe Township | 8831 | 11 | 17.49 | Residential | No | Behind the Meter | Behind the Meter |  | None | Green Power Energy | JCP&L | Eligible for TI Program | 2019-10-25 | 2019-10-29 | 2021-10-30 | SolarEdge | SE10000H-US | Inverters | 10000 |  | 2 |  |  | 0.97 |  | Outside | Next to Meter
NJSTRE1545383878 | NJSRRE1542519201 | Transition Incentive Program | Guttenberg | 7093 | 8 | 13.08 | Residential | Yes | Behind the Meter | Net-metered residential rooftop and canopy |  | None | SunPower Corporation, Systems | PSE&G | Accepted |  | 2019-10-11 | 2021-10-30 | SUNPOWER | SPR-E20-327-E-AC | Inverters | 320 |  | 40 |  |  | 0.96 |  | Other | under each panel
NJSTRE1545383915 | NJSRRE1543041567 | Transition Incentive Program | Rahway | 7065 | 10 | 4.41 | Residential | Yes | Behind the Meter | Behind the Meter |  | None | Pro Custom Solar dba Momentum Solar | PSE&G | Eligible for TI Program | 2019-11-06 | 2019-11-11 | 2021-10-30 | Enphase Energy | IQ6-60-2-US | Inverters | 240 |  | 14 |  |  | 0.97 |  | Outdoor | Roof
NJSTRE1545383916 | NJSRRE1542519009 | Transition Incentive Program | New Egypt | 8533 | 18 | 6.62 | Residential | Yes | Behind the Meter | Behind the Meter |  | None | Trinity Solar | JCP&L | Eligible for TI Program | 2019-10-09 | 2019-10-11 | 2021-10-30 | Solar Edge | SE5000H-US | Inverters | 5000 |  | 1 |  |  | 0.97 |  | Outside | side of home
NJSTRE1545383922 | NJSRRE1542434146 | Transition Incentive Program | Columbus | 8022 | 13 | 13.3 | Residential | No | Behind the Meter | Net-metered residential rooftop and canopy |  | None | Bahamian Solar Management Group LLC. | PSE&G | Accepted | 2019-09-25 | 2019-09-27 | 2021-10-30 | Fronius Primo | Primo 12.5-1 | Inverters | 12500 |  | 1 |  |  | 0.967 |  | Outside | South East portion of home, on the side
NJSTRE1545383959 | NJSRRE1542887987 | Transition Incentive Program | MAYS LANDING | 8330 | 19 | 3.47 | Residential | Yes | Behind the Meter | Net-metered residential rooftop and canopy |  | None | Vivint Solar Developer, LLC | AC Electric | Accepted | 2019-11-01 | 2019-11-05 | 2021-10-30 | Solar Edge | SE3800H-US000BNC4 | Inverters | 3800 |  | 1 |  |  | 0.992 |  | Outdoor | Near the utility meter
NJSTRE1545383965 | NJSRRE1542425689 | Transition Incentive Program | Clementon | 8021 | 14 | 10.4 | Residential | Yes | Behind the Meter | Net-metered residential rooftop and canopy |  | None | Vivint Solar Developer, LLC | AC Electric | Accepted | 2019-09-20 | 2019-09-24 | 2021-10-30 | SolarEdge | SE7600H-US | Inverters | 7600 |  | 1 |  |  | 0.992 |  | Outdoor | Near the Utility Meter
NJSTRE1545383977 | NJSRRE1543168556 | Transition Incentive Program | Pennsauken | 8110 | 14 | 6.3 | Residential | Yes | Behind the Meter | Net-metered residential rooftop and canopy |  | None | Vivint Solar Developer, LLC | PSE&G | Accepted | 2019-11-13 | 2019-11-15 | 2021-10-30 | solar edge | SE7600H-US000BNC4 | Inverters | 7600 |  | 1 |  |  | 0.992 |  | Outdoor | near utility meter
NJSTRE1545384002 | NJSRRE1542541838 | Transition Incentive Program | Union | 7083 | 10 | 5.1 | Residential | No | Behind the Meter | Behind the Meter |  | None | Green Power Energy | PSE&G | Eligible for TI Program | 2019-10-14 | 2019-10-17 | 2021-10-30 | Solar Edge | SE5000H-US | Inverters | 5000 |  | 1 |  |  | 0.97 |  | Outside | next to meter
NJSTRE1545384003 | NJSRRE1542422845 | Transition Incentive Program | South Dennis | 8210 | 21 | 12.18 | Residential | Yes | Behind the Meter | Behind the Meter |  | None | Sunrun Installation Services, Inc. | AC Electric | Eligible for TI Program | 2019-09-19 | 2019-09-23 | 2021-10-30 | Ningbo Ginlong Technologies | Solis-1P10K-4G-US | Inverters | 10000 |  | 1 |  |  | 0.96 |  | Outdoor | Next To Meter
NJSTRE1545294162 |  | Transition Incentive Program | Monroe Township | 8831 | 11 | 13.23 | Residential | No | Behind the Meter | Net-metered residential rooftop and canopy |  | None | Tesla Energy Operations Inc. | JCP&L | Accepted | 2020-07-13 | 2020-07-20 | 2021-07-20 | Hanwha Q CELLS | Q.PEAK DUO BLK-G5/SC315 | Solar Panels |  | 0.315 | 25 | 323 | 34 |  | Fixed | Roof
NJSTRE1545294184 |  | Transition Incentive Program | Union | 7083 | 10 | 9.1 | Residential | No | Behind the Meter | Net-metered residential rooftop and canopy |  | None | Pro Custom Solar dba Momentum Solar | PSE&G | Accepted | 2020-07-13 | 2020-07-20 | 2021-07-20 | LG ELECTRONICS | LG 350N1C-V5 | Solar Panels |  | 0.35 | 12 | 42 | 25 |  | Fixed | Roof
NJSTRE1545294329 |  | Transition Incentive Program | North Arlington | 7031 | 7 | 6.7 | Residential | No | Behind the Meter | Net-metered residential rooftop and canopy |  | None | Seabright Solar | PSE&G | Accepted | 2020-07-13 | 2020-07-20 | 2021-07-20 | Sunpower | SPR-X21-335 | Solar Panels |  | 0.335 | 12 | 38 | 23 |  | Fixed | Roof
NJSTRE1545296005 |  | Transition Incentive Program | PLEASANTVILLE | 8232 | 19 | 8.19 | Residential | Yes | Behind the Meter | Net-metered residential rooftop and canopy |  | None | Suntuity Solar LLC | AC Electric | Accepted | 2020-07-14 | 2020-07-20 | 2021-07-20 | Longi | LR6-60HPB-315M | Solar Panels |  | 0.315 | 8 | 205 | 40 |  | Fixed | Roof
NJSTRE1545296034 |  | Transition Incentive Program | Williamstown | 8094 | 15 | 6.12 | Residential | No | Behind the Meter | Net-metered residential rooftop and canopy |  | None | Trinity Solar | AC Electric | Final As-Built Received | 2020-07-14 | 2020-07-20 | 2021-10-30 | Hanwha | Q.PEAK DUO BLK-G6 340 | Solar Panels |  | 0.34 | 18 | 223 | 25 |  | Fixed | Roof
NJSTRE1545296042 |  | Transition Incentive Program | Port Monmouth | 7758 | 17 | 17.68 | Residential | No | Behind the Meter | Net-metered residential rooftop and canopy |  | JCPL | Vision Solar LLC | JCP&L | Accepted | 2020-07-14 | 2020-07-24 | 2021-07-24 | HANWHA Q-CELLS | Q.PEAK DUO-G6 340 | Solar Panels |  | 0.34 | 5 | 12 | 40 |  | Fixed | Roof
NJSTRE1545296071 |  | Transition Incentive Program | PENNSAUKEN | 8110 | 14 | 8.13 | Residential | Yes | Behind the Meter | Net-metered residential rooftop and canopy |  | None | Vivint Solar Developer, LLC | PSE&G | Accepted | 2020-07-14 | 2020-07-20 | 2021-07-20 | Jinko Solar | JKM325M-60HBL | Solar Panels |  | 0.325 | 11 | 224 | 18 |  | Fixed | Roof
NJSTRE1545296102 | NJSRRE1544819154 | Transition Incentive Program | Billingsport | 8066 | 15 | 3.4 | Residential | Yes | Behind the Meter | Net-metered residential rooftop and canopy |  | None | Trinity Solar | AC Electric | Final As-Built Received |  | 2020-04-17 | 2021-10-30 | HANWHA | Q.PEAK DUO BLK-G6 340 | Solar Panels |  | 0.34 | 6 | 276 | 27 |  | Fixed | Roof
NJSTRE1545384017 | NJSRRE1543060848 | Transition Incentive Program | HILLSIDE | 7205 | 10 | 18.27 | Residential | Yes | Behind the Meter | Net-metered residential rooftop and canopy |  | None | Vivint Solar Developer, LLC | PSE&G | Accepted | 2019-11-08 | 2019-11-13 | 2021-10-30 | Solar Edge | SE7600H-US000BNC4 | Inverters | 7600 |  | 2 |  |  | 0.992 |  | Outdoor | near the utility meter
NJSTRE1545384029 | NJSRRE1543065531 | Transition Incentive Program | Willingboro | 8046 | 13 | 7.56 | Residential | Yes | Behind the Meter | Behind the Meter |  | None | Pro Custom Solar dba Momentum Solar | PSE&G | Eligible for TI Program | 2019-11-11 | 2019-11-13 | 2021-10-30 | Enphase | IQ7-60-2-US | Inverters | 250 |  | 24 |  |  | 0.97 |  | Outdoor | Roof
NJSTRE1545384171 | NJSRRE1542515199 | Transition Incentive Program | Sicklerville | 8081 | 14 | 4.91 | Residential | No | Behind the Meter | Net-metered residential rooftop and canopy |  | None | SunnyMac LLC | AC Electric | Accepted |  | 2019-10-10 | 2021-10-30 | Enphase | IQ7XS-96-ACM-US | Inverters | 0.315 |  | 15 |  |  | 0.99 |  | Outdoor | roof
NJSTRE1545384181 | NJSRRE1542431291 | Transition Incentive Program | Interlaken | 7712 | 17 | 13.11 | Residential | No | Behind the Meter | Behind the Meter |  | None | Pro Custom Solar dba Momentum Solar | JCP&L | Eligible for TI Program | 2019-09-24 | 2019-09-30 | 2021-10-30 | Enphase Energy | IQ7-60-2-US | Inverters | 250 |  | 38 |  |  | 0.97 |  | Outdoor | Roof
NJSTRE1545384198 | NJSRRE1543058025 | Transition Incentive Program | WILLIAMSTOWN | 8094 | 15 | 11.66 | Residential | No | Behind the Meter | Net-metered residential rooftop and canopy |  | None | Vivint Solar Developer, LLC | AC Electric | Accepted | 2019-11-08 | 2019-11-12 | 2021-10-30 | Solar Edge | SE7600H-US000BNC4 | Inverters | 7600 |  | 1 |  |  | 0.992 |  | Outdoor | Near the utility meter
NJSTRE1545233255 |  | Transition Incentive Program | Lakewood | 8701 | 18 | 12.73 | Residential | Yes | Behind the Meter | Net-metered residential rooftop and canopy |  | JCPL 2 | Vision Solar LLC | JCP&L | Accepted | 2020-07-01 | 2020-07-06 | 2021-07-06 | LG OLAR | LG335N1K-V5 | Solar Panels |  | 0.335 | 16 | 341 | 37 |  | Fixed | Roof
NJSTRE1545233275 |  | Transition Incentive Program | bellmawr | 8031 | 14 | 8.04 | Residential | Yes | Behind the Meter | Net-metered residential rooftop and canopy |  | PSEG | Vision Solar LLC | PSE&G | Accepted | 2020-07-01 | 2020-07-06 | 2021-07-06 | LG SOLAR | LG335N1K-V5 | Solar Panels |  | 0.335 | 3 | 283 | 32 |  | Fixed | Roof
NJSTRE1545233314 |  | Transition Incentive Program | Riverton | 8077 | 13 | 4.08 | Residential | No | Behind the Meter | Net-metered residential rooftop and canopy |  | None | Impact Solar LLC | PSE&G | Accepted | 2020-07-01 | 2020-07-07 | 2021-07-07 | hanwha | Q.PEAKDUO-G5340 | Solar Panels |  | 0.34 | 12 | 208 | 19 |  | Fixed | Roof
NJSTRE1545233340 | NJSRRE1541680379 | Transition Incentive Program | Hoboken | 7030 | 8 | 44.24 | Commercial | No | Behind the Meter | Behind the Meter |  | None | Geoscape Solar | PSE&G | Eligible for TI Program | 2019-07-18 | 2019-07-22 | 2021-10-30 | Sunpower | SPR-P19-395-COM | Solar Panels |  | 0.395 | 112 | 193 | 10 |  | Fixed | Roof
NJSTRE1545233343 | NJSRRE1541695789 | Transition Incentive Program | South Plainfield | 7080 | 11 | 996.82 | Commercial | Yes | Behind the Meter | Net-metered residential rooftop and canopy |  | None | Geoscape Solar | PSE&G | Final As-Built Received |  | 2019-07-29 | 2021-10-30 | SunPower Corp | SPR-P19-394-COM | Solar Panels |  | 0.394 | 2530 | 153 | 5 |  | Fixed | Roof
NJSTRE1545233349 | NJSRRE1541884036 | Transition Incentive Program | Cape May Courthouse | 8210 | 21 | 134.64 | Commercial | No | Behind the Meter | Behind the Meter |  | None | Geoscape Solar | AC Electric | Eligible for TI Program | 2019-08-26 | 2019-08-28 | 2021-10-30 | SunPower | SPR-X22-360-COM | Solar Panels |  | 0.36 | 36 | 122 | 18 |  | Fixed | Roof
NJSTRE1545233351 | NJSRRE1542553723 | Transition Incentive Program | Linwood | 8221 | 19 | 31.5 | Residential | No | Behind the Meter | Net-metered residential rooftop and canopy |  | None | Geoscape Solar | AC Electric | Accepted |  | 2019-10-21 | 2021-10-30 | LG Electronics | LG350N1C-V5 | Solar Panels |  | 0.35 | 90 | 208 | 20 |  | Fixed | Ground
NJSTRE1545233354 | NJSRRE1542775957 | Transition Incentive Program | Montclair | 7042 | 9 | 7 | Residential | No | Behind the Meter | Behind the Meter |  | None | Geoscape Solar | PSE&G | Eligible for TI Program | 2019-10-30 | 2019-11-01 | 2021-10-30 | LG Electronics | LG350N1C-V5 | Solar Panels |  | 0.35 | 12 | 207 | 37 |  | Fixed | Roof
NJSTRE1545233358 | NJSRRE1542553189 | Transition Incentive Program | Trenton | 8608 | 12 | 66.12 | Commercial | No | Behind the Meter | Net-metered non-residential rooftop and canopy |  | None | Geoscape Solar | PSE&G | Accepted | 2019-10-17 | 2019-10-21 | 2021-10-30 | SunPower | SPR-E20-435-COM | Solar Panels |  | 0.435 | 108 | 141 | 5 |  | Fixed | Roof
NJSTRE1545233362 | NJSRRE1542575089 | Transition Incentive Program | Voorhees | 8043 | 14 | 759 | Commercial | No | Behind the Meter | Behind the Meter |  | None | Geoscape Solar | PSE&G | Eligible for TI Program | 2019-10-22 | 2019-10-24 | 2021-10-30 | SunPower | SPR-X21-345-COM | Solar Panels |  | 0.345 | 30 | 127 | 5 |  | Fixed | Roof
NJSTRE1545233362 | NJSRRE1542575089 | Transition Incentive Program | Voorhees | 8043 | 14 | 759 | Commercial | No | Behind the Meter | Behind the Meter |  | None | Geoscape Solar | PSE&G | Eligible for TI Program | 2019-10-22 | 2019-10-24 | 2021-10-30 | Sunpower | SPR-X21-345-COM | Solar Panels |  | 0.345 | 314 | 51 | 30 |  | Fixed | Roof
NJSTRE1545233328 |  | Transition Incentive Program | bridgewater | 8807 | 5 | 9.05 | Residential | Yes | Behind the Meter | Net-metered residential rooftop and canopy |  | JCPL | Vision Solar LLC | JCP&L | Accepted | 2020-07-01 | 2020-07-07 | 2021-07-07 | LG SOLAR | LG335N1K-V5 | Solar Panels |  | 0.335 | 7 | 197 | 15 |  | Fixed | Roof
NJSTRE1545236436 |  | Transition Incentive Program | NORTHVALE | 7647 | 7 | 9.28 | Residential | No | Behind the Meter | Net-metered residential rooftop and canopy |  | None | Vivint Solar Developer, LLC | Orange Rockland Electric | Accepted | 2020-07-06 | 2020-07-07 | 2021-07-07 | JinkoSolar | JKM320M-60HBL | Solar Panels |  | 0.32 | 17 | 36 | 32 |  | Fixed | Roof
NJSTRE1545383969 | NJSRRE1542544139 | Transition Incentive Program | Sicklerville | 8081 | 14 | 6.62 | Residential | Yes | Behind the Meter | Behind the Meter |  | None | Trinity Solar | AC Electric | Eligible for TI Program | 2019-10-15 | 2019-10-17 | 2021-10-30 | Solar Edge | SE5000 | Inverters | 5000 |  | 1 |  |  | 0.97 |  | Outside | side of home
NJSTRE1545383970 | NJSRRE1542839955 | Transition Incentive Program | Eatontown | 7724 | 17 | 8.71 | Residential | Yes | Behind the Meter | Behind the Meter |  | None | Pro Custom Solar dba Momentum Solar | JCP&L | Eligible for TI Program | 2019-10-31 | 2019-11-04 | 2021-10-30 | Enphase Energy | IQ7-60-2-US | Inverters | 250 |  | 26 |  |  | 0.97 |  | Outdoor | Roof
NJSTRE1545383982 | NJSRRE1542515383 | Transition Incentive Program | Little Egg Harbor Township | 8087 | 18 | 17.82 | Residential | No | Behind the Meter | Net-metered residential rooftop and canopy |  | None | Whitman Construction, LLC | AC Electric | Final As-Built Received | 2019-10-14 | 2019-10-14 | 2021-10-30 | Panasonic (built in Enphase) | N330E (IQ7X-96-2-US) | Inverters | 0.24 |  | 54 |  |  | 0.975 |  | Outside | roof
NJSTRE1545383990 | NJSRRE1543046204 | Transition Incentive Program | Tuckerton | 8087 | 18 | 8.25 | Residential | No | Behind the Meter | Net-metered residential rooftop and canopy |  | None | Whitman Construction, LLC | AC Electric | Accepted |  | 2019-11-11 | 2021-10-30 | Enphase Energy | IQ7X-96-2-US | Inverters | 0.24 |  | 25 |  |  | 0.975 |  | Outside | roof
NJSTRE1545383998 | NJSRRE1542425706 | Transition Incentive Program | Manahawkin | 8050 | 18 | 6.27 | Residential | No | Behind the Meter | Behind the Meter |  | None | Sunrun Installation Services, Inc. | AC Electric | Eligible for TI Program | 2019-09-20 | 2019-09-24 | 2021-10-30 | Ningbo Ginlong Technologies | Solis-1P5K-4G-US | Inverters | 5000 |  | 1 |  |  | 0.96 |  | Outdoor | Next To Meter
NJSTRE1545384006 | NJSRRE1542448491 | Transition Incentive Program | Brielle | 8730 | 17 | 14.81 | Residential | No | Behind the Meter | Behind the Meter |  | None | Trinity Solar | JCP&L | Eligible for TI Program | 2019-09-27 | 2019-10-01 | 2021-10-30 | Solar Edge | SE11400 | Inverters | 11400 |  | 1 |  |  | 0.97 |  | Outside | side of home
NJSTRE1545384008 | NJSRRE1543065897 | Transition Incentive Program | CAMDEN | 8105 | 14 | 4.73 | Residential | Yes | Behind the Meter | Net-metered residential rooftop and canopy |  | None | Vivint Solar Developer, LLC | PSE&G | Accepted | 2019-11-11 | 2019-11-13 | 2021-10-30 | Solar Edge | SE3800H-US | Inverters | 3800 |  | 1 |  |  | 0.992 |  | Outdoor | Near the Utility Meter
NJSTRE1545384013 | NJSRRE1542850427 | Transition Incentive Program | NEWFOUNDLAND | 7435 | 6 | 5.67 | Residential | Yes | Behind the Meter | Net-metered residential rooftop and canopy |  | None | Vivint Solar Developer, LLC | JCP&L | Accepted | 2019-10-31 | 2019-11-04 | 2021-10-30 | SOLAREDGE | SE3800H-US000BNC4 | Inverters | 3800 |  | 1 |  |  | 0.992 |  | Outdoor | Near the Utility Meter
NJSTRE1545384026 | NJSRRE1542967116 | Transition Incentive Program | Mullica Hill | 8062 | 15 | 6.62 | Residential | No | Behind the Meter | Behind the Meter |  | None | Trinity Solar | AC Electric | Eligible for TI Program | 2019-11-05 | 2019-11-07 | 2021-10-30 | Solar Edge | SE5000H-US000BNC4 | Inverters | 5000 |  | 1 |  |  | 0.97 |  | Outdoor | side of home
NJSTRE1545384032 | NJSRRE1542544214 | Transition Incentive Program | New Milford | 7646 | 7 | 4.64 | Residential | Yes | Behind the Meter | Behind the Meter |  | None | Sunrun Installation Services, Inc. | PSE&G | Eligible for TI Program | 2019-10-15 | 2019-10-17 | 2021-10-30 | SolarEdge Technologies | SE3800H-USRGM | Inverters | 3800 |  | 1 |  |  | 0.96 |  | Outdoor | Next To Meter
NJSTRE1545384151 |  | Transition Incentive Program | Woodcliff Lake Boro | 7677 | 7 | 14.79 | Residential | No | Behind the Meter | Net-metered residential rooftop and canopy |  | None | Tesla Energy Operations Inc. | PSE&G | Accepted | 2020-07-31 | 2020-08-12 | 2021-10-30 | Delta | M8-TL-US [240V] | Inverters | 7680 |  | 1 |  |  | 0.975 |  | Indoor | Indoor
NJSTRE1545384175 | NJSRRE1542544245 | Transition Incentive Program | Newark City | 7112 | 9 | 3.19 | Residential | Yes | Behind the Meter | Behind the Meter |  | None | Sunrun Installation Services, Inc. | PSE&G | Eligible for TI Program | 2019-10-15 | 2019-10-17 | 2021-10-30 | Delta Electronics | M4-TL-US | Inverters | 3840 |  | 1 |  |  | 0.96 |  | Outdoor | Next To Meter
NJSTRE1545384178 | NJSRRE1542547465 | Transition Incentive Program | Oceanview | 8230 | 21 | 30.71 | Residential | No | Behind the Meter | Net-metered residential rooftop and canopy |  | None | Castle Energy, LLC | AC Electric | Accepted | 2019-10-16 | 2019-10-18 | 2021-10-30 | Enphase Energy | IQ7PLUS-72-2-US | Inverters | 290 |  | 83 |  |  | 0.975 |  | Outside | on the rooftop under each solar panel
NJSTRE1545384183 | NJSRRE1542515839 | Transition Incentive Program | Pennsauken Township | 8110 | 14 | 11.6 | Residential | Yes | Behind the Meter | Behind the Meter |  | None | Sunrun Installation Services, Inc. | PSE&G | Eligible for TI Program | 2019-10-08 | 2019-10-10 | 2021-10-30 | SolarEdge Technologies | SE11400H-USRGM | Inverters | 11400 |  | 1 |  |  | 0.96 |  | Outdoor | Next To Meter
NJSTRE1545384184 | NJSRRE1542975474 | Transition Incentive Program | North Bergen | 7047 | 8 | 5.18 | Residential | Yes | Behind the Meter | Behind the Meter |  | None | Pro Custom Solar dba Momentum Solar | PSE&G | Eligible for TI Program | 2019-11-05 | 2019-11-07 | 2021-10-30 | Enphase Energy | IQ7Plus-72-2-US | Inverters | 295 |  | 15 |  |  | 0.97 |  | Outdoor | Roof
NJSTRE1545384195 | NJSRRE1543019305 | Transition Incentive Program | Newton | 7860 | 1 | 7.25 | Residential | Yes | Behind the Meter | Behind the Meter |  | None | Sunrun Installation Services, Inc. | JCP&L | Eligible for TI Program | 2019-11-05 | 2019-11-07 | 2021-10-30 | Delta Electronics | M6-TL-US | Inverters | 5760 |  | 1 |  |  | 0.96 |  | Outdoor | Next To Meter
NJSTRE1545384197 | NJSRRE1542481274 | Transition Incentive Program | Lake Hopatcong | 7849 | 3 | 13.14 | Residential | Yes | Behind the Meter | Behind the Meter |  | None | Sunrun Installation Services, Inc. | JCP&L | Eligible for TI Program | 2019-10-01 | 2019-10-03 | 2021-10-30 | SolarEdge Technologies | SE3800H-USRGM | Inverters | 3800 |  | 1 |  |  | 0.96 |  | Outdoor | Next To Meter
NJSTRE1545384222 | NJSRRE1544165305 | Transition Incentive Program | Clifton | 7011 | 6 | 11.7 | Residential | No | Behind the Meter | Net-metered residential rooftop and canopy |  | None | Accord Power Inc | PSE&G | Accepted | 2020-01-16 | 2020-01-20 | 2021-10-30 | AP System | YC600 | Inverters | 600 |  | 12 |  |  | 0.967 |  | Outdoor | roof
NJSTRE1545384225 | NJSRRE1543574902 | Transition Incentive Program | Fair Lawn | 7410 | 7 | 7.04 | Residential | Yes | Behind the Meter | Behind the Meter |  | None | Skyline Solar, LLC | PSE&G | Eligible for TI Program | 2019-12-20 | 2019-12-26 | 2021-10-30 | SolarEdge | SE5000H-US | Inverters | 5000 |  | 1 |  |  | 0.99 |  | Outside | within ten feet of meter
NJSTRE1545384226 | NJSRRE1544457635 | Transition Incentive Program | Bergenfield | 7621 | 7 | 9.92 | Residential | Yes | Behind the Meter | Behind the Meter |  | None | Sunrun Installation Services, Inc. | PSE&G | Eligible for TI Program | 2020-02-14 | 2020-02-19 | 2021-10-30 | Delta Electronics | M4-TL-US | Inverters | 3840 |  | 2 |  |  | 0.96 |  | Outdoor | Next To Meter
NJSTRE1545384233 | NJSRRE1543451503 | Transition Incentive Program | North Arlington | 7031 | 7 | 7.56 | Residential | No | Behind the Meter | Behind the Meter |  | None | Trinity Solar | PSE&G | Eligible for TI Program | 2019-11-27 | 2019-12-03 | 2021-10-30 | Solar Edge | SE6000H-US | Inverters | 6000 |  | 1 |  |  | 0.97 |  | Outside | side of home
NJSTRE1545384235 | NJSRRE1544100218 | Transition Incentive Program | North Arlington | 7031 | 7 | 5.04 | Residential | Yes | Behind the Meter | Behind the Meter |  | None | Pro Custom Solar dba Momentum Solar | PSE&G | Eligible for TI Program | 2020-01-07 | 2020-01-09 | 2021-10-30 | ENPHASE ENERGY | IQ6-60-2-US | Inverters | 240 |  | 16 |  |  | 0.97 |  | Outdoor | ROOF
NJSTRE1545384236 | NJSRRE1543823289 | Transition Incentive Program | Hammonton | 8037 | 19 | 23.49 | Residential | Yes | Behind the Meter | Behind the Meter |  | None | Sunrun Installation Services, Inc. | AC Electric | Eligible for TI Program | 2019-12-27 | 2020-01-03 | 2021-10-30 | Enphase Energy | IQ7-60-x-US (240V) | Inverters | 240 |  | 81 |  |  | 0.96 |  | Outdoor | Rooftop
NJSTRE1545384252 | NJSRRE1544546964 | Transition Incentive Program | Bridgeton | 8302 | 20 | 6.37 | Residential | Yes | Behind the Meter | Net-metered residential rooftop and canopy |  | None | Vision Solar LLC | AC Electric | Accepted | 2020-02-27 | 2020-03-03 | 2021-10-30 | enphase | iq7-60-2-us | Inverters | 0.25 |  | 19 |  |  | 0.96 |  | Other | behind panels
NJSTRE1545384179 | NJSRRE1543058063 | Transition Incentive Program | Neptune City | 7753 | 17 | 15.44 | Residential | Yes | Behind the Meter | Net-metered residential rooftop and canopy |  | None | Trinity Solar | JCP&L | Final As-Built Received | 2019-11-08 | 2019-11-12 | 2021-10-30 | Solar Edge | SE6000 | Inverters | 6000 |  | 2 |  |  | 0.97 |  | Outside | side of home
NJSTRE1545384182 | NJSRRE1542428621 | Transition Incentive Program | Penns Grove | 8069 | 16 | 7.37 | Residential | Yes | Behind the Meter | Behind the Meter |  | None | Pro Custom Solar dba Momentum Solar | AC Electric | Eligible for TI Program | 2019-09-23 | 2019-09-25 | 2021-10-30 | Enphase Energy | IQ7-60-2-US | Inverters | 250 |  | 22 |  |  | 0.97 |  | Outdoor | Roof
NJSTRE1545384186 | NJSRRE1542521753 | Transition Incentive Program | OLD BRIDGE | 8857 | 11 | 11.55 | Residential | Yes | Behind the Meter | Behind the Meter |  | None | Sunrun Installation Services, Inc. | JCP&L | Eligible for TI Program | 2019-10-09 | 2019-10-11 | 2021-10-30 | Delta Electronics | M10-TL-US | Inverters | 9600 |  | 1 |  |  | 0.96 |  | Outdoor | Next To Meter
NJSTRE1545384189 | NJSRRE1542562147 | Transition Incentive Program | Bridgeton | 8302 | 20 | 11.16 | Residential | Yes | Behind the Meter | Behind the Meter |  | None | Skyline Solar, LLC | AC Electric | Eligible for TI Program | 2019-10-21 | 2019-10-23 | 2021-10-30 | SolarEdge | SE10000H-US | Inverters | 10000 |  | 1 |  |  | 0.99 |  | Outside | within ten feet of meter
NJSTRE1545384192 | NJSRRE1542460576 | Transition Incentive Program | Vineland | 8360 | 20 | 5.8 | Residential | Yes | Behind the Meter | Net-metered residential rooftop and canopy |  | None | Bright Planet Solar | Vineland Muni Electric | Accepted |  | 2019-10-01 | 2021-10-30 | Solar Edge | SE5000H-USRGM | Inverters | 5000 |  | 1 |  |  | 0.98 |  | Outdoor | Next to meter
NJSTRE1545384197 | NJSRRE1542481274 | Transition Incentive Program | Lake Hopatcong | 7849 | 3 | 13.14 | Residential | Yes | Behind the Meter | Behind the Meter |  | None | Sunrun Installation Services, Inc. | JCP&L | Eligible for TI Program | 2019-10-01 | 2019-10-03 | 2021-10-30 | SolarEdge Technologies | SE7600A-USS2RGM | Inverters | 7600 |  | 1 |  |  | 0.96 |  | Outdoor | Next To Meter
NJSTRE1545384204 | NJSRRE1542684738 | Transition Incentive Program | Sewell | 8080 | 15 | 8.19 | Residential | Yes | Behind the Meter | Net-metered residential rooftop and canopy |  | None | Vivint Solar Developer, LLC | AC Electric | Accepted | 2019-10-28 | 2019-10-30 | 2021-10-30 | Solar Edge | SE7600H-US000BNC4 | Inverters | 7600 |  | 1 |  |  | 0.992 |  | Outdoor | Near the utility meter
NJSTRE1545384207 | NJSRRE1542500907 | Transition Incentive Program | Somers Point | 8244 | 19 | 7.04 | Residential | Yes | Behind the Meter | Behind the Meter |  | None | Skyline Solar, LLC | AC Electric | Eligible for TI Program | 2019-10-03 | 2019-10-08 | 2021-10-30 | SolarEdge | SE5000H-US | Inverters | 5000 |  | 1 |  |  | 0.99 |  | Outside | within ten feet of meter
NJSTRE1545384238 | NJSRRE1544529865 | Transition Incentive Program | Clementon | 8021 | 14 | 5.03 | Residential | Yes | Behind the Meter | Net-metered residential rooftop and canopy |  | None | Vision Solar LLC | AC Electric | Accepted | 2020-02-25 | 2020-02-27 | 2021-10-30 | enphase | iq7-60-2-us | Inverters | 0.25 |  | 15 |  |  | 0.96 |  | Other | behind panels
NJSTRE1545384240 | NJSRRE1544413040 | Transition Incentive Program | Toms River | 8755 | 18 | 19.22 | Residential | No | Behind the Meter | Net-metered residential rooftop and canopy |  | None | Powerlutions | JCP&L | Accepted |  | 2020-02-10 | 2021-10-30 | SolarEdge | SE7600H-US | Inverters | 7600 |  | 2 |  |  | 0.99 |  | Outdoor | near meter
NJSTRE1545384242 | NJSRRE1544334239 | Transition Incentive Program | RIVERSIDE | 8075 | 13 | 4.1 | Residential | Yes | Behind the Meter | Net-metered residential rooftop and canopy |  | None | Vivint Solar Developer, LLC | PSE&G | Accepted | 2020-01-30 | 2020-02-04 | 2021-10-30 | SolarEdge | SE3800H-US | Inverters | 3800 |  | 1 |  |  | 0.992 |  | Outdoor | Near the utility meter
NJSTRE1545384261 | NJSRRE1544162483 | Transition Incentive Program | PENNSAUKEN | 8109 | 14 | 7.88 | Residential | Yes | Behind the Meter | Net-metered residential rooftop and canopy |  | None | Vivint Solar Developer, LLC | PSE&G | Accepted | 2020-01-13 | 2020-01-16 | 2021-10-30 | SolarEdge | SE7600H-US | Inverters | 7600 |  | 1 |  |  | 0.992 |  | Outdoor | Near the utility meter
NJSTRE1545383932 | NJSRRE1542687320 | Transition Incentive Program | Mount Holly | 8060 | 13 | 6.93 | Residential | No | Behind the Meter | Behind the Meter |  | None | Green Power energy | PSE&G | Eligible for TI Program | 2019-10-29 | 2019-10-31 | 2021-10-30 | SolarEdge | SE6000H-US | Inverters | 6000 |  | 1 |  |  | 0.97 |  | Outside | Next to meter
NJSTRE1545383944 | NJSRRE1542521727 | Transition Incentive Program | TENAFLY BORO | 7670 | 7 | 14.21 | Residential | Yes | Behind the Meter | Behind the Meter |  | None | Sunrun Installation Services, Inc. | PSE&G | Eligible for TI Program | 2019-10-09 | 2019-10-11 | 2021-10-30 | Ginlong | 1P10K-4G-US | Inverters | 10000 |  | 1 |  |  | 0.96 |  | Outdoor | Next to meter
NJSTRE1545383950 | NJSRRE1542850486 | Transition Incentive Program | Somerville | 8876 | 5 | 10.15 | Residential | Yes | Behind the Meter | Behind the Meter |  | None | Sunrun Installation Services, Inc. | PSE&G | Eligible for TI Program | 2019-10-31 | 2019-11-04 | 2021-10-30 | SolarEdge Technologies | SE10000H-USRGM | Inverters | 10000 |  | 1 |  |  | 0.96 |  | Outdoor | Next To Meter
NJSTRE1545383953 | NJSRRE1542556333 | Transition Incentive Program | Cedar Run | 8092 | 18 | 9.8 | Non Profit | Yes | Behind the Meter | Behind the Meter |  | None | Spectrum Energy, Inc. | AC Electric | Eligible for TI Program | 2019-10-23 | 2019-10-24 | 2021-10-30 | ENPHASE | IQ7-60-ACM-US | Inverters | 240 |  | 40 |  |  | 0.97 |  | Outside | UNDER EACH PANEL.
NJSTRE1545383964 | NJSRRE1542884823 | Transition Incentive Program | GLEN ROCK | 7452 | 7 | 8.51 | Residential | Yes | Behind the Meter | Net-metered residential rooftop and canopy |  | None | Vivint Solar Developer, LLC | PSE&G | Accepted | 2019-11-01 | 2019-11-05 | 2021-10-30 | solar edge | SE7600H-US | Inverters | 7600 |  | 1 |  |  | 0.992 |  | Outdoor | near the utility meter
NJSTRE1545383966 | NJSRRE1543315321 | Transition Incentive Program | ROSELLE | 7203 | 10 | 5.99 | Residential | Yes | Behind the Meter | Net-metered residential rooftop and canopy |  | None | Vivint Solar Developer, LLC | PSE&G | Accepted | 2019-11-19 | 2019-11-19 | 2021-10-30 | solar edge | SE7600H-US000BNC4 | Inverters | 7600 |  | 1 |  |  | 0.992 |  | Outdoor | near the utility meter
NJSTRE1545383989 | NJSRRE1542568545 | Transition Incentive Program | Atlantic City | 8401 | 19 | 2.24 | Residential | No | Behind the Meter | Net-metered residential rooftop and canopy |  | None | Castle Energy, LLC | AC Electric | Accepted | 2019-10-21 | 2019-10-23 | 2021-10-30 | Enphase Energy | IQ7-60-2-US | Inverters | 240 |  | 7 |  |  | 0.967 |  | Outside | on the rooftop under each solar panel
NJSTRE1545384015 | NJSRRE1542424604 | Transition Incentive Program | Perth Amboy | 8861 | 11 | 6.21 | Residential | No | Behind the Meter | Behind the Meter |  | None | Seabright Solar | PSE&G | Eligible for TI Program | 2019-10-09 | 2019-10-10 | 2021-10-30 | Sunpower | SPR-E20-327 | Inverters | 0.32 |  | 19 |  |  | 0.99 |  | Outside | Roof
NJSTRE1545384016 | NJSRRE1542431414 | Transition Incentive Program | Clifton | 7012 | 6 | 7.88 | Residential | Yes | Behind the Meter | Net-metered residential rooftop and canopy |  | None | Vivint Solar Developer, LLC | PSE&G | Accepted | 2019-09-24 | 2019-09-26 | 2021-10-30 | SolarEdge | SE7600H-US | Inverters | 7600 |  | 1 |  |  | 0.992 |  | Outdoor | Near the Utility Meter
NJSTRE1545384024 | NJSRRE1542827281 | Transition Incentive Program | Camden City | 8103 | 14 | 9.6 | Residential | Yes | Behind the Meter | Behind the Meter |  | None | Skyline Solar, LLC | PSE&G | Eligible for TI Program | 2019-10-30 | 2019-11-01 | 2021-10-30 | SolarEdge | SE7600H-US | Inverters | 7600 |  | 1 |  |  | 0.99 |  | Outside | within ten feet of meter
NJSTRE1545384028 | NJSRRE1542850258 | Transition Incentive Program | Lakewood | 8701 | 18 | 9.92 | Residential | No | Behind the Meter | Net-metered residential rooftop and canopy |  | None | Powerlutions | JCP&L | Accepted |  | 2019-11-04 | 2021-10-30 | Solar Edge | SE7600H-US | Inverters | 7.6 |  | 1 |  |  | 0.99 |  | Outdoor | Near Meter
NJSTRE1545384035 | NJSRRE1543324907 | Transition Incentive Program | HAWTHORNE | 7506 | 6 | 5.36 | Residential | Yes | Behind the Meter | Behind the Meter |  | None | Pro Custom Solar dba Momentum Solar | PSE&G | Eligible for TI Program | 2019-11-15 | 2019-11-19 | 2021-10-30 | Enphase Energy | IQ7-60-2-US | Inverters | 250 |  | 17 |  |  | 0.97 |  | Outdoor | Roof
NJSTRE1545384007 | NJSRRE1542909171 | Transition Incentive Program | Newark | 7107 | 9 | 3.19 | Residential | No | Behind the Meter | Behind the Meter |  | None | Sunrun Installation Services, Inc. | PSE&G | Eligible for TI Program | 2019-11-04 | 2019-11-06 | 2021-10-30 | Delta Electronics | M4-TL-US | Inverters | 3840 |  | 1 |  |  | 0.96 |  | Outdoor | Next To Meter
NJSTRE1545384014 | NJSRRE1542476170 | Transition Incentive Program | PLEASANTVILLE | 8232 | 19 | 2.84 | Residential | Yes | Behind the Meter | Net-metered residential rooftop and canopy |  | None | Vivint Solar Developer, LLC | AC Electric | Accepted | 2019-10-01 | 2019-10-03 | 2021-10-30 | SOLAR EDGE | SE3800H-US | Inverters | 3800 |  | 1 |  |  | 0.992 |  | Outdoor | NEAR THE UTILITY METER
NJSTRE1545384019 | NJSRRE1542461627 | Transition Incentive Program | NORTHFIELD | 8225 | 19 | 2.84 | Residential | Yes | Behind the Meter | Net-metered residential rooftop and canopy |  | RECO | Vivint Solar Developer, LLC | AC Electric | Accepted | 2019-09-30 | 2019-10-02 | 2021-10-30 | SOLAREDGE | SE3800H-US000BNC4 | Inverters | 3800 |  | 1 |  |  | 0.992 |  | Outdoor | Near The Utility Meter
NJSTRE1545384025 | NJSRRE1542431269 | Transition Incentive Program | Sicklerville | 8081 | 14 | 3.54 | Residential | Yes | Behind the Meter | Behind the Meter |  | None | Trinity Solar | AC Electric | Eligible for TI Program | 2019-09-24 | 2019-09-26 | 2021-10-30 | Solar Edge | SE3000 | Inverters | 3000 |  | 1 |  |  | 0.97 |  | Outside | side of home
NJSTRE1545384036 | NJSRRE1542548484 | Transition Incentive Program | Montgomery | 8502 | 5 | 9.57 | Residential | Yes | Behind the Meter | Behind the Meter |  | None | Sunrun Installation Services, Inc. | PSE&G | Eligible for TI Program | 2019-10-16 | 2019-10-18 | 2021-10-30 | SolarEdge Technologies | SE7600H-USRGM | Inverters | 7600 |  | 1 |  |  | 0.96 |  | Outdoor | Next To Meter
NJSTRE1545384151 |  | Transition Incentive Program | Woodcliff Lake Boro | 7677 | 7 | 14.79 | Residential | No | Behind the Meter | Net-metered residential rooftop and canopy |  | None | Tesla Energy Operations Inc. | PSE&G | Accepted | 2020-07-31 | 2020-08-12 | 2021-10-30 | Delta | M4-TL-US [240V] | Inverters | 3840 |  | 1 |  |  | 0.975 |  | Indoor | Indoor
NJSTRE1545384206 | NJSRRE1542562051 | Transition Incentive Program | Westfield | 7090 | 10 | 7.48 | Residential | No | Behind the Meter | Behind the Meter |  | None | Green Power Energy | PSE&G | Eligible for TI Program | 2019-10-21 | 2019-10-23 | 2021-10-30 | SolarEdge | SE6000H-US | Inverters | 6000 |  | 1 |  |  | 0.97 |  | Outside | next to meter
NJSTRE1545384218 | NJSRRE1544199115 | Transition Incentive Program | Avenel | 7001 | 11 | 13.55 | Residential | Yes | Behind the Meter | Behind the Meter |  | None | Trinity Solar | PSE&G | Eligible for TI Program | 2020-01-20 | 2020-01-23 | 2021-10-30 | Solar Edge | SE11400H-US000BNC4 | Inverters | 11400 |  | 1 |  |  | 0.97 |  | Outdoor | side of home
NJSTRE1545384223 | NJSRRE1543513275 | Transition Incentive Program | Clifton | 7011 | 6 | 5.04 | Residential | No | Behind the Meter | Behind the Meter |  | None | Trinity Solar | PSE&G | Eligible for TI Program | 2019-12-11 | 2019-12-16 | 2021-10-30 | Solar Edge | SE3800H-US | Inverters | 3800 |  | 1 |  |  | 0.97 |  | Outside | side of home
NJSTRE1545384228 | NJSRRE1544549854 | Transition Incentive Program | Haledon | 7508 | 6 | 5.12 | Residential | Yes | Behind the Meter | Behind the Meter |  | None | Skyline Solar, LLC | PSE&G | Eligible for TI Program | 2020-02-28 | 2020-03-03 | 2021-10-30 | SolarEdge | SE3800H-US | Inverters | 3800 |  | 1 |  |  | 0.99 |  | Outside | within ten feet of meter
NJSTRE1545384244 | NJSRRE1544165395 | Transition Incentive Program | Mount Laurel Township | 8054 | 13 | 14.26 | Residential | Yes | Behind the Meter | Behind the Meter |  | None | Sunrun Installation Services, Inc. | PSE&G | Eligible for TI Program | 2020-01-14 | 2020-01-20 | 2021-10-30 | Delta Electronics | M4-TL-US | Inverters | 3840 |  | 1 |  |  | 0.96 |  | Outdoor | Next To Meter
NJSTRE1545384244 | NJSRRE1544165395 | Transition Incentive Program | Mount Laurel Township | 8054 | 13 | 14.26 | Residential | Yes | Behind the Meter | Behind the Meter |  | None | Sunrun Installation Services, Inc. | PSE&G | Eligible for TI Program | 2020-01-14 | 2020-01-20 | 2021-10-30 | Delta Electronics | M8-TL-US | Inverters | 7680 |  | 1 |  |  | 0.96 |  | Outdoor | Next To Meter
NJSTRE1545384190 | NJSRRE1542524457 | Transition Incentive Program | Cherry Hill | 8034 | 14 | 9.81 | Residential | Yes | Behind the Meter | Net-metered residential rooftop and canopy |  | None | SunPower Corporation, Systems | PSE&G | Accepted |  | 2019-10-14 | 2021-10-30 | SUNPOWER | SPR-E20-327-E-AC | Inverters | 320 |  | 30 |  |  | 0.96 |  | Other | under each panel
NJSTRE1545384191 | NJSRRE1542507880 | Transition Incentive Program | Monroe Township | 8831 | 11 | 8.82 | Residential | Yes | Behind the Meter | Net-metered residential rooftop and canopy |  | None | Vivint Solar Developer, LLC | JCP&L | Accepted | 2019-10-05 | 2019-10-09 | 2021-10-30 | Solar Edge | SE7600H-US000BNC4 | Inverters | 7600 |  | 1 |  |  | 0.992 |  | Outdoor | near the Utility meter
NJSTRE1545384199 | NJSRRE1542554452 | Transition Incentive Program | Newton | 7860 | 1 | 10.73 | Residential | Yes | Behind the Meter | Behind the Meter |  | None | Sunrun Installation Services, Inc. | JCP&L | Eligible for TI Program | 2019-10-17 | 2019-10-21 | 2021-10-30 | Delta Electronics | M4-TL-US | Inverters | 3840 |  | 1 |  |  | 0.96 |  | Outdoor | Next To Meter
NJSTRE1545384200 | NJSRRE1542582500 | Transition Incentive Program | Jersey City | 7305 | 8 | 4.8 | Residential | No | Behind the Meter | Behind the Meter |  | None | EMT Renewables | PSE&G | Eligible for TI Program | 2019-10-24 | 2019-10-28 | 2021-10-30 | SolarEdge | SE3800H-US | Inverters | 3800 |  | 1 |  |  | 0.95 |  | Other | next to meter
NJSTRE1545384214 | NJSRRE1542581815 | Transition Incentive Program | Waterford | 8089 | 14 | 2.61 | Residential | Yes | Behind the Meter | Behind the Meter |  | None | Sunrun Installation Services, Inc. | AC Electric | Eligible for TI Program | 2019-10-24 | 2020-01-15 | 2021-10-30 | Delta Electronics | M4-TL-US | Inverters | 3840 |  | 1 |  |  | 0.96 |  | Outdoor | Next To Meter
NJSTRE1545384217 | NJSRRE1544414164 | Transition Incentive Program | Rutherford | 7070 | 7 | 3.6 | Residential | No | Behind the Meter | Net-metered residential rooftop and canopy |  | None | SunPower Corporation, Systems | PSE&G | Accepted |  | 2020-02-10 | 2021-10-30 | SUNPOWER | SPR-E20-327-E-AC | Inverters | 320 |  | 11 |  |  | 0.96 |  | Other | under each panel
NJSTRE1545384224 | NJSRRE1544352957 | Transition Incentive Program | galloway | 8205 | 19 | 15.41 | Residential | No | Behind the Meter | Net-metered residential ground mount |  | None | Vision Solar LLC | AC Electric | Accepted | 2020-02-04 | 2020-02-07 | 2021-10-30 | enphase | iq7-60-2-us | Inverters | 0.25 |  | 46 |  |  | 0.96 |  | Other | behind panels
NJSTRE1545384227 | NJSRRE1543501544 | Transition Incentive Program | Marmora | 8223 | 21 | 12.92 | Residential | Yes | Behind the Meter | Behind the Meter |  | None | Trinity Solar | AC Electric | Eligible for TI Program | 2019-12-09 | 2019-12-11 | 2021-10-30 | Solar Edge | SE10000 | Inverters | 10000 |  | 1 |  |  | 0.97 |  | Outside | side of home
NJSTRE1545384229 | NJSRRE1544308865 | Transition Incentive Program | Jersey City | 7306 | 8 | 3.84 | Residential | Yes | Behind the Meter | Behind the Meter |  | None | Skyline Solar, LLC | PSE&G | Eligible for TI Program | 2020-01-27 | 2020-01-29 | 2021-10-30 | SolarEdge | SE3800H-US | Inverters | 3800 |  | 1 |  |  | 0.99 |  | Outside | within ten feet of meter
NJSTRE1545384248 | NJSRRE1544342529 | Transition Incentive Program | South River | 8882 | 11 | 12.43 | Residential | No | Behind the Meter | Net-metered residential rooftop and canopy |  | None | SunPower Corporation, Systems | South River | Final As-Built Received |  | 2020-02-11 | 2021-10-30 | SUNPOWER | SPR-E20-327-E-AC | Inverters | 320 |  | 38 |  |  | 0.96 |  | Other | under each panel
NJSTRE1545384296 | NJSRRE1544000925 | Transition Incentive Program | Rutherford | 7070 | 7 | 7.25 | Residential | Yes | Behind the Meter | Net-metered residential rooftop and canopy |  | None | Vision Solar LLC | PSE&G | Accepted | 2020-01-06 | 2020-01-09 | 2021-10-30 | Enphase | iq7-60-2-us | Inverters | 0.25 |  | 23 |  |  | 0.96 |  | Other | behind panels
NJSTRE1545384297 | NJSRRE1544326104 | Transition Incentive Program | Manahawkin | 8050 | 18 | 12.92 | Residential | Yes | Behind the Meter | Net-metered residential rooftop and canopy |  | None | Vivint Solar Developer, LLC | AC Electric | Accepted | 2020-01-29 | 2020-01-31 | 2021-10-30 | SOLAREDGE | SE10000H-US | Inverters | 10000 |  | 1 |  |  | 0.992 |  | Outdoor | Near the Utility Meter
NJSTRE1545234823 |  | Transition Incentive Program | Millville | 8332 | 20 | 12.68 | Residential | No | Behind the Meter | Net-metered residential rooftop and canopy |  | None | Castle Energy, LLC | AC Electric | Accepted | 2020-07-01 | 2020-07-07 | 2021-07-07 | Hanwha Q-Cells | Q.Peak DUO-G5 325 | Solar Panels |  | 0.325 | 13 | 113 | 25 |  | Fixed | Roof
NJSTRE1545234823 |  | Transition Incentive Program | Millville | 8332 | 20 | 12.68 | Residential | No | Behind the Meter | Net-metered residential rooftop and canopy |  | None | Castle Energy, LLC | AC Electric | Accepted | 2020-07-01 | 2020-07-07 | 2021-07-07 | Hanwha Q-Cells | Q.Peak DUO-G5 325 | Solar Panels |  | 0.325 | 18 | 203 | 25 |  | Fixed | Roof
NJSTRE1545238164 |  | Transition Incentive Program | vineland | 8361 | 20 | 6.7 | Residential | Yes | Behind the Meter | Net-metered residential rooftop and canopy |  | None | Vision Solar LLC | Vineland Muni Electric | Accepted | 2020-07-02 | 2020-07-07 | 2021-07-07 | LG SOLAR | LG335N1K-V5 | Solar Panels |  | 0.335 | 20 | 192 | 32 |  | Fixed | Roof
NJSTRE1545238149 |  | Transition Incentive Program | CINNAMINSON TOWNSHIP | 8077 | 13 | 8.84 | Residential | Yes | Behind the Meter | Net-metered residential rooftop and canopy |  | None | Trinity Solar | PSE&G | Final As-Built Received | 2020-07-01 | 2020-07-07 | 2021-10-30 | HANWHA | Q.PEAK DUO BLK-G6 340 | Solar Panels |  | 0.34 | 17 | 119 | 34 |  | Fixed | Roof
NJSTRE1545240494 |  | Transition Incentive Program | Edgewater Park | 8010 | 13 | 4.27 | Residential | Yes | Behind the Meter | Net-metered residential rooftop and canopy |  | None | Sunrun, Inc. | PSE&G | Accepted | 2020-07-01 | 2020-07-07 | 2021-07-07 | LONGi Green Energy Technology Co Ltd | LR6-60HPB-305M | Solar Panels |  | 0.305 | 14 | 160 | 33 |  | Fixed | Roof
NJSTRE1545246701 |  | Transition Incentive Program | Absecon | 8201 | 19 | 12.4 | Residential | Yes | Behind the Meter | Net-metered residential rooftop and canopy |  | ACE2 | Vision Solar LLC | AC Electric | Accepted | 2020-07-02 | 2020-07-08 | 2021-07-08 | LG SOLAR | LG335N1K-VK | Solar Panels |  | 0.335 | 1 | 186 | 20 |  | Fixed | Roof
NJSTRE1545246707 |  | Transition Incentive Program | Wayne | 7470 | 6 | 14.62 | Residential | Yes | Behind the Meter | Net-metered residential rooftop and canopy |  | None | Trinity Solar | PSE&G | Accepted | 2020-07-02 | 2020-07-08 | 2021-07-08 | Hanwha | Q.PEAK DUO BLK-G6 340 | Solar Panels |  | 0.34 | 9 | 172 | 18 |  | Fixed | Roof
NJSTRE1545246721 |  | Transition Incentive Program | Berlin | 8009 | 14 | 6.46 | Residential | Yes | Behind the Meter | Net-metered residential rooftop and canopy |  | None | Trinity Solar | AC Electric | Accepted | 2020-07-02 | 2020-07-08 | 2021-07-08 | Hanwha | Q.PEAK DUO BLK-G6 340 | Solar Panels |  | 0.34 | 4 | 86 | 23 |  | Fixed | Roof
NJSTRE1545246781 |  | Transition Incentive Program | blackwood | 8012 | 14 | 13.07 | Residential | Yes | Behind the Meter | Net-metered residential rooftop and canopy |  | ACE | Vision Solar LLC | AC Electric | Accepted | 2020-07-02 | 2020-07-07 | 2021-07-07 | LG SOLAR | LG335N1K-VK | Solar Panels |  | 0.335 | 4 | 141 | 20 |  | Fixed | Roof
NJSTRE1545246837 |  | Transition Incentive Program | Absecon | 8201 | 19 | 6.12 | Residential | Yes | Behind the Meter | Net-metered residential rooftop and canopy |  | None | Trinity Solar | AC Electric | Accepted | 2020-07-02 | 2020-07-09 | 2021-07-09 | Hanwha | Q.PEAK DUO BLK-G6 340 | Solar Panels |  | 0.34 | 11 | 264 | 5 |  | Fixed | Roof
NJSTRE1545246839 |  | Transition Incentive Program | HAMILTON | 8690 | 12 | 6.21 | Residential | Yes | Behind the Meter | Net-metered residential rooftop and canopy |  | None | Sunrun, Inc. | PSE&G | Accepted | 2020-07-02 | 2020-07-08 | 2021-07-08 | LG Electronics | LG345N1C-V5 | Solar Panels |  | 0.345 | 6 | 310 | 34 |  | Fixed | Roof
NJSTRE1545246979 |  | Transition Incentive Program | Hillside | 7205 | 10 | 6.03 | Residential | Yes | Behind the Meter | Net-metered residential rooftop and canopy |  | None | Pro Custom Solar dba Momentum Solar | PSE&G | Accepted | 2020-07-02 | 2020-07-08 | 2021-07-08 | HANWHA | Q.PEAK DUO BLK G6+ 335 | Solar Panels |  | 0.335 | 4 | 59 | 32 |  | Fixed | Roof
NJSTRE1545246989 |  | Transition Incentive Program | Hopewell TWP MER | 8534 | 12 | 15.12 | Residential | No | Behind the Meter | Net-metered residential rooftop and canopy |  | None | Tesla Energy Operations Inc. | PSE&G | Accepted | 2020-07-02 | 2020-07-08 | 2021-07-08 | Hanwha Q CELLS | Q.PEAK DUO BLK-G5/SC315 | Solar Panels |  | 0.315 | 3 | 344 | 22 |  | Fixed | Roof
NJSTRE1545384202 | NJSRRE1542540405 | Transition Incentive Program | Union | 7083 | 10 | 12.77 | Residential | Yes | Behind the Meter | Behind the Meter |  | None | Pro Custom Solar dba Momentum Solar | PSE&G | Eligible for TI Program | 2019-10-14 | 2019-10-16 | 2021-10-30 | Enphase Energy | IQ7-60-2-US | Inverters | 250 |  | 37 |  |  | 0.97 |  | Outdoor | Roof
NJSTRE1545384208 | NJSRRE1542543703 | Transition Incentive Program | Roselle Park | 7204 | 10 | 8.51 | Residential | No | Behind the Meter | Net-metered residential rooftop and canopy |  | None | Suntuity Solar LLC | PSE&G | Accepted | 2019-10-15 | 2019-10-17 | 2021-10-30 | Enphase Energy | IQ7-60-2-US | Inverters | 240 |  | 27 |  |  | 0.97 |  | Outdoor | Behind the PV Modules
NJSTRE1545384209 | NJSRRE1543067774 | Transition Incentive Program | Gibbsboro | 8026 | 14 | 23 | Residential | Yes | Behind the Meter | Behind the Meter |  | None | Trinity Solar | AC Electric | Eligible for TI Program | 2019-11-12 | 2019-11-14 | 2021-10-30 | SOLAR EDGE | SE5000H-US | Inverters | 5000 |  | 1 |  |  | 0.97 |  | Outside | SIDE
NJSTRE1545384216 | NJSRRE1543533488 | Transition Incentive Program | HOLMDEL | 7733 | 17 | 11.34 | Residential | Yes | Behind the Meter | Net-metered residential rooftop and canopy |  | None | Tesla Energy Operations Inc. | JCP&L | Accepted | 2019-12-12 | 2019-12-17 | 2021-10-30 | SOLAREDGE | SE10000H-US000SNC2 | Inverters | 10000 |  | 1 |  |  | 0.98 |  | Outdoor | Outdoor
NJSTRE1545384220 | NJSRRE1544422960 | Transition Incentive Program | North Arlington | 7031 | 7 | 8.82 | Residential | Yes | Behind the Meter | Net-metered residential rooftop and canopy |  | None | Trinity Solar | PSE&G | Final As-Built Received |  | 2020-02-12 | 2021-10-30 | Solar Edge | SE7600 | Inverters | 7600 |  | 1 |  |  | 0.97 |  | Outside | side of home
NJSTRE1545384231 | NJSRRE1544165376 | Transition Incentive Program | Sicklerville | 8081 | 14 | 5.23 | Residential | Yes | Behind the Meter | Behind the Meter |  | None | EMT Renewables | AC Electric | Eligible for TI Program | 2020-01-14 | 2020-01-20 | 2021-10-30 | Sunpower | IQ7x-Type E Micro Inverters | Inverters | 320 |  | 16 |  |  | 0.97 |  | Outside | under panels
NJSTRE1545384232 | NJSRRE1544537187 | Transition Incentive Program | Union | 7083 | 10 | 8.37 | Residential | No | Behind the Meter | Behind the Meter |  | None | Sunrun Installation Services, Inc. | PSE&G | Eligible for TI Program | 2020-02-25 | 2020-02-28 | 2021-10-30 | Enphase Energy | IQ7-60-x-US (240V) | Inverters | 240 |  | 27 |  |  | 0.96 |  | Outdoor | Rooftop
NJSTRE1545384241 | NJSRRE1544309131 | Transition Incentive Program | Trenton | 8619 | 12 | 10.08 | Residential | Yes | Behind the Meter | Net-metered residential rooftop and canopy |  | None | Trinity Solar | PSE&G | Final As-Built Received |  | 2020-01-29 | 2021-10-30 | Solar Edge | SE7600 | Inverters | 7600 |  | 1 |  |  | 0.97 |  | Indoor | garage
NJSTRE1545384247 | NJSRRE1544465686 | Transition Incentive Program | Hamburg | 7419 | 1 | 13.74 | Residential | No | Behind the Meter | Behind the Meter |  | None | Green Power Energy | JCP&L | Eligible for TI Program | 2020-02-17 | 2020-02-19 | 2021-10-30 | SolarEdge | SE11400H | Inverters | 11400 |  | 1 |  |  | 0.97 |  | Outside | Next to meter
NJSTRE1545384251 | NJSRRE1544514304 | Transition Incentive Program | Middlesex | 8846 | 11 | 7.04 | Residential | Yes | Behind the Meter | Behind the Meter |  | None | Skyline Solar, LLC | PSE&G | Eligible for TI Program | 2020-02-21 | 2020-02-25 | 2021-10-30 | SolarEdge | SE5000H-US | Inverters | 5000 |  | 1 |  |  | 0.99 |  | Outside | within ten feet of meter
NJSTRE1545384264 | NJSRRE1543478579 | Transition Incentive Program | Plainfield | 7062 | 10 | 4.49 | Residential | Yes | Behind the Meter | Behind the Meter |  | None | Pro Custom Solar dba Momentum Solar | PSE&G | Eligible for TI Program | 2019-12-04 | 2019-12-09 | 2021-10-30 | Enphase Energy | IQ7Plus-72-2-US | Inverters | 295 |  | 13 |  |  | 0.97 |  | Outdoor | Roof
NJSTRE1545384281 | NJSRRE1543823886 | Transition Incentive Program | Hillsborough | 8844 | 5 | 7.88 | Residential | Yes | Behind the Meter | Behind the Meter |  | None | Pro Custom Solar dba Momentum Solar | PSE&G | Eligible for TI Program | 2019-12-27 | 2020-01-03 | 2021-10-30 | Enphase Energy | IQ6-60-2-US | Inverters | 230 |  | 25 |  |  | 0.97 |  | Outdoor | Roof
NJSTRE1545384292 | NJSRRE1543974530 | Transition Incentive Program | Freehold | 7728 | 17 | 4.73 | Residential | Yes | Behind the Meter | Behind the Meter |  | None | Trinity Solar | JCP&L | Eligible for TI Program | 2020-01-06 | 2020-01-08 | 2021-10-30 | Solar Edge | SE3800 | Inverters | 3800 |  | 1 |  |  | 0.97 |  | Outside | side of home
NJSTRE1545384262 | NJSRRE1544343731 | Transition Incentive Program | Vineland | 8360 | 20 | 5.23 | Residential | Yes | Behind the Meter | Net-metered residential rooftop and canopy |  | None | SunnyMac LLC | Vineland Muni Electric | Accepted |  | 2020-02-05 | 2021-10-30 | Enphase | IQ7XS-96-ACM-US | Inverters | 0.315 |  | 16 |  |  | 0.99 |  | Outdoor | roof
NJSTRE1545384266 | NJSRRE1544422926 | Transition Incentive Program | Plainfield | 7063 | 10 | 7.25 | Residential | Yes | Behind the Meter | Behind the Meter |  | None | Trinity Solar | PSE&G | Eligible for TI Program | 2020-02-10 | 2020-02-12 | 2021-10-30 | Solar Edge | SE6000 | Inverters | 6000 |  | 1 |  |  | 0.97 |  | Outside | side of home
NJSTRE1545384271 | NJSRRE1543514545 | Transition Incentive Program | Newark | 7107 | 9 | 4.1 | Residential | Yes | Behind the Meter | Net-metered residential rooftop and canopy |  | None | Vision Solar LLC | PSE&G | Accepted | 2020-01-08 | 2020-01-09 | 2021-10-30 | Enphase | iq7-60-2-us | Inverters | 0.25 |  | 13 |  |  | 0.96 |  | Other | behind panels
NJSTRE1545384288 | NJSRRE1544538167 | Transition Incentive Program | Vineland | 8360 | 20 | 6.7 | Residential | Yes | Behind the Meter | Net-metered residential rooftop and canopy |  | None | Vision Solar LLC | Vineland Muni Electric | Accepted | 2020-02-25 | 2020-02-28 | 2021-10-30 | enphase | iq7-60-2-us | Inverters | 0.25 |  | 20 |  |  | 0.96 |  | Other | behind panels
NJSTRE1545384298 | NJSRRE1544469552 | Transition Incentive Program | Belmar | 7719 | 17 | 7.8 | Residential | No | Behind the Meter | Net-metered residential rooftop and canopy |  | None | Advanced Solar & Energy Solutions, LLC | JCP&L | Final As-Built Received | 2020-02-18 | 2020-02-21 | 2021-10-30 | Solar edge | SE6000-US | Inverters | 6000 |  | 1 |  |  | 0.97 |  | Outdoor | outside next to meter
NJSTRE1545384300 | NJSRRE1544191723 | Transition Incentive Program | North Brunswick | 8902 | 11 | 7.7 | Residential | Yes | Behind the Meter | Behind the Meter |  | None | Pro Custom Solar dba Momentum Solar | PSE&G | Eligible for TI Program | 2020-01-17 | 2020-01-22 | 2021-10-30 | ENPHASE ENERGY | IQ7PLUS-72-2-US | Inverters | 295 |  | 22 |  |  | 0.97 |  | Outdoor | ROOF
NJSTRE1545384311 | NJSRRE1543827228 | Transition Incentive Program | North Brunswick | 8902 | 11 | 11.66 | Residential | Yes | Behind the Meter | Behind the Meter |  | None | Pro Custom Solar dba Momentum Solar | PSE&G | Eligible for TI Program | 2019-12-30 | 2020-01-03 | 2021-10-30 | ENPHASE ENERGY | IQ6-60-2-US | Inverters | 240 |  | 37 |  |  | 0.97 |  | Outdoor | ROOF
NJSTRE1545384322 | NJSRRE1544524488 | Transition Incentive Program | Bound Brook | 8805 | 5 | 8.37 | Residential | Yes | Behind the Meter | Behind the Meter |  | None | Sunrun Installation Services, Inc. | PSE&G | Eligible for TI Program | 2020-02-24 | 2020-02-26 | 2021-10-30 | Delta Electronics | M8-TL-US | Inverters | 7680 |  | 1 |  |  | 0.96 |  | Outdoor | Next To Meter
NJSTRE1545384330 | NJSRRE1544469872 | Transition Incentive Program | Clifton City | 7014 | 6 | 4.49 | Residential | No | Behind the Meter | Behind the Meter |  | None | Sunrun Installation Services, Inc. | PSE&G | Eligible for TI Program | 2020-02-18 | 2020-02-21 | 2021-10-30 | Delta Electronics | M4-TL-US | Inverters | 3840 |  | 1 |  |  | 0.96 |  | Outdoor | Next To Meter
NJSTRE1545384336 | NJSRRE1544512294 | Transition Incentive Program | South Brunswick Township | 8852 | 11 | 9.61 | Residential | No | Behind the Meter | Behind the Meter |  | None | Sunrun Installation Services, Inc. | PSE&G | Eligible for TI Program | 2020-02-20 | 2020-02-24 | 2021-10-30 | Enphase Energy | IQ7-60-x-US (240V) | Inverters | 240 |  | 31 |  |  | 0.96 |  | Outdoor | Rooftop
NJSTRE1545384339 | NJSRRE1544150863 | Transition Incentive Program | Lawrence | 8648 | 12 | 3.84 | Residential | Yes | Behind the Meter | Behind the Meter |  | None | Skyline Solar, LLC | PSE&G | Eligible for TI Program | 2020-01-09 | 2020-01-14 | 2021-10-30 | SolarEdge | SE3800H-US | Inverters | 3800 |  | 1 |  |  | 0.99 |  | Outside | within ten feet of meter
NJSTRE1545384361 | NJSRRE1543513003 | Transition Incentive Program | Mine Hill Township | 7803 | 3 | 11.31 | Residential | Yes | Behind the Meter | Behind the Meter |  | None | Sunrun Installation Services, Inc. | JCP&L | Eligible for TI Program | 2019-12-11 | 2019-12-16 | 2021-10-30 | Delta Electronics | M4-TL-US | Inverters | 3840 |  | 1 |  |  | 0.96 |  | Outdoor | Next To Meter
NJSTRE1545384010 | NJSRRE1542507863 | Transition Incentive Program | Livingston | 7039 | 9 | 5.87 | Residential | No | Behind the Meter | Behind the Meter |  | None | Pro Custom Solar dba Momentum Solar | PSE&G | Eligible for TI Program | 2019-10-04 | 2019-10-09 | 2021-10-30 | Enphase Energy | IQ7-60-2-US | Inverters | 250 |  | 17 |  |  | 0.97 |  | Outdoor | Roof
NJSTRE1545384022 | NJSRRE1542525026 | Transition Incentive Program | SICKLERVILLE | 8081 | 14 | 3.15 | Residential | Yes | Behind the Meter | Net-metered residential rooftop and canopy |  | None | Vivint Solar Developer, LLC | AC Electric | Accepted | 2019-10-10 | 2019-10-14 | 2021-10-30 | solar edge | SE3800H-US | Inverters | 3800 |  | 1 |  |  | 0.992 |  | Outdoor | near utility meter
NJSTRE1545384034 | NJSRRE1542578563 | Transition Incentive Program | SWEDESBORO | 8085 | 15 | 17.55 | Residential | No | Behind the Meter | Behind the Meter |  | None | Sunny Corp | AC Electric | Eligible for TI Program | 2019-10-23 | 2019-10-25 | 2021-10-30 | SOLAREDGE | SE11400H-US | Inverters | 11400 |  | 1 |  |  | 0.992 |  | Outside | GARAGE
NJSTRE1545384187 | NJSRRE1542790715 | Transition Incentive Program | BORDENTOWN | 8505 | 13 | 3.78 | Residential | Yes | Behind the Meter | Net-metered residential rooftop and canopy |  | None | Vivint Solar Developer, LLC | PSE&G | Accepted | 2019-10-30 | 2019-11-01 | 2021-10-30 | solar edge | SE3800H-US | Inverters | 3800 |  | 1 |  |  | 0.992 |  | Outdoor | near utility meter
NJSTRE1545384194 | NJSRRE1542579683 | Transition Incentive Program | NORTHFIELD | 8225 | 19 | 3.47 | Residential | Yes | Behind the Meter | Net-metered residential rooftop and canopy |  | None | Vivint Solar Developer, LLC | AC Electric | Accepted | 2019-10-23 | 2019-10-25 | 2021-10-30 | solar edge | SE3800H-US | Inverters | 3800 |  | 1 |  |  | 0.992 |  | Outdoor | near utility meter
NJSTRE1545384209 | NJSRRE1543067774 | Transition Incentive Program | Gibbsboro | 8026 | 14 | 23 | Residential | Yes | Behind the Meter | Behind the Meter |  | None | Trinity Solar | AC Electric | Eligible for TI Program | 2019-11-12 | 2019-11-14 | 2021-10-30 | SOLAR EDGE | SE11400H-US | Inverters | 11400 |  | 1 |  |  | 0.97 |  | Outside | SIDE
NJSTRE1545384246 | NJSRRE1544543627 | Transition Incentive Program | Marlboro | 7751 | 17 | 18.9 | Residential | No | Behind the Meter | Behind the Meter |  | None | Pro Custom Solar dba Momentum Solar | JCP&L | Eligible for TI Program | 2020-02-26 | 2020-03-02 | 2021-10-30 | Enphase Energy | IQ7PLUS-72-2-US | Inverters | 295 |  | 54 |  |  | 0.97 |  | Outdoor | ground
NJSTRE1545384256 | NJSRRE1544095403 | Transition Incentive Program | Leonia | 7605 | 7 | 12.29 | Residential | Yes | Behind the Meter | Behind the Meter |  | None | Pro Custom Solar dba Momentum Solar | PSE&G | Eligible for TI Program | 2020-01-06 | 2020-01-09 | 2021-10-30 | Enphase Energy | IQ6-60-2-US | Inverters | 290 |  | 39 |  |  | 0.97 |  | Outdoor | Roof
NJSTRE1545384257 | NJSRRE1543501545 | Transition Incentive Program | Totowa | 7512 | 6 | 7.88 | Residential | Yes | Behind the Meter | Net-metered residential rooftop and canopy |  | None | Vivint Solar Developer, LLC | PSE&G | Accepted | 2019-12-09 | 2019-12-11 | 2021-10-30 | SOLAREDGE | SE7600H-US | Inverters | 7600 |  | 1 |  |  | 0.992 |  | Outdoor | Near the Utility Meter
NJSTRE1545384270 | NJSRRE1544309475 | Transition Incentive Program | Kendall Park | 8824 | 11 | 8.05 | Residential | Yes | Behind the Meter | Behind the Meter |  | None | Pro Custom Solar dba Momentum Solar | PSE&G | Eligible for TI Program | 2020-01-27 | 2020-01-30 | 2021-10-30 | ENPHASE ENERGY | IQ7PLUS-72-2-US | Inverters | 295 |  | 23 |  |  | 0.97 |  | Outdoor | ROOF
NJSTRE1545384282 | NJSRRE1544431717 | Transition Incentive Program | Buena | 8310 | 19 | 6.7 | Residential | Yes | Behind the Meter | Net-metered residential rooftop and canopy |  | None | Vision Solar LLC | AC Electric | Accepted | 2020-02-11 | 2020-02-14 | 2021-10-30 | enphase | iq7-60-2-us | Inverters | 0.25 |  | 20 |  |  | 0.96 |  | Other | behind panels
NJSTRE1545384287 | NJSRRE1544226241 | Transition Incentive Program | Galloway | 8205 | 19 | 79.7 | Commercial | No | Behind the Meter | Behind the Meter |  | None | Spectacular Solar | AC Electric | Eligible for TI Program | 2020-01-24 | 2020-01-29 | 2021-10-30 | SOLAR EDGE | SE66.6K | Inverters | 66600 |  | 1 |  |  | 0.985 |  | Outside | BY THE METER
NJSTRE1545384293 | NJSRRE1544469369 | Transition Incentive Program | Watchung | 7069 | 5 | 7.44 | Residential | Yes | Behind the Meter | Behind the Meter |  | None | Sunrun Installation Services, Inc. | PSE&G | Eligible for TI Program | 2020-02-18 | 2020-02-20 | 2021-10-30 | Enphase Energy | IQ7-60-x-US (240V) | Inverters | 240 |  | 24 |  |  | 0.96 |  | Outdoor | Rooftop
NJSTRE1545384253 | NJSRRE1543553192 | Transition Incentive Program | Old Bridge | 8857 | 11 | 5.99 | Residential | Yes | Behind the Meter | Net-metered residential rooftop and canopy |  | None | Trinity Solar | JCP&L | Accepted | 2019-12-16 | 2019-12-19 | 2021-10-30 | Solar Edge | SE5000 | Inverters | 5000 |  | 1 |  |  | 0.97 |  | Outside | side of home
NJSTRE1545384275 | NJSRRE1544000897 | Transition Incentive Program | Union | 7083 | 10 | 5.44 | Residential | Yes | Behind the Meter | Behind the Meter |  | None | Sunrun Installation Services, Inc. | PSE&G | Eligible for TI Program | 2020-01-06 | 2020-01-09 | 2021-10-30 | Delta Electronics | M5-TL-US | Inverters | 4800 |  | 1 |  |  | 0.96 |  | Outdoor | Next To Meter
NJSTRE1545384283 | NJSRRE1544524469 | Transition Incentive Program | Willingboro | 8046 | 13 | 4.83 | Residential | No | Behind the Meter | Behind the Meter |  | None | Sunrun Installation Services, Inc. | PSE&G | Eligible for TI Program | 2020-02-24 | 2020-02-26 | 2021-10-30 | SolarEdge Technologies | SE3800A-USS2RGM | Inverters | 3800 |  | 1 |  |  | 0.96 |  | Outdoor | Next To Meter
NJSTRE1545384294 | NJSRRE1544188607 | Transition Incentive Program | Linden | 7036 | 10 | 6.1 | Residential | Yes | Behind the Meter | Net-metered residential rooftop and canopy |  | None | Complete Solar | PSE&G | Final As-Built Received | 2020-02-07 | 2020-02-10 | 2021-10-30 | SOLAREDGE TECHNOLOGIES | SE5000H-US RGM | Inverters | 5000 |  | 1 |  |  | 0.97 |  | Outdoor | BY MSP
NJSTRE1545384309 | NJSRRE1544334745 | Transition Incentive Program | Linwood | 8221 | 19 | 11.22 | Residential | Yes | Behind the Meter | Behind the Meter |  | None | Sunrun Installation Services, Inc. | AC Electric | Eligible for TI Program | 2020-01-30 | 2020-02-04 | 2021-10-30 | Enphase Energy | IQ7-60-x-US (240V) | Inverters | 240 |  | 34 |  |  | 0.96 |  | Outdoor | Rooftop
NJSTRE1545384317 | NJSRRE1544354830 | Transition Incentive Program | WILLINGBORO | 8046 | 13 | 4.73 | Residential | Yes | Behind the Meter | Net-metered residential rooftop and canopy |  | None | Vivint Solar Developer, LLC | PSE&G | Accepted | 2020-02-05 | 2020-02-07 | 2021-10-30 | SolarEdge | SE3800H-US | Inverters | 3800 |  | 1 |  |  | 0.992 |  | Outdoor | Near the utility meter
NJSTRE1545384325 | NJSRRE1543442445 | Transition Incentive Program | Ewing Township | 8638 | 12 | 5.51 | Residential | Yes | Behind the Meter | Behind the Meter |  | None | Sunrun Installation Services, Inc. | PSE&G | Eligible for TI Program | 2019-11-25 | 2019-11-27 | 2021-10-30 | Delta Electronics | M5-TL-US | Inverters | 4800 |  | 1 |  |  | 0.96 |  | Outdoor | Next To Meter
NJSTRE1545384346 | NJSRRE1543658640 | Transition Incentive Program | Howell | 7731 | 17 | 15.68 | Commercial | No | Behind the Meter | Net-metered non-residential rooftop and canopy |  | None | Powerlutions | JCP&L | Accepted |  | 2019-12-30 | 2021-10-30 | SolarEdge | SE14.4KUS | Inverters | 14.4 |  | 1 |  |  | 0.99 |  | Outdoor | near meter
NJSTRE1545384347 | NJSRRE1544161176 | Transition Incentive Program | Clinton | 8809 | 4 | 8.04 | Residential | No | Behind the Meter | Net-metered residential rooftop and canopy |  | None | Green Power energy | JCP&L | Accepted |  | 2020-01-16 | 2021-10-30 | SolarEdge | SE7600H-US | Inverters | 7600 |  | 1 |  |  | 0.97 |  | Outside | Next to meter
NJSTRE1545384350 | NJSRRE1544334153 | Transition Incentive Program | Cresskill | 7626 | 7 | 7.44 | Residential | No | Behind the Meter | Behind the Meter |  | None | Sunrun Installation Services, Inc. | Orange Rockland Electric | Eligible for TI Program | 2020-01-30 | 2020-02-04 | 2021-10-30 | Delta Electronics | M6-TL-US | Inverters | 5760 |  | 1 |  |  | 0.96 |  | Outdoor | Next To Meter
NJSTRE1545384357 | NJSRRE1543826891 | Transition Incentive Program | Long Branch | 7740 | 17 | 11.55 | Residential | Yes | Behind the Meter | Behind the Meter |  | None | Pro Custom Solar dba Momentum Solar | JCP&L | Eligible for TI Program | 2019-12-30 | 2020-01-03 | 2021-10-30 | ENPHASE ENERGY | IQ7PLUS-72-2-US | Inverters | 295 |  | 33 |  |  | 0.97 |  | Outdoor | ROOF
NJSTRE1545384360 | NJSRRE1543474515 | Transition Incentive Program | BOGOTA | 7603 | 7 | 6.3 | Residential | No | Behind the Meter | Net-metered residential rooftop and canopy |  | None | Infinity Solar Systems | PSE&G | Accepted |  | 2019-12-05 | 2021-10-30 | ENPHASE | IQ7-60-X-US | Inverters | 240 |  | 18 |  |  | 0.97 |  | Outside | MICROINVERTERS
NJSTRE1545384255 | NJSRRE1544309114 | Transition Incentive Program | Moorestown | 8057 | 13 | 14.81 | Residential | Yes | Behind the Meter | Behind the Meter |  | None | Trinity Solar | PSE&G | Eligible for TI Program | 2020-01-27 | 2020-01-30 | 2021-10-30 | Solar Edge | SE11400H-US000BNC4 | Inverters | 11400 |  | 1 |  |  | 0.97 |  | Outdoor | side of home
NJSTRE1545384269 | NJSRRE1544550274 | Transition Incentive Program | LIVINGSTON TWP | 7039 | 9 | 9.45 | Residential | No | Behind the Meter | Net-metered residential rooftop and canopy |  | None | Tesla Energy Operations Inc | PSE&G | Accepted | 2020-02-28 | 2020-03-04 | 2021-10-30 | SolarEdge Technologies Ltd | SE7600H-US [240V] | Inverters | 7600 |  | 1 |  |  | 0.99 |  | Outdoor | Oitdoor
NJSTRE1545384273 | NJSRRE1544152301 | Transition Incentive Program | Pleasantville | 8232 | 19 | 2.62 | Residential | Yes | Behind the Meter | Net-metered residential rooftop and canopy |  | None | Castle Energy, LLC | AC Electric | Accepted | 2020-01-10 | 2020-01-14 | 2021-10-30 | SunPower | SPR-E20-327-E-AC | Inverters | 320 |  | 8 |  |  | 0.975 |  | Outdoor | on the rooftop under each solar panel
NJSTRE1545384284 | NJSRRE1544431715 | Transition Incentive Program | Totowa | 7512 | 6 | 5.76 | Residential | Yes | Behind the Meter | Net-metered residential rooftop and canopy |  | None | Vivint Solar Developer, LLC | PSE&G | Accepted | 2020-02-12 | 2020-02-14 | 2021-10-30 | SOLAREDGE | SE3800H-US | Inverters | 3800 |  | 1 |  |  | 0.992 |  | Outdoor | Near the Utility Meter
NJSTRE1545384290 | NJSRRE1543464433 | Transition Incentive Program | East Orange | 7017 | 9 | 4.64 | Residential | Yes | Behind the Meter | Behind the Meter |  | None | Sunrun Installation Services, Inc. | PSE&G | Eligible for TI Program | 2019-12-02 | 2019-12-04 | 2021-10-30 | Enphase Energy | IQ7-60-x-US (240V) | Inverters | 240 |  | 16 |  |  | 0.96 |  | Outdoor | Rooftop
NJSTRE1545384307 | NJSRRE1543481087 | Transition Incentive Program | Piscataway | 8854 | 11 | 33.75 | Residential | No | Behind the Meter | Net-metered residential rooftop and canopy |  | None | Suntuity Solar LLC | New Construction | Accepted | 2019-12-05 | 2019-12-09 | 2021-10-30 | Enphase Energy | IQ7-60-2-US | Inverters | 240 |  | 90 |  |  | 0.97 |  | Outdoor | Behind the PV Modules
NJSTRE1545384312 | NJSRRE1544354981 | Transition Incentive Program | Sewell | 8080 | 15 | 17.67 | Residential | No | Behind the Meter | Net-metered residential rooftop and canopy |  | None | Whitman Construction, LLC | AC Electric | Accepted | 2020-02-05 | 2020-02-07 | 2021-10-30 | Enphase Energy | IQ7-60-2-US | Inverters | 0.24 |  | 57 |  |  | 0.976 |  | Outside | roof
NJSTRE1545384326 | NJSRRE1544151909 | Transition Incentive Program | Vineland | 8360 | 20 | 8.5 | Residential | Yes | Behind the Meter | Net-metered residential rooftop and canopy |  | None | Castle Energy, LLC | Vineland Muni Electric | Final As-Built Received | 2020-01-09 | 2020-01-14 | 2021-10-30 | SunPower | SPR-E20-327-E-AC | Inverters | 320 |  | 26 |  |  | 0.975 |  | Outdoor | on the rooftop under each solar panel
NJSTRE1545384331 | NJSRRE1543495782 | Transition Incentive Program | ISELIN | 8830 | 11 | 6.93 | Residential | Yes | Behind the Meter | Net-metered residential rooftop and canopy |  | None | Vivint Solar Developer, LLC | PSE&G | Accepted | 2019-12-06 | 2019-12-10 | 2021-10-30 | SOLAREDGE | SE7600H-US | Inverters | 7600 |  | 1 |  |  | 0.992 |  | Outdoor | Near the Utility Meter
NJSTRE1545384349 | NJSRRE1543478047 | Transition Incentive Program | KEANSBURG | 7734 | 17 | 7.25 | Residential | Yes | Behind the Meter | Net-metered residential rooftop and canopy |  | None | Vivint Solar Developer, LLC | JCP&L | Accepted | 2019-12-04 | 2019-12-06 | 2021-10-30 | Solar Edge | SE7600H-US | Inverters | 7600 |  | 1 |  |  | 0.992 |  | Outdoor | Near the utility meter
NJSTRE1545384359 | NJSRRE1543495745 | Transition Incentive Program | Bloomfield | 7003 | 9 | 2.84 | Residential | Yes | Behind the Meter | Behind the Meter |  | None | Trinity Solar | PSE&G | Eligible for TI Program | 2019-12-06 | 2019-12-10 | 2021-10-30 | Solar Edge | SE3000H-US | Inverters | 3000 |  | 1 |  |  | 0.97 |  | Outside | garage
NJSTRE1545384363 | NJSRRE1544311115 | Transition Incentive Program | Howell | 7731 | 17 | 10.15 | Residential | Yes | Behind the Meter | Behind the Meter |  | None | Pro Custom Solar dba Momentum Solar | JCP&L | Eligible for TI Program | 2020-01-28 | 2020-01-30 | 2021-10-30 | enphase energy | IQ7PLUS-72-2-US | Inverters | 295 |  | 29 |  |  | 0.97 |  | Outdoor | roof
NJSTRE1545246992 |  | Transition Incentive Program | EDISON | 8820 | 11 | 5.49 | Residential | No | Behind the Meter | Net-metered residential rooftop and canopy |  | None | Sunrun Installation Services, Inc. | PSE&G | Accepted | 2020-07-02 | 2020-07-08 | 2021-10-30 | LONGi Green Energy Technology Co Ltd | LR6-60HPB-305M | Solar Panels |  | 0.305 | 15 | 219 | 36 |  | Fixed | Roof
NJSTRE1545247004 |  | Transition Incentive Program | Carteret | 7008 | 11 | 6.46 | Residential | No | Behind the Meter | Net-metered residential rooftop and canopy |  | PSEG | Maier Solar Engineering dba Solar Me | PSE&G | Accepted | 2020-07-02 | 2020-07-08 | 2021-07-08 | Hanwha | Q.CELL DUO BLK-G6 340W | Solar Panels |  | 0.34 | 8 | 259 | 34 |  | Fixed | Roof
NJSTRE1545247026 |  | Transition Incentive Program | EWING | 8618 | 12 | 4.02 | Residential | Yes | Behind the Meter | Net-metered residential rooftop and canopy |  | PSEG | Vision Solar LLC | PSE&G | Accepted | 2020-07-02 | 2020-07-09 | 2021-07-09 | LG SOLAR | LG335N1K-VK | Solar Panels |  | 0.335 | 8 | 285 | 27 |  | Fixed | Roof
NJSTRE1545247042 |  | Transition Incentive Program | Monroe Township | 8831 | 11 | 8.16 | Residential | No | Behind the Meter | Net-metered residential rooftop and canopy |  | None | Tesla Energy Operations Inc. | JCP&L | Accepted | 2020-07-02 | 2020-07-09 | 2021-10-30 | Hanwha Q CELLS | Q.Peak DUO BLK-G6+ 340 | Solar Panels |  | 0.34 | 9 | 358 | 37 |  | Fixed | Roof
NJSTRE1545247069 |  | Transition Incentive Program | Long Beach Township | 8008 | 18 | 5.6 | Residential | Yes | Behind the Meter | Net-metered residential rooftop and canopy |  | None | Pro Custom Solar dba Momentum Solar | AC Electric | Accepted | 2020-07-02 | 2020-07-08 | 2021-07-08 | LG ELECTRONICS | LG 350N1C-V5 | Solar Panels |  | 0.35 | 3 | 120 | 14 |  | Fixed | Roof
NJSTRE1545247073 |  | Transition Incentive Program | BRIDGETON | 8302 | 20 | 5.04 | Residential | No | Behind the Meter | Net-metered residential ground mount |  | ACE | Vision Solar LLC | AC Electric | Accepted | 2020-07-09 | 2020-07-09 | 2021-07-09 | HANWHA Q-CELLS | Q.PEAK DUE-G5 315 | Solar Panels |  | 0.315 | 16 | 180 | 30 |  | Fixed | Ground
NJSTRE1545247107 |  | Transition Incentive Program | HACKENSACK | 7601 | 7 | 12.54 | Residential | Yes | Behind the Meter | Net-metered residential rooftop and canopy |  | None | Sunrun, Inc. | PSE&G | Accepted | 2020-07-02 | 2020-07-08 | 2021-10-30 | LG Electronics | LG330N1C-A5 | Solar Panels |  | 0.33 | 16 | 218 | 18 |  | Fixed | Roof
NJSTRE1545247157 |  | Transition Incentive Program | hampton | 8827 | 4 | 11.73 | Residential | No | Behind the Meter | Net-metered residential rooftop and canopy |  | JCPL | Vision Solar LLC | JCP&L | Accepted | 2020-07-09 | 2020-07-20 | 2021-07-20 | LG SOLAR | LG335N1K-VK | Solar Panels |  | 0.335 | 5 | 337 | 20 |  | Fixed | Roof
NJSTRE1545247161 |  | Transition Incentive Program | lakewood | 8701 | 18 | 9.28 | Residential | No | Behind the Meter | Net-metered residential rooftop and canopy |  | None | Powerlutions | JCP&L | Final As-Built Received | 2020-07-02 | 2020-07-09 | 2021-10-30 | Q-Cells | Q. Peak Duo BLK-G5 320 | Solar Panels |  | 0.32 | 29 | 182 | 24 |  | Fixed | Roof
NJSTRE1545247357 |  | Transition Incentive Program | Monroe Township | 8831 | 11 | 19.6 | Residential | Yes | Behind the Meter | Net-metered residential rooftop and canopy |  | None | Pro Custom Solar dba Momentum Solar | JCP&L | Accepted | 2020-07-02 | 2020-07-09 | 2021-07-09 | LG ELECTRONICS | LG 350N1C-V5 | Solar Panels |  | 0.35 | 20 | 262 | 27 |  | Fixed | Roof
NJSTRE1545247376 |  | Transition Incentive Program | Ventnor City | 8406 | 19 | 7.7 | Residential | Yes | Behind the Meter | Net-metered residential rooftop and canopy |  | None | Pro Custom Solar dba Momentum Solar | AC Electric | Final As-Built Received | 2020-07-02 | 2020-07-09 | 2021-10-30 | LG ELECTRONICS | LG 350N1C-V5 | Solar Panels |  | 0.35 | 9 | 234 | 25 |  | Fixed | Roof
NJSTRE1545249569 |  | Transition Incentive Program | Vineland | 8360 | 20 | 6.7 | Residential | Yes | Behind the Meter | Net-metered residential rooftop and canopy |  | None | Vision Solar LLC | Vineland Muni Electric | Accepted | 2020-07-03 | 2020-07-09 | 2021-07-09 | LG SOLAR | LG335N1K-VK | Solar Panels |  | 0.335 | 8 | 182 | 24 |  | Fixed | Roof
NJSTRE1545249630 |  | Transition Incentive Program | Hampton | 8827 | 4 | 5.03 | Residential | Yes | Behind the Meter | Net-metered residential rooftop and canopy |  | JCPL | Vision Solar LLC | JCP&L | Accepted | 2020-07-03 | 2020-07-09 | 2021-07-09 | LG SOLAR | LG335N1K-VK | Solar Panels |  | 0.335 | 15 | 161 | 23 |  | Fixed | Roof
NJSTRE1545384313 | NJSRRE1544160677 | Transition Incentive Program | Lacey Township | 8731 | 18 | 8.06 | Residential | No | Behind the Meter | Net-metered residential rooftop and canopy |  | None | Advanced Solar & Energy Solutions, LLC | JCP&L | Accepted | 2020-01-12 | 2020-01-15 | 2021-10-30 | Solar Edge | SE7600-US | Inverters | 7600 |  | 1 |  |  | 0.97 |  | Outdoor | next to meter
NJSTRE1545384337 | NJSRRE1543548129 | Transition Incentive Program | Newton | 7860 | 1 | 9.28 | Residential | Yes | Behind the Meter | Behind the Meter |  | None | Sunrun Installation Services, Inc. | JCP&L | Eligible for TI Program | 2019-12-13 | 2019-12-18 | 2021-10-30 | Delta Electronics | M8-TL-US | Inverters | 7680 |  | 1 |  |  | 0.96 |  | Outdoor | Next To Meter
NJSTRE1545384348 | NJSRRE1544419447 | Transition Incentive Program | Dayton | 8810 | 11 | 5.85 | Residential | No | Behind the Meter | Net-metered residential rooftop and canopy |  | None | Maier Solar Engineering dba Solar Me | PSE&G | Accepted | 2020-02-07 | 2020-02-11 | 2021-10-30 | Solar Edge | SE5000H-US | Inverters | 5000 |  | 1 |  |  | 0.97 |  | Outside | Next to meter
NJSTRE1545384354 | NJSRRE1543443523 | Transition Incentive Program | Galloway | 8205 | 19 | 3.15 | Residential | Yes | Behind the Meter | Net-metered residential rooftop and canopy |  | None | Vivint Solar Developer, LLC | AC Electric | Accepted | 2019-11-30 | 2019-12-04 | 2021-10-30 | Solar Edge | SE3800H-US | Inverters | 3800 |  | 1 |  |  | 0.992 |  | Outdoor | Near the utility meter
NJSTRE1545384373 | NJSRRE1544199138 | Transition Incentive Program | Burlington Twp | 8016 | 13 | 6.79 | Residential | Yes | Behind the Meter | Net-metered residential rooftop and canopy |  | None | Bright Planet Solar | PSE&G | Accepted |  | 2020-01-23 | 2021-10-30 | SOLAR EDGE | SE6000H-USRGM | Inverters | 6000 |  | 1 |  |  | 0.98 |  | Outdoor | OUTSIDE
NJSTRE1545384378 | NJSRRE1543443076 | Transition Incentive Program | Freehold | 7728 | 17 | 22.04 | Residential | Yes | Behind the Meter | Behind the Meter |  | None | Sunrun Installation Services, Inc. | JCP&L | Eligible for TI Program | 2019-11-25 | 2019-11-27 | 2021-10-30 | Delta Electronics | M6-TL-US | Inverters | 5760 |  | 1 |  |  | 0.96 |  | Outdoor | Next To Meter
NJSTRE1545384393 | NJSRRE1544021449 | Transition Incentive Program | Woodbridge Twp | 8830 | 11 | 5.4 | Residential | No | Behind the Meter | Net-metered residential rooftop and canopy |  | None | Bright Planet Solar | PSE&G | Accepted |  | 2020-01-09 | 2021-10-30 | SOLAR EDGE | SE3800H-USRGM | Inverters | 3800 |  | 1 |  |  | 0.98 |  | Outdoor | OUTSIDE
NJSTRE1545384408 | NJSRRE1544199085 | Transition Incentive Program | Merchantville | 8109 | 14 | 5.04 | Residential | Yes | Behind the Meter | Net-metered residential rooftop and canopy |  | None | Vivint Solar Developer, LLC | PSE&G | Accepted | 2020-01-21 | 2020-01-23 | 2021-10-30 | SolarEdge | SE3800H-US | Inverters | 3800 |  | 1 |  |  | 0.992 |  | Outdoor | Near the utility meter
NJSTRE1545384419 | NJSRRE1544456597 | Transition Incentive Program | Long Valley | 7853 | 3 | 5.58 | Residential | Yes | Behind the Meter | Behind the Meter |  | None | Sunrun Installation Services, Inc. | JCP&L | Eligible for TI Program | 2020-02-14 | 2020-02-19 | 2021-10-30 | Enphase Energy | IQ7-60-x-US (240V) | Inverters | 240 |  | 18 |  |  | 0.96 |  | Outdoor | Rooftop
NJSTRE1545384435 | NJSRRE1544374011 | Transition Incentive Program | Freehold | 7728 | 17 | 11.2 | Residential | Yes | Behind the Meter | Behind the Meter |  | None | All Season Solar | JCP&L | Eligible for TI Program | 2020-02-05 | 2020-02-10 | 2021-10-30 | Enphase | IQ7 | Inverters | 240 |  | 35 |  |  | 0.97 |  | Outdoor | Under Module
NJSTRE1545384457 | NJSRRE1544185719 | Transition Incentive Program | Millville | 8332 | 20 | 1532.4 | Commercial | No | Behind the Meter | Behind the Meter |  | None | Direct Energy Solar | AC Electric | Eligible for TI Program | 2020-01-16 | 2020-01-24 | 2021-10-30 | Sunny Tripower | Sunny Tripower_Core1 62-US-41 | Inverters | 62500 |  | 4 |  |  | 0.975 |  | Outdoor | Outdoor
NJSTRE1545384462 | NJSRRE1543571043 | Transition Incentive Program | Old Bridge Township | 8857 | 11 | 14.15 | Residential | Yes | Behind the Meter | Behind the Meter |  | None | Sunrun Installation Services, Inc. | JCP&L | Eligible for TI Program | 2019-12-19 | 2019-12-26 | 2021-10-30 | Delta Electronics | M6-TL-US | Inverters | 5760 |  | 2 |  |  | 0.96 |  | Outdoor | Next To Meter
NJSTRE1545384304 | NJSRRE1544343827 | Transition Incentive Program | Hackensack | 7601 | 7 | 4.41 | Residential | Yes | Behind the Meter | Net-metered residential rooftop and canopy |  | None | Trinity Solar | PSE&G | Accepted |  | 2020-02-05 | 2021-10-30 | Solar Edge | SE3800 | Inverters | 3800 |  | 1 |  |  | 0.97 |  | Outside | side of home
NJSTRE1545384310 | NJSRRE1544333415 | Transition Incentive Program | Brigantine | 8203 | 19 | 4.96 | Residential | Yes | Behind the Meter | Behind the Meter |  | None | Sunrun Installation Services, Inc. | AC Electric | Eligible for TI Program | 2020-01-30 | 2020-02-03 | 2021-10-30 | Delta Electronics | M4-TL-US | Inverters | 3840 |  | 1 |  |  | 0.96 |  | Outdoor | Next To Meter
NJSTRE1545384340 | NJSRRE1544342547 | Transition Incentive Program | Galloway | 8330 | 19 | 6.93 | Residential | Yes | Behind the Meter | Behind the Meter |  | None | Trinity Solar | AC Electric | Eligible for TI Program | 2020-01-31 | 2020-02-05 | 2021-10-30 | Solar Edge | SE6000 | Inverters | 6000 |  | 1 |  |  | 0.97 |  | Outside | side of home
NJSTRE1545384344 | NJSRRE1544463574 | Transition Incentive Program | Manahawkin | 8050 | 18 | 16 | Residential | Yes | Behind the Meter | Net-metered residential rooftop and canopy |  | None | Vivint Solar Developer, LLC | AC Electric | Final As-Built Received | 2020-02-20 | 2020-02-20 | 2021-10-30 | SolarEdge | SE3800H-US | Inverters | 3800 |  | 1 |  |  | 0.992 |  | Outdoor | Near The Utility Meter
NJSTRE1545384371 | NJSRRE1544546606 | Transition Incentive Program | Sicklerville | 8081 | 14 | 7.83 | Residential | Yes | Behind the Meter | Behind the Meter |  | None | Sunrun Installation Services, Inc. | AC Electric | Eligible for TI Program | 2020-02-27 | 2020-03-02 | 2021-10-30 | Delta Electronics | M8-TL-US | Inverters | 7680 |  | 1 |  |  | 0.96 |  | Outdoor | Next To Meter
NJSTRE1545384396 | NJSRRE1543464334 | Transition Incentive Program | Wharton | 7885 | 3 | 29.87 | Residential | Yes | Behind the Meter | Behind the Meter |  | None | Sunrun Installation Services, Inc. | JCP&L | Eligible for TI Program | 2019-12-02 | 2019-12-04 | 2021-10-30 | SolarEdge Technologies | SE7600H-USRGM | Inverters | 7600 |  | 1 |  |  | 0.96 |  | Outdoor | Next To Meter
NJSTRE1545384396 | NJSRRE1543464334 | Transition Incentive Program | Wharton | 7885 | 3 | 29.87 | Residential | Yes | Behind the Meter | Behind the Meter |  | None | Sunrun Installation Services, Inc. | JCP&L | Eligible for TI Program | 2019-12-02 | 2019-12-04 | 2021-10-30 | SolarEdge Technologies | SE7600A-USS2RGM | Inverters | 7600 |  | 1 |  |  | 0.96 |  | Outdoor | Next To Meter
NJSTRE1545384400 | NJSRRE1544543204 | Transition Incentive Program | Cranbury | 8512 | 11 | 8.58 | Residential | No | Behind the Meter | Behind the Meter |  | None | Panatec Corporation | PSE&G | Eligible for TI Program | 2020-02-26 | 2020-02-28 | 2021-10-30 | Enphase | IQ 7X | Inverters | 330 |  | 26 |  |  | 0.975 |  | Outdoor | Outdoor
NJSTRE1545384409 | NJSRRE1544519699 | Transition Incentive Program | Lake Hiawatha | 7034 | 3 | 9.38 | Residential | Yes | Behind the Meter | Behind the Meter |  | None | Pro Custom Solar dba Momentum Solar | JCP&L | Eligible for TI Program | 2020-02-21 | 2020-02-25 | 2021-10-30 | Enphase Energy | IQ7-60-2-US | Inverters | 240 |  | 28 |  |  | 0.97 |  | Outdoor | Roof
NJSTRE1545384410 | NJSRRE1544537987 | Transition Incentive Program | Cape May Court House | 8210 | 21 | 6.54 | Residential | Yes | Behind the Meter | Behind the Meter |  | ACE | EMT Renewables | AC Electric | Eligible for TI Program | 2020-02-25 | 2020-02-27 | 2021-10-30 | Sunpower | Type E Micro Inverters PSV6 | Inverters | 320 |  | 20 |  |  | 0.97 |  | Outside | under panels
NJSTRE1545384445 | NJSRRE1543426110 | Transition Incentive Program | Tenafly | 7670 | 7 | 13.34 | Residential | Yes | Behind the Meter | Behind the Meter |  | None | Sunrun Installation Services, Inc. | PSE&G | Eligible for TI Program | 2019-11-20 | 2019-11-25 | 2021-10-30 | Delta Electronics | M8-TL-US | Inverters | 7680 |  | 1 |  |  | 0.96 |  | Outdoor | Next To Meter
NJSTRE1545293943 |  | Transition Incentive Program | GLOUCESTER | 8083 | 14 | 11.73 | Residential | Yes | Behind the Meter | Net-metered residential rooftop and canopy |  | None | Sunrun, Inc. | PSE&G | Accepted | 2020-07-13 | 2020-07-20 | 2021-07-20 | LG Electronics | LG345N1C-V5 | Solar Panels |  | 0.345 | 22 | 27 | 24 |  | Fixed | Roof
NJSTRE1545384376 | NJSRRE1544347580 | Transition Incentive Program | Browns Mills | 8015 | 13 | 22.4 | Residential | Yes | Behind the Meter | Behind the Meter |  | None | Pro Custom Solar dba Momentum Solar | JCP&L | Eligible for TI Program | 2020-02-03 | 2020-02-05 | 2021-10-30 | enphase energy | IQ7PLUS-72-2-US | Inverters | 295 |  | 64 |  |  | 0.97 |  | Outdoor | roof
NJSTRE1545384382 | NJSRRE1544306673 | Transition Incentive Program | Bound Brook | 8805 | 5 | 5.99 | Residential | No | Behind the Meter | Net-metered residential rooftop and canopy |  | None | Vivint Solar Developer, LLC | PSE&G | Accepted | 2020-01-27 | 2020-01-29 | 2021-10-30 | Solar Edge | SE7600H-US | Inverters | 7600 |  | 1 |  |  | 0.992 |  | Outdoor | Near the utility meter
NJSTRE1545384392 | NJSRRE1544511825 | Transition Incentive Program | Sea Girt | 8750 | 17 | 5.99 | Residential | Yes | Behind the Meter | Behind the Meter |  | None | Trinity Solar | JCP&L | Eligible for TI Program | 2020-02-20 | 2020-02-24 | 2021-10-30 | SOLAR EDGE | SE5000H-US | Inverters | 5000 |  | 1 |  |  | 0.97 |  | Outside | SIDE OF HOME
NJSTRE1545384395 | NJSRRE1544456583 | Transition Incentive Program | Woodbury | 8096 | 15 | 11.73 | Residential | Yes | Behind the Meter | Net-metered residential rooftop and canopy |  | None | Vision Solar LLC | PSE&G | Accepted | 2020-02-14 | 2020-02-19 | 2021-10-30 | enphase | iq7-60-2-us | Inverters | 0.25 |  | 35 |  |  | 0.96 |  | Other | behind panels
NJSTRE1545293343 |  | Transition Incentive Program | Franklin Twp Som | 8873 | 5 | 7.25 | Residential | Yes | Behind the Meter | Net-metered residential rooftop and canopy |  | None | Suntuity Solar LLC | PSE&G | Accepted | 2020-07-14 | 2020-07-29 | 2021-07-29 | Longi | LR6-60HPB-315M | Solar Panels |  | 0.315 | 8 | 236 | 29 |  | Fixed | Roof
NJSTRE1545293441 |  | Transition Incentive Program | HAMILTON | 8690 | 12 | 6.1 | Residential | Yes | Behind the Meter | Net-metered residential rooftop and canopy |  | None | Sunrun, Inc. | PSE&G | Accepted | 2020-07-13 | 2020-07-20 | 2021-07-20 | LONGi Green Energy Technology Co Ltd | LR6-60HPB-305M | Solar Panels |  | 0.305 | 2 | 43 | 23 |  | Fixed | Roof
NJSTRE1545293779 |  | Transition Incentive Program | BRIDGETON | 8302 | 20 | 13.07 | Residential | Yes | Behind the Meter | Net-metered residential rooftop and canopy |  | ACE | Vision Solar LLC | AC Electric | Accepted | 2020-07-13 | 2020-07-20 | 2021-07-20 | LG SOLAR | LG335N1K-V5 | Solar Panels |  | 0.335 | 14 | 167 | 20 |  | Fixed | Roof
NJSTRE1545293942 |  | Transition Incentive Program | UNION | 7083 | 10 | 5.78 | Residential | Yes | Behind the Meter | Net-metered residential rooftop and canopy |  | None | Trinity Solar | PSE&G | Accepted | 2020-07-13 | 2020-07-20 | 2021-07-20 | HANWHA | Q.PEAK DUO BLK-G6 340 | Solar Panels |  | 0.34 | 11 | 170 | 18 |  | Fixed | Roof
NJSTRE1545293942 |  | Transition Incentive Program | UNION | 7083 | 10 | 5.78 | Residential | Yes | Behind the Meter | Net-metered residential rooftop and canopy |  | None | Trinity Solar | PSE&G | Accepted | 2020-07-13 | 2020-07-20 | 2021-07-20 | HANWHA | Q.PEAK DUO BLK-G6 340 | Solar Panels |  | 0.34 | 6 | 260 | 18 |  | Fixed | Roof
NJSTRE1545293959 |  | Transition Incentive Program | Montgomery | 8502 | 5 | 7.56 | Residential | No | Behind the Meter | Net-metered residential rooftop and canopy |  | None | Tesla Energy Operations Inc. | PSE&G | Accepted | 2020-07-13 | 2020-07-20 | 2021-07-20 | Hanwha Q CELLS | Q.PEAK DUO BLK-G5/SC315 | Solar Panels |  | 0.315 | 11 | 209 | 37 |  | Fixed | Roof
NJSTRE1545294094 |  | Transition Incentive Program | Edison | 8820 | 11 | 9.18 | Residential | Yes | Behind the Meter | Net-metered residential rooftop and canopy |  | PSEG | Vision Solar LLC | PSE&G | Accepted | 2020-07-13 | 2020-07-20 | 2021-07-20 | HANWHA Q-CELLS | Q.PEAK DUO-G6 340 | Solar Panels |  | 0.34 | 5 | 169 | 20 |  | Fixed | Roof
NJSTRE1545294119 |  | Transition Incentive Program | Old Bridge | 8857 | 11 | 8.16 | Residential | No | Behind the Meter | Net-metered residential rooftop and canopy |  | None | Tesla Energy Operations Inc. | JCP&L | Accepted | 2020-07-13 | 2020-07-20 | 2021-07-20 | Hanwha Q-Cells | Q.Peak DUO BLK-G6+/SC340 | Solar Panels |  | 0.34 | 24 | 280 | 30 |  | Fixed | Roof
NJSTRE1545294169 |  | Transition Incentive Program | Ventnor City | 8406 | 19 | 3.5 | Residential | Yes | Behind the Meter | Net-metered residential rooftop and canopy |  | None | Pro Custom Solar dba Momentum Solar | AC Electric | Final As-Built Received | 2020-07-13 | 2020-07-20 | 2021-10-30 | LG ELECTRONICS | LG 350N1C-V5 | Solar Panels |  | 0.35 | 6 | 148 | 22 |  | Fixed | Roof
NJSTRE1545384299 | NJSRRE1544326276 | Transition Incentive Program | Englewood | 7631 | 7 | 6.51 | Residential | Yes | Behind the Meter | Behind the Meter |  | None | Sunrun Installation Services, Inc. | PSE&G | Eligible for TI Program | 2020-01-29 | 2020-01-31 | 2021-10-30 | Delta Electronics | M6-TL-US | Inverters | 5760 |  | 1 |  |  | 0.96 |  | Outdoor | Next To Meter
NJSTRE1545384305 | NJSRRE1544120754 | Transition Incentive Program | Hamilton | 8610 | 12 | 6.62 | Residential | Yes | Behind the Meter | Behind the Meter |  | None | Trinity Solar | PSE&G | Eligible for TI Program | 2020-01-07 | 2020-01-10 | 2021-10-30 | Solar Edge | SE5000H-US | Inverters | 5000 |  | 1 |  |  | 0.98 |  | Outside | Side of home
NJSTRE1545384315 | NJSRRE1544524040 | Transition Incentive Program | Springfield | 8022 | 13 | 12.95 | Residential | No | Behind the Meter | Behind the Meter |  | None | Green Power Energy | PSE&G | Eligible for TI Program | 2020-02-25 | 2020-02-26 | 2021-10-30 | SolarEdge | SE11400H-US | Inverters | 11400 |  | 1 |  |  | 0.97 |  | Outside | Next to meter
NJSTRE1545384318 | NJSRRE1543426154 | Transition Incentive Program | Budd Lake | 7828 | 3 | 7.94 | Residential | Yes | Behind the Meter | Behind the Meter |  | None | Sunrun Installation Services, Inc. | JCP&L | Eligible for TI Program | 2019-11-20 | 2019-11-25 | 2021-10-30 | Enphase Energy | IQ7PLUS-72-x-US (240V) | Inverters | 290 |  | 23 |  |  | 0.96 |  | Outdoor | Rooftop
NJSTRE1545384323 | NJSRRE1543433874 | Transition Incentive Program | Moorestown | 8057 | 13 | 7.25 | Residential | Yes | Behind the Meter | Behind the Meter |  | None | Pro Custom Solar dba Momentum Solar | PSE&G | Eligible for TI Program | 2019-11-21 | 2019-11-25 | 2021-10-30 | Enphase Energy | IQ7PLUS-72-2-US | Inverters | 295 |  | 21 |  |  | 0.97 |  | Outdoor | Roof
NJSTRE1545384177 |  | Transition Incentive Program | MORRISTOWN | 7960 | 3 | 5.2 | Residential | Yes | Behind the Meter | Net-metered residential rooftop and canopy |  | None | Vivint Solar Developer, LLC | JCP&L | Accepted | 2020-08-12 | 2020-08-12 | 2021-10-30 | Solar Edge | SE7600H-US | Inverters | 7600 |  | 1 |  |  | 0.992 |  | Outdoor | Near the Utility Meter
NJSTRE1545384328 | NJSRRE1544441624 | Transition Incentive Program | Montclair | 7042 | 9 | 7.32 | Residential | Yes | Behind the Meter | Behind the Meter |  | None | Complete Solar | PSE&G | Eligible for TI Program | 2020-02-13 | 2020-02-17 | 2021-10-30 | ENPHASE ENERGY | M215-60-2LL-S22 | Inverters | 6000 |  | 1 |  |  | 0.97 |  | Outdoor | BY MSP
NJSTRE1545384333 | NJSRRE1543442819 | Transition Incentive Program | Hillside | 7205 | 10 | 94.52 | Commercial | No | Behind the Meter | Behind the Meter |  | None | Facilities Solutions Group, Inc | PSE&G | Eligible for TI Program | 2019-11-25 | 2019-12-02 | 2021-10-30 | Solar Edge | 43.2KUS | Inverters | 43200 |  | 2 |  |  | 0.97 |  | Outdoor | opposite wall from service entry
NJSTRE1545384341 | NJSRRE1543421648 | Transition Incentive Program | Freehold | 7728 | 17 | 8.12 | Residential | No | Behind the Meter | Behind the Meter |  | None | Sunrun Installation Services, Inc. | JCP&L | Eligible for TI Program | 2019-11-19 | 2019-11-21 | 2021-10-30 | Delta Electronics | M8-TL-US | Inverters | 7680 |  | 1 |  |  | 0.96 |  | Outdoor | Next To Meter
NJSTRE1545384365 | NJSRRE1544466644 | Transition Incentive Program | Fairview | 7022 | 7 | 8.38 | Residential | Yes | Behind the Meter | Net-metered residential rooftop and canopy |  | None | Vision Solar LLC | PSE&G | Accepted | 2020-02-17 | 2020-02-20 | 2021-10-30 | enphase | iq7-60-2-us | Inverters | 0.25 |  | 25 |  |  | 0.96 |  | Other | behind panels
NJSTRE1545384370 | NJSRRE1544511449 | Transition Incentive Program | Orange | 7050 | 9 | 6.3 | Residential | Yes | Behind the Meter | Behind the Meter |  | None | Pro Custom Solar dba Momentum Solar | PSE&G | Eligible for TI Program | 2020-02-20 | 2020-02-24 | 2021-10-30 | Enphase Energy | IQ7PLUS-72-2-US | Inverters | 295 |  | 18 |  |  | 0.97 |  | Outdoor | roof
NJSTRE1545384390 | NJSRRE1543821355 | Transition Incentive Program | WARETOWN | 8758 | 18 | 6.93 | Residential | Yes | Behind the Meter | Net-metered residential rooftop and canopy |  | None | Vivint Solar Developer, LLC | JCP&L | Accepted | 2019-12-26 | 2019-12-31 | 2021-10-30 | Solar Edge | SE7600H-US | Inverters | 7600 |  | 1 |  |  | 0.992 |  | Outdoor | Near the utility meter
NJSTRE1545384193 | NJSRRE1542430930 | Transition Incentive Program | UPPER DEERFIELD | 8302 | 20 | 7.56 | Residential | Yes | Behind the Meter | Behind the Meter |  | None | Tesla Energy Operations Inc | AC Electric | Eligible for TI Program | 2019-09-24 | 2019-09-25 | 2021-10-30 | Delta | Solivia 7.6 TL | Inverters | 7600 |  | 1 |  |  | 0.975 |  | Outside | Outside
NJSTRE1545384199 | NJSRRE1542554452 | Transition Incentive Program | Newton | 7860 | 1 | 10.73 | Residential | Yes | Behind the Meter | Behind the Meter |  | None | Sunrun Installation Services, Inc. | JCP&L | Eligible for TI Program | 2019-10-17 | 2019-10-21 | 2021-10-30 | Delta Electronics | M5-TL-US | Inverters | 4800 |  | 1 |  |  | 0.96 |  | Outdoor | Next To Meter
NJSTRE1545384219 | NJSRRE1543536156 | Transition Incentive Program | Burlington Twp | 8016 | 13 | 7.04 | Residential | Yes | Behind the Meter | Behind the Meter |  | None | Skyline Solar, LLC | PSE&G | Eligible for TI Program | 2019-12-13 | 2019-12-17 | 2021-10-30 | SolarEdge | SE5000H-US | Inverters | 5000 |  | 1 |  |  | 0.99 |  | Outside | within ten feet of meter
NJSTRE1545384237 | NJSRRE1543478562 | Transition Incentive Program | Bound Brook | 8805 | 5 | 4.1 | Residential | Yes | Behind the Meter | Behind the Meter |  | None | Pro Custom Solar dba Momentum Solar | PSE&G | Eligible for TI Program | 2019-12-04 | 2019-12-09 | 2021-10-30 | Enphase Energy | IQ6-60-2-US | Inverters | 240 |  | 13 |  |  | 0.97 |  | Outdoor | Roof
NJSTRE1545384239 | NJSRRE1544422875 | Transition Incentive Program | Camden City | 8105 | 14 | 7.52 | Residential | Yes | Behind the Meter | Behind the Meter |  | None | Seabright Solar | PSE&G | Eligible for TI Program | 2020-02-12 | 2020-02-12 | 2021-10-30 | Sunpower | SPR-E20-327 | Inverters | 0.32 |  | 23 |  |  | 0.99 |  | Outside | Roof
NJSTRE1545384267 | NJSRRE1544428434 | Transition Incentive Program | EGG HARBOR TOWNSHIP | 8234 | 19 | 6.4 | Residential | Yes | Behind the Meter | Net-metered residential rooftop and canopy |  | None | Vivint Solar Developer, LLC | AC Electric | Accepted | 2020-02-10 | 2020-02-12 | 2021-10-30 | SolarEdge | SE7600H-US | Inverters | 7600 |  | 1 |  |  | 0.992 |  | Outdoor | Near the utility meter
NJSTRE1545384269 | NJSRRE1544550274 | Transition Incentive Program | LIVINGSTON TWP | 7039 | 9 | 9.45 | Residential | No | Behind the Meter | Net-metered residential rooftop and canopy |  | None | Tesla Energy Operations Inc | PSE&G | Accepted | 2020-02-28 | 2020-03-04 | 2021-10-30 | SolarEdge Technologies Ltd | SE3000H-US [240V] | Inverters | 3000 |  | 1 |  |  | 0.99 |  | Outdoor | Outdoor
NJSTRE1545384278 | NJSRRE1544215816 | Transition Incentive Program | Cliffwood | 7721 | 17 | 5.36 | Residential | Yes | Behind the Meter | Net-metered residential rooftop and canopy |  | None | Vivint Solar Developer, LLC | JCP&L | Accepted | 2020-01-24 | 2020-01-28 | 2021-10-30 | SOLAREDGE | SE3800H-US | Inverters | 3800 |  | 1 |  |  | 0.992 |  | Outdoor | Near the Utility Meter
NJSTRE1545384301 | NJSRRE1544519897 | Transition Incentive Program | Willingboro | 8046 | 13 | 15.36 | Residential | Yes | Behind the Meter | Net-metered residential rooftop and canopy |  | None | Vivint Solar Developer, LLC | PSE&G | Accepted | 2020-02-26 | 2020-02-26 | 2021-10-30 | SOLAREDGE | SE10000H-US | Inverters | 10000 |  | 1 |  |  | 0.992 |  | Outdoor | Near the Utility Meter
NJSTRE1545384303 | NJSRRE1544529758 | Transition Incentive Program | Caldwell | 7006 | 9 | 20.1 | Residential | No | Behind the Meter | Net-metered residential rooftop and canopy |  | None | Green Power Energy | PSE&G | Final As-Built Received |  | 2020-02-27 | 2021-10-30 | SolarEdge | SE10000H-US | Inverters | 10000 |  | 2 |  |  | 0.97 |  | Outside | Next to meter
NJSTRE1545384321 | NJSRRE1544215724 | Transition Incentive Program | Newark | 7106 | 9 | 4.58 | Residential | Yes | Behind the Meter | Net-metered residential rooftop and canopy |  | None | SunPower Corporation, Systems | PSE&G | Accepted |  | 2020-01-28 | 2021-10-30 | SUNPOWER | SPR-E20-327-E-AC | Inverters | 320 |  | 14 |  |  | 0.96 |  | Other | under each panel
NJSTRE1545384329 | NJSRRE1543823747 | Transition Incentive Program | Morganville | 7751 | 17 | 9.45 | Residential | Yes | Behind the Meter | Behind the Meter |  | None | Pro Custom Solar dba Momentum Solar | JCP&L | Eligible for TI Program | 2019-12-27 | 2020-01-02 | 2021-10-30 | Enphase Energy | IQ6-60-2-US | Inverters | 230 |  | 30 |  |  | 0.97 |  | Outdoor | Roof
NJSTRE1545384466 | NJSRRE1544441275 | Transition Incentive Program | Somerset | 8873 | 5 | 10.88 | Residential | No | Behind the Meter | Behind the Meter |  | None | Maier Solar Engineering dba Solar Me | PSE&G | Eligible for TI Program | 2020-02-12 | 2020-02-17 | 2021-10-30 | Enphase | IQ7 | Inverters | 240 |  | 34 |  |  | 0.96 |  | Outside | Next to meter
NJSTRE1545384483 | NJSRRE1543450849 | Transition Incentive Program | Salem | 8079 | 16 | 5.85 | Residential | No | Behind the Meter | Behind the Meter |  | None | Maier Solar Engineering dba Solar Me | AC Electric | Eligible for TI Program | 2019-11-27 | 2019-12-03 | 2021-10-30 | Enphase | IQ7X | Inverters | 315 |  | 18 |  |  | 0.96 |  | Outdoor | Next to meter
NJSTRE1545384486 | NJSRRE1544419705 | Transition Incentive Program | JAMESBURG | 8831 | 11 | 9.28 | Residential | Yes | Behind the Meter | Net-metered residential rooftop and canopy |  | None | Vivint Solar Developer, LLC | JCP&L | Accepted | 2020-02-07 | 2020-02-11 | 2021-10-30 | SOLAREDGE | SE7600H-US | Inverters | 7600 |  | 1 |  |  | 0.992 |  | Outdoor | Near the Utility Meter
NJSTRE1545384498 | NJSRRE1544147911 | Transition Incentive Program | Keyport | 7735 | 17 | 6.62 | Residential | Yes | Behind the Meter | Net-metered residential rooftop and canopy |  | None | Vivint Solar Developer, LLC | JCP&L | Accepted | 2020-01-08 | 2020-01-13 | 2021-10-30 | SOLAREDGE | SE7600H-US | Inverters | 7600 |  | 1 |  |  | 0.992 |  | Outdoor | Near the Utility Meter
NJSTRE1545384499 | NJSRRE1544144229 | Transition Incentive Program | Maple Shade Township | 8052 | 13 | 7.36 | Residential | Yes | Behind the Meter | Behind the Meter |  | None | Sunrun Installation Services, Inc. | PSE&G | Eligible for TI Program | 2020-01-08 | 2020-02-06 | 2021-10-30 | Delta Electronics | M6-TL-US | Inverters | 5760 |  | 1 |  |  | 0.96 |  | Outdoor | Next To Meter
NJSTRE1545384502 | NJSRRE1543566491 | Transition Incentive Program | Penns Grove | 8069 | 16 | 7.56 | Residential | Yes | Behind the Meter | Behind the Meter |  | None | Pro Custom Solar dba Momentum Solar | AC Electric | Eligible for TI Program | 2019-12-18 | 2019-12-23 | 2021-10-30 | Enphase Energy | IQ6-60-2-US | Inverters | 230 |  | 24 |  |  | 0.97 |  | Outdoor | Roof
NJSTRE1545384504 | NJSRRE1544447483 | Transition Incentive Program | East Brunswick TWP | 8816 | 11 | 3.78 | Residential | No | Behind the Meter | Net-metered residential rooftop and canopy |  | None | Tesla Energy Operations Inc | PSE&G | Final As-Built Received | 2020-02-13 | 2020-02-18 | 2021-10-30 | SolarEdge Technologies | SE3000H-US | Inverters | 3000 |  | 1 |  |  | 0.99 |  | Indoor | Indoor
NJSTRE1545384510 | NJSRRE1544166263 | Transition Incentive Program | Carteret | 7008 | 11 | 6.62 | Residential | Yes | Behind the Meter | Net-metered residential rooftop and canopy |  | None | Suntuity Solar LLC | PSE&G | Accepted | 2020-01-15 | 2020-01-20 | 2021-10-30 | Enphase Energy | IQ7-60-2-US | Inverters | 240 |  | 21 |  |  | 0.97 |  | Outdoor | Behind the PV Modules
NJSTRE1545384511 | NJSRRE1544529736 | Transition Incentive Program | Hopatcong | 7843 | 1 | 8.71 | Residential | Yes | Behind the Meter | Net-metered residential rooftop and canopy |  | None | Vision Solar LLC | JCP&L | Accepted | 2020-02-25 | 2020-02-27 | 2021-10-30 | enphase | iq7-60-2-us | Inverters | 0.25 |  | 26 |  |  | 0.96 |  | Other | behind panels
NJSTRE1545293947 |  | Transition Incentive Program | Cherry Hill | 8002 | 14 | 4.42 | Residential | Yes | Behind the Meter | Net-metered residential rooftop and canopy |  | PSEG | Vision Solar LLC | PSE&G | Accepted | 2020-07-13 | 2020-07-20 | 2021-07-20 | HANWHA Q-CELLS | Q.PEAK DUO-G6 340 | Solar Panels |  | 0.34 | 3 | 285 | 21 |  | Fixed | Roof
NJSTRE1545294035 |  | Transition Incentive Program | FRANKLIN | 8873 | 5 | 8.24 | Residential | No | Behind the Meter | Net-metered residential rooftop and canopy |  | None | Sunrun Installation Services, Inc. | PSE&G | Accepted | 2020-07-13 | 2020-07-28 | 2021-07-28 | LONGi Green Energy Technology Co Ltd | LR6-60HPB-305M | Solar Panels |  | 0.305 | 27 | 121 | 34 |  | Fixed | Roof
NJSTRE1545294042 |  | Transition Incentive Program | Middletown | 7748 | 17 | 8.85 | Residential | No | Behind the Meter | Net-metered residential rooftop and canopy |  | None | Integra Renewables | JCP&L | Final As-Built Received | 2020-07-13 | 2020-07-20 | 2021-10-30 | Trina | TSM295 | Solar Panels |  | 0.295 | 18 | 280 | 19 |  | Fixed | Roof
NJSTRE1545294086 |  | Transition Incentive Program | Penns Grove | 8069 | 16 | 9.18 | Residential | No | Behind the Meter | Net-metered residential rooftop and canopy |  | None | Castle Energy, LLC | AC Electric | Accepted | 2020-07-13 | 2020-07-22 | 2021-07-22 | Hanwha Q-Cells | Q.Peak DUO BLK-G6 340 | Solar Panels |  | 0.34 | 9 | 118 | 16 |  | Fixed | Roof
NJSTRE1545294094 |  | Transition Incentive Program | Edison | 8820 | 11 | 9.18 | Residential | Yes | Behind the Meter | Net-metered residential rooftop and canopy |  | PSEG | Vision Solar LLC | PSE&G | Accepted | 2020-07-13 | 2020-07-20 | 2021-07-20 | HANWHA Q-CELLS | Q.PEAK DUO-G6 340 | Solar Panels |  | 0.34 | 3 | 349 | 30 |  | Fixed | Roof
NJSTRE1545294104 |  | Transition Incentive Program | HILLSIDE | 7205 | 10 | 6.41 | Residential | Yes | Behind the Meter | Net-metered residential rooftop and canopy |  | None | Sunrun, Inc. | PSE&G | Accepted | 2020-07-13 | 2020-07-20 | 2021-07-20 | LONGi Green Energy Technology Co Ltd | LR6-60HPB-305M | Solar Panels |  | 0.305 | 6 | 39 | 26 |  | Fixed | Roof
NJSTRE1545294134 |  | Transition Incentive Program | Linden | 7036 | 10 | 4.58 | Residential | Yes | Behind the Meter | Net-metered residential rooftop and canopy |  | None | Sunrun Installation Services, Inc. | PSE&G | Accepted | 2020-07-13 | 2020-07-20 | 2021-07-20 | LONGi Green Energy Technology Co Ltd | LR6-60HPB-305M | Solar Panels |  | 0.305 | 6 | 310 | 30 |  | Fixed | Roof
NJSTRE1545294184 |  | Transition Incentive Program | Union | 7083 | 10 | 9.1 | Residential | No | Behind the Meter | Net-metered residential rooftop and canopy |  | None | Pro Custom Solar dba Momentum Solar | PSE&G | Accepted | 2020-07-13 | 2020-07-20 | 2021-07-20 | LG ELECTRONICS | LG 350N1C-V5 | Solar Panels |  | 0.35 | 14 | 222 | 25 |  | Fixed | Roof
NJSTRE1545294165 |  | Transition Incentive Program | KIRKWOOD | 8043 | 14 | 7.93 | Residential | Yes | Behind the Meter | Net-metered residential rooftop and canopy |  | None | Sunrun, Inc. | AC Electric | Accepted | 2020-07-14 | 2020-07-28 | 2021-07-28 | LONGi Green Energy Technology Co Ltd | LR6-60HPB-305M | Solar Panels |  | 0.305 | 19 | 120 | 28 |  | Fixed | Roof
NJSTRE1545296001 |  | Transition Incentive Program | Old Bridge Township | 8857 | 11 | 8.24 | Residential | Yes | Behind the Meter | Net-metered residential rooftop and canopy |  | None | Sunrun Installation Services, Inc. | JCP&L | Accepted | 2020-07-14 | 2020-07-29 | 2021-07-29 | LONGi Green Energy Technology Co Ltd | LR6-60HPB-305M | Solar Panels |  | 0.305 | 27 | 95 | 10 |  | Fixed | Roof
NJSTRE1545296005 |  | Transition Incentive Program | PLEASANTVILLE | 8232 | 19 | 8.19 | Residential | Yes | Behind the Meter | Net-metered residential rooftop and canopy |  | None | Suntuity Solar LLC | AC Electric | Accepted | 2020-07-14 | 2020-07-20 | 2021-07-20 | Longi | LR6-60HPB-315M | Solar Panels |  | 0.315 | 8 | 205 | 14 |  | Fixed | Roof
NJSTRE1545296042 |  | Transition Incentive Program | Port Monmouth | 7758 | 17 | 17.68 | Residential | No | Behind the Meter | Net-metered residential rooftop and canopy |  | JCPL | Vision Solar LLC | JCP&L | Accepted | 2020-07-14 | 2020-07-24 | 2021-07-24 | HANWHA Q-CELLS | Q.PEAK DUO-G6 340 | Solar Panels |  | 0.34 | 7 | 12 | 40 |  | Fixed | Roof
NJSTRE1545296086 |  | Transition Incentive Program | PENNSAUKEN | 8109 | 14 | 4.88 | Residential | Yes | Behind the Meter | Net-metered residential rooftop and canopy |  | None | Vivint Solar Developer, LLC | PSE&G | Accepted | 2020-07-14 | 2020-07-20 | 2021-07-20 | Jinko Solar | JKM325M-60HL | Solar Panels |  | 0.325 | 10 | 215 | 23 |  | Fixed | Roof
NJSTRE1545296102 | NJSRRE1544819154 | Transition Incentive Program | Billingsport | 8066 | 15 | 3.4 | Residential | Yes | Behind the Meter | Net-metered residential rooftop and canopy |  | None | Trinity Solar | AC Electric | Final As-Built Received |  | 2020-04-17 | 2021-10-30 | HANWHA | Q.PEAK DUO BLK-G6 340 | Solar Panels |  | 0.34 | 4 | 6 | 27 |  | Fixed | Roof
NJSTRE1545296240 |  | Transition Incentive Program | LINDEN | 7036 | 10 | 9.45 | Residential | No | Behind the Meter | Net-metered residential rooftop and canopy |  | None | Infinity Solar Systems | PSE&G | Accepted | 2020-07-14 | 2020-07-20 | 2021-07-20 | LG | LG350N1C-V5 | Solar Panels |  | 0.35 | 27 | 127 | 24 |  | Fixed | Roof
NJSTRE1545296340 |  | Transition Incentive Program | CARTERET | 7008 | 11 | 10.08 | Residential | Yes | Behind the Meter | Net-metered residential rooftop and canopy |  | None | Vivint Solar Developer, LLC | PSE&G | Accepted | 2020-07-14 | 2020-07-20 | 2021-07-20 | Jinko Solar | JKM325M-60HBL | Solar Panels |  | 0.325 | 17 | 2 | 21 |  | Fixed | Roof
NJSTRE1545294351 |  | Transition Incentive Program | PENNSAUKEN | 8110 | 14 | 7.8 | Residential | Yes | Behind the Meter | Net-metered residential rooftop and canopy |  | None | Vivint Solar Developer, LLC | PSE&G | Accepted | 2020-07-14 | 2020-07-20 | 2021-07-20 | Jinko Solar | JKM325M-60HBL | Solar Panels |  | 0.325 | 4 | 59 | 40 |  | Fixed | Roof
NJSTRE1545296006 |  | Transition Incentive Program | WILLIAMSTOWN | 8094 | 15 | 11.97 | Residential | Yes | Behind the Meter | Net-metered residential rooftop and canopy |  | None | Suntuity Solar LLC | AC Electric | Final As-Built Received | 2020-07-14 | 2020-07-20 | 2021-10-30 | Longi | LR6-60HPB-315M | Solar Panels |  | 0.315 | 9 | 126 | 27 |  | Fixed | Roof
NJSTRE1545296042 |  | Transition Incentive Program | Port Monmouth | 7758 | 17 | 17.68 | Residential | No | Behind the Meter | Net-metered residential rooftop and canopy |  | JCPL | Vision Solar LLC | JCP&L | Accepted | 2020-07-14 | 2020-07-24 | 2021-07-24 | HANWHA Q-CELLS | Q.PEAK DUO-G6 340 | Solar Panels |  | 0.34 | 4 | 282 | 36 |  | Fixed | Roof
NJSTRE1545296101 | NJSRRE1544729010 | Transition Incentive Program | Penns Grove | 8069 | 16 | 13.23 | Residential | Yes | Behind the Meter | Net-metered residential rooftop and canopy |  | None | Trinity Solar | AC Electric | Final As-Built Received | 2020-03-20 | 2020-03-24 | 2021-10-30 | Yingli 315 | YL315D-30b | Solar Panels |  | 0.315 | 13 | 274 | 45 |  | Fixed | Roof
NJSTRE1545296119 |  | Transition Incentive Program | Pleasantville | 8232 | 19 | 5.89 | Residential | Yes | Behind the Meter | Net-metered residential rooftop and canopy |  | ACE | Vision Solar LLC | AC Electric | Accepted | 2020-08-01 | 2020-08-21 | 2021-10-30 | SUNPOWER | E20-327-E-AC | Solar Panels |  | 0.327 | 14 | 25 | 40 |  | Fixed | Roof
NJSTRE1545296177 |  | Transition Incentive Program | FREEHOLD | 7728 | 17 | 18.02 | Residential | Yes | Behind the Meter | Net-metered residential rooftop and canopy |  | None | Trinity Solar | JCP&L | Final As-Built Received | 2020-07-14 | 2020-07-20 | 2021-10-30 | HANWHA | Q.PEAK DUO BLK-G6 340 | Solar Panels |  | 0.34 | 11 | 238 | 23 |  | Fixed | Roof
NJSTRE1545296264 |  | Transition Incentive Program | ROSELLE PARK | 7204 | 10 | 15.25 | Residential | No | Behind the Meter | Net-metered residential rooftop and canopy |  | None | Sunrun, Inc. | PSE&G | Accepted | 2020-07-14 | 2020-07-20 | 2021-07-20 | LONGi Green Energy Technology Co Ltd | LR6-60HPB-305M | Solar Panels |  | 0.305 | 4 | 154 | 19 |  | Fixed | Roof
NJSTRE1545296269 |  | Transition Incentive Program | MYSTIC ISLANDs | 8087 | 18 | 11.9 | Residential | Yes | Behind the Meter | Net-metered residential rooftop and canopy |  | None | Sunrun, Inc. | AC Electric | Accepted | 2020-07-14 | 2020-07-20 | 2021-07-20 | LONGi Green Energy Technology Co Ltd | LR6-60HPB-305M | Solar Panels |  | 0.305 | 10 | 1 | 20 |  | Fixed | Roof
NJSTRE1545296377 |  | Transition Incentive Program | Bergenfield | 7621 | 7 | 7.04 | Residential | Yes | Behind the Meter | Net-metered residential rooftop and canopy |  | None | Trinity Solar | PSE&G | Final As-Built Received | 2020-07-14 | 2020-07-20 | 2021-10-30 | HANWHA | QPEAK DUO BLK-G6 335 | Solar Panels |  | 0.335 | 10 | 87 | 23 |  | Fixed | Roof
NJSTRE1545296411 |  | Transition Incentive Program | Hammonton | 8037 | 19 | 9.18 | Residential | No | Behind the Meter | Net-metered residential rooftop and canopy |  | None | Impact Solar LLC | AC Electric | Accepted | 2020-07-14 | 2020-07-20 | 2021-07-20 | hanwha | Q.PEAKDUO-G5340 | Solar Panels |  | 0.34 | 10 | 221 | 23 |  | Fixed | Roof
NJSTRE1545384406 | NJSRRE1544309270 | Transition Incentive Program | Plainfield | 7062 | 10 | 9.1 | Residential | Yes | Behind the Meter | Behind the Meter |  | None | Pro Custom Solar dba Momentum Solar | PSE&G | Eligible for TI Program | 2020-01-27 | 2020-01-30 | 2021-10-30 | ENPHASE ENERGY | IQ7PLUS-72-2-US | Inverters | 295 |  | 26 |  |  | 0.97 |  | Outdoor | ROOF
NJSTRE1545384413 | NJSRRE1543535740 | Transition Incentive Program | Jackson Township | 8527 | 18 | 16.38 | Residential | Yes | Behind the Meter | Net-metered residential rooftop and canopy |  | None | Suntuity Solar LLC | JCP&L | Accepted | 2019-12-13 | 2019-12-18 | 2021-10-30 | Enphase Energy | IQ7-60-2-US | Inverters | 240 |  | 52 |  |  | 0.97 |  | Outdoor | Behind the PV Modules
NJSTRE1545384416 | NJSRRE1543820184 | Transition Incentive Program | Blairstown | 7825 | 2 | 13.63 | Residential | Yes | Behind the Meter | Behind the Meter |  | None | Sunrun Installation Services, Inc. | JCP&L | Eligible for TI Program | 2019-12-26 | 2019-12-31 | 2021-10-30 | SolarEdge Technologies | SE7600A-USS2RGM | Inverters | 7600 |  | 1 |  |  | 0.96 |  | Outdoor | Next To Meter
NJSTRE1545384344 | NJSRRE1544463574 | Transition Incentive Program | Manahawkin | 8050 | 18 | 16 | Residential | Yes | Behind the Meter | Net-metered residential rooftop and canopy |  | None | Vivint Solar Developer, LLC | AC Electric | Final As-Built Received | 2020-02-20 | 2020-02-20 | 2021-10-30 | SolarEdge | SE7600H-US | Inverters | 7600 |  | 1 |  |  | 0.992 |  | Outdoor | Near the utility meter
NJSTRE1545384352 | NJSRRE1544419255 | Transition Incentive Program | Absecon | 8201 | 19 | 11.03 | Residential | Yes | Behind the Meter | Net-metered residential rooftop and canopy |  | None | Vivint Solar Developer, LLC | AC Electric | Accepted | 2020-02-07 | 2020-02-11 | 2021-10-30 | SOLAREDGE | SE7600H-US | Inverters | 7600 |  | 1 |  |  | 0.992 |  | Outdoor | Near the Utility Meter
NJSTRE1545384355 | NJSRRE1544514333 | Transition Incentive Program | EGG HARBOR TOWNSHIP | 8234 | 19 | 10.24 | Residential | Yes | Behind the Meter | Net-metered residential rooftop and canopy |  | None | Vivint Solar Developer, LLC | AC Electric | Final As-Built Received | 2020-02-24 | 2020-02-25 | 2021-10-30 | SOLAREDGE | SE7600H-US | Inverters | 7600 |  | 1 |  |  | 0.992 |  | Outdoor | Near the Utility Meter
NJSTRE1545384364 | NJSRRE1543651631 | Transition Incentive Program | Elizabeth | 7208 | 10 | 5.99 | Residential | Yes | Behind the Meter | Behind the Meter |  | None | Pro Custom Solar dba Momentum Solar | PSE&G | Eligible for TI Program | 2019-12-23 | 2019-12-27 | 2021-10-30 | Enphase Energy | IQ6-60-2-US | Inverters | 240 |  | 19 |  |  | 0.97 |  | Outdoor | Roof
NJSTRE1545384375 | NJSRRE1543443438 | Transition Incentive Program | LYNDHURST | 7071 | 7 | 5.36 | Residential | Yes | Behind the Meter | Net-metered residential rooftop and canopy |  | None | Vivint Solar Developer, LLC | PSE&G | Accepted | 2019-11-25 | 2019-11-27 | 2021-10-30 | Solar Edge | SE3800H-US | Inverters | 3800 |  | 1 |  |  | 0.992 |  | Outdoor | Near the utility meter
NJSTRE1545293344 |  | Transition Incentive Program | KEANSBURG | 7734 | 17 | 5.36 | Residential | Yes | Behind the Meter | Net-metered residential rooftop and canopy |  | None | Suntuity Solar LLC | JCP&L | Accepted | 2020-07-13 | 2020-07-16 | 2021-07-16 | Longi | LR6-60HPB-315M | Solar Panels |  | 0.315 | 7 | 82 | 23 |  | Fixed | Roof
NJSTRE1545293762 |  | Transition Incentive Program | Atco | 8004 | 14 | 3.15 | Residential | Yes | Behind the Meter | Net-metered residential rooftop and canopy |  | ACE | Vision Solar LLC | AC Electric | Accepted | 2020-07-13 | 2020-07-20 | 2021-10-30 | HANWHA Q-CELLS | Q.PEAK DUO-G5 315 | Solar Panels |  | 0.315 | 4 | 58 | 25 |  | Fixed | Roof
NJSTRE1545293762 |  | Transition Incentive Program | Atco | 8004 | 14 | 3.15 | Residential | Yes | Behind the Meter | Net-metered residential rooftop and canopy |  | ACE | Vision Solar LLC | AC Electric | Accepted | 2020-07-13 | 2020-07-20 | 2021-10-30 | HANWHA Q-CELLS | Q.PEAK DUO-G5 315 | Solar Panels |  | 0.315 | 1 | 148 | 20 |  | Fixed | Roof
NJSTRE1545293767 |  | Transition Incentive Program | WILLINGBORO | 8046 | 13 | 8.51 | Residential | Yes | Behind the Meter | Net-metered residential rooftop and canopy |  | None | Vivint Solar Developer, LLC | PSE&G | Accepted | 2020-07-14 | 2020-07-21 | 2021-10-30 | Hanwha Solar | Q.PEAK BLK-G5 315 | Solar Panels |  | 0.315 | 5 | 113 | 24 |  | Fixed | Roof
NJSTRE1545293786 |  | Transition Incentive Program | Hopatcong | 7843 | 1 | 16.92 | Residential | No | Behind the Meter | Net-metered residential rooftop and canopy |  | None | Eznergy | JCP&L | Accepted | 2020-07-13 | 2020-07-20 | 2021-07-20 | Trina | TSM360 | Solar Panels |  | 0.36 | 24 | 79 | 24 |  | Fixed | Roof
NJSTRE1545293804 |  | Transition Incentive Program | Montclair | 7042 | 9 | 6.3 | Residential | No | Behind the Meter | Net-metered residential rooftop and canopy |  | None | Pro Custom Solar dba Momentum Solar | PSE&G | Final As-Built Received | 2020-07-13 | 2020-07-20 | 2021-10-30 | LG ELECTRONICS | LG 350N1C-V5 | Solar Panels |  | 0.35 | 18 | 207 | 31 |  | Fixed | Roof
NJSTRE1545293828 |  | Transition Incentive Program | West Orange | 7052 | 9 | 6.03 | Residential | Yes | Behind the Meter | Net-metered residential rooftop and canopy |  | None | Trinity Solar | PSE&G | Accepted | 2020-07-13 | 2020-07-20 | 2021-07-20 | Hanwha | Q.PEAK DUO BLK-G6 335 | Solar Panels |  | 0.335 | 4 | 209 | 14 |  | Fixed | Pole
NJSTRE1545384361 | NJSRRE1543513003 | Transition Incentive Program | Mine Hill Township | 7803 | 3 | 11.31 | Residential | Yes | Behind the Meter | Behind the Meter |  | None | Sunrun Installation Services, Inc. | JCP&L | Eligible for TI Program | 2019-12-11 | 2019-12-16 | 2021-10-30 | Delta Electronics | M6-TL-US | Inverters | 5760 |  | 1 |  |  | 0.96 |  | Outdoor | Next To Meter
NJSTRE1545384366 | NJSRRE1544162396 | Transition Incentive Program | Swedesboro | 8085 | 15 | 9.77 | Residential | No | Behind the Meter | Behind the Meter |  | None | Trinity Solar | AC Electric | Eligible for TI Program | 2020-01-13 | 2020-01-17 | 2021-10-30 | Solar Edge | SE7600 | Inverters | 7600 |  | 1 |  |  | 0.97 |  | Outside | side of home
NJSTRE1545384367 | NJSRRE1544199132 | Transition Incentive Program | Jersey City | 7306 | 8 | 3.85 | Residential | Yes | Behind the Meter | Behind the Meter |  | None | Pro Custom Solar dba Momentum Solar | PSE&G | Eligible for TI Program | 2020-01-20 | 2020-01-23 | 2021-10-30 | ENPHASE ENERGY | IQ7PLUS-72-2-US | Inverters | 295 |  | 11 |  |  | 0.97 |  | Outdoor | ROOF
NJSTRE1545384369 | NJSRRE1543880240 | Transition Incentive Program | Newton | 7860 | 1 | 10.88 | Residential | Yes | Behind the Meter | Behind the Meter |  | None | Sunrun Installation Services, Inc. | JCP&L | Eligible for TI Program | 2020-01-02 | 2020-01-06 | 2021-10-30 | Delta Electronics | M10-TL-US | Inverters | 9600 |  | 1 |  |  | 0.96 |  | Outdoor | Next To Meter
NJSTRE1545384377 | NJSRRE1544501621 | Transition Incentive Program | GLOUCESTER CITY | 8030 | 14 | 6.62 | Residential | Yes | Behind the Meter | Net-metered residential rooftop and canopy |  | None | Vision Solar LLC | PSE&G | Accepted | 2020-02-19 | 2020-02-24 | 2021-10-30 | ENPHASE ENERGY | IQ7-60-2-US | Inverters | 0.25 |  | 21 |  |  | 0.96 |  | Other | BEHIND PANELS
NJSTRE1545384379 | NJSRRE1544442814 | Transition Incentive Program | Port Murray | 7865 | 2 | 8.68 | Residential | Yes | Behind the Meter | Behind the Meter |  | None | Sunrun Installation Services, Inc. | JCP&L | Eligible for TI Program | 2020-02-13 | 2020-02-18 | 2021-10-30 | Enphase Energy | IQ7-60-x-US (240V) | Inverters | 240 |  | 28 |  |  | 0.96 |  | Outdoor | Rooftop
NJSTRE1545296117 |  | Transition Incentive Program | FAIRFIELD | 7004 | 9 | 12.4 | Residential | No | Behind the Meter | Net-metered residential rooftop and canopy |  | None | Infinity Solar Systems | PSE&G | Accepted | 2020-07-14 | 2020-07-20 | 2021-07-20 | LG | LG335N1K-V5 | Solar Panels |  | 0.335 | 3 | 122 | 30 |  | Fixed | Roof
NJSTRE1545296117 |  | Transition Incentive Program | FAIRFIELD | 7004 | 9 | 12.4 | Residential | No | Behind the Meter | Net-metered residential rooftop and canopy |  | None | Infinity Solar Systems | PSE&G | Accepted | 2020-07-14 | 2020-07-20 | 2021-07-20 | LG | LG335N1K-V5 | Solar Panels |  | 0.335 | 7 | 202 | 30 |  | Fixed | Roof
NJSTRE1545296318 |  | Transition Incentive Program | BLOOMFIELD | 7003 | 9 | 6.12 | Residential | Yes | Behind the Meter | Net-metered residential rooftop and canopy |  | PSEG | Vision Solar LLC | PSE&G | Accepted | 2020-07-15 | 2020-07-20 | 2021-07-20 | HANWHA Q-CELLS | Q.PEAK DUO-G6 340 | Solar Panels |  | 0.34 | 10 | 191 | 37 |  | Fixed | Roof
NJSTRE1545296386 |  | Transition Incentive Program | Plainfield | 7060 | 10 | 3.05 | Residential | Yes | Behind the Meter | Net-metered residential rooftop and canopy |  | None | Sunrun, Inc. | PSE&G | Accepted | 2020-07-15 | 2020-07-20 | 2021-07-20 | x LONGi Green Energy Technology Co Ltd | LR6-60HPB-305M | Solar Panels |  | 0.305 | 4 | 167 | 37 |  | Fixed | Roof
NJSTRE1545296421 |  | Transition Incentive Program | Belvedere | 7823 | 2 | 11.73 | Residential | Yes | Behind the Meter | Net-metered residential rooftop and canopy |  | JCPL | Vision Solar LLC | JCP&L | Accepted | 2020-07-14 | 2020-07-24 | 2021-07-24 | LG SOLAR | LG335N1K-V5 | Solar Panels |  | 0.335 | 12 | 211 | 21 |  | Fixed | Roof
NJSTRE1545296540 |  | Transition Incentive Program | PATERSON | 7502 | 6 | 3.9 | Residential | Yes | Behind the Meter | Net-metered residential rooftop and canopy |  | None | Vivint Solar Developer, LLC | PSE&G | Accepted | 2020-07-23 | 2020-07-24 | 2021-07-24 | Jinko Solar | JKM325M-60HBL | Solar Panels |  | 0.325 | 12 | 49 | 40 |  | Fixed | Roof
NJSTRE1545296548 |  | Transition Incentive Program | Scotch Plains | 7076 | 10 | 6.65 | Residential | Yes | Behind the Meter | Net-metered residential rooftop and canopy |  | None | Pro Custom Solar dba Momentum Solar | PSE&G | Accepted | 2020-07-14 | 2020-07-20 | 2021-07-20 | LG ELECTRONICS | LG 350N1C-V5 | Solar Panels |  | 0.35 | 4 | 42 | 25 |  | Fixed | Roof
NJSTRE1545294086 |  | Transition Incentive Program | Penns Grove | 8069 | 16 | 9.18 | Residential | No | Behind the Meter | Net-metered residential rooftop and canopy |  | None | Castle Energy, LLC | AC Electric | Accepted | 2020-07-13 | 2020-07-22 | 2021-07-22 | Hanwha Q-Cells | Q.Peak DUO BLK-G6 340 | Solar Panels |  | 0.34 | 5 | 298 | 21 |  | Fixed | Roof
NJSTRE1545294165 |  | Transition Incentive Program | KIRKWOOD | 8043 | 14 | 7.93 | Residential | Yes | Behind the Meter | Net-metered residential rooftop and canopy |  | None | Sunrun, Inc. | AC Electric | Accepted | 2020-07-14 | 2020-07-28 | 2021-07-28 | LONGi Green Energy Technology Co Ltd | LR6-60HPB-305M | Solar Panels |  | 0.305 | 7 | 120 | 28 |  | Fixed | Roof
NJSTRE1545294346 |  | Transition Incentive Program | EATONTOWN | 7724 | 17 | 7.15 | Residential | Yes | Behind the Meter | Net-metered residential rooftop and canopy |  | None | Vivint Solar Developer, LLC | JCP&L | Accepted | 2020-07-14 | 2020-07-20 | 2021-07-20 | Jinko Solar | JKM325M-60HBL | Solar Panels |  | 0.325 | 8 | 11 | 31 |  | Fixed | Roof
NJSTRE1545294351 |  | Transition Incentive Program | PENNSAUKEN | 8110 | 14 | 7.8 | Residential | Yes | Behind the Meter | Net-metered residential rooftop and canopy |  | None | Vivint Solar Developer, LLC | PSE&G | Accepted | 2020-07-14 | 2020-07-20 | 2021-07-20 | Jinko Solar | JKM325M-60HBL | Solar Panels |  | 0.325 | 8 | 149 | 34 |  | Fixed | Roof
NJSTRE1545296006 |  | Transition Incentive Program | WILLIAMSTOWN | 8094 | 15 | 11.97 | Residential | Yes | Behind the Meter | Net-metered residential rooftop and canopy |  | None | Suntuity Solar LLC | AC Electric | Final As-Built Received | 2020-07-14 | 2020-07-20 | 2021-10-30 | Longi | LR6-60HPB-315M | Solar Panels |  | 0.315 | 4 | 36 | 26 |  | Fixed | Roof
NJSTRE1545296006 |  | Transition Incentive Program | WILLIAMSTOWN | 8094 | 15 | 11.97 | Residential | Yes | Behind the Meter | Net-metered residential rooftop and canopy |  | None | Suntuity Solar LLC | AC Electric | Final As-Built Received | 2020-07-14 | 2020-07-20 | 2021-10-30 | Longi | LR6-60HPB-315M | Solar Panels |  | 0.315 | 6 | 306 | 27 |  | Fixed | Roof
NJSTRE1545296119 |  | Transition Incentive Program | Pleasantville | 8232 | 19 | 5.89 | Residential | Yes | Behind the Meter | Net-metered residential rooftop and canopy |  | ACE | Vision Solar LLC | AC Electric | Accepted | 2020-08-01 | 2020-08-21 | 2021-10-30 | SUNPOWER | E20-327-E-AC | Solar Panels |  | 0.327 | 3 | 205 | 10 |  | Fixed | Roof
NJSTRE1545296117 |  | Transition Incentive Program | FAIRFIELD | 7004 | 9 | 12.4 | Residential | No | Behind the Meter | Net-metered residential rooftop and canopy |  | None | Infinity Solar Systems | PSE&G | Accepted | 2020-07-14 | 2020-07-20 | 2021-07-20 | LG | LG335N1K-V5 | Solar Panels |  | 0.335 | 12 | 122 | 30 |  | Fixed | Roof
NJSTRE1545296136 |  | Transition Incentive Program | Swedesboro | 8085 | 15 | 7.14 | Residential | Yes | Behind the Meter | Net-metered residential rooftop and canopy |  | None | Trinity Solar | AC Electric | Accepted | 2020-07-14 | 2020-07-20 | 2021-07-20 | Hanwha | Q.PEAK DUO BLK-G6 340 | Solar Panels |  | 0.34 | 9 | 298 | 27 |  | Fixed | Roof
NJSTRE1545296136 |  | Transition Incentive Program | Swedesboro | 8085 | 15 | 7.14 | Residential | Yes | Behind the Meter | Net-metered residential rooftop and canopy |  | None | Trinity Solar | AC Electric | Accepted | 2020-07-14 | 2020-07-20 | 2021-07-20 | Hanwha | Q.PEAK DUO BLK-G6 340 | Solar Panels |  | 0.34 | 12 | 118 | 27 |  | Fixed | Roof
NJSTRE1545296179 |  | Transition Incentive Program | Hamilton Twp | 8690 | 12 | 4.08 | Residential | Yes | Behind the Meter | Net-metered residential rooftop and canopy |  | PSEG | Vision Solar LLC | PSE&G | Accepted | 2020-07-14 | 2020-07-20 | 2021-07-20 | HANWHA Q-CELLS | Q.PEAK DUO-G6 340 | Solar Panels |  | 0.34 | 4 | 255 | 25 |  | Fixed | Roof
NJSTRE1545296264 |  | Transition Incentive Program | ROSELLE PARK | 7204 | 10 | 15.25 | Residential | No | Behind the Meter | Net-metered residential rooftop and canopy |  | None | Sunrun, Inc. | PSE&G | Accepted | 2020-07-14 | 2020-07-20 | 2021-07-20 | LONGi Green Energy Technology Co Ltd | LR6-60HPB-305M | Solar Panels |  | 0.305 | 21 | 64 | 19 |  | Fixed | Roof
NJSTRE1545296340 |  | Transition Incentive Program | CARTERET | 7008 | 11 | 10.08 | Residential | Yes | Behind the Meter | Net-metered residential rooftop and canopy |  | None | Vivint Solar Developer, LLC | PSE&G | Accepted | 2020-07-14 | 2020-07-20 | 2021-07-20 | Jinko Solar | JKM325M-60HBL | Solar Panels |  | 0.325 | 14 | 182 | 21 |  | Fixed | Roof
NJSTRE1545384420 | NJSRRE1544143452 | Transition Incentive Program | Colonia | 7067 | 10 | 7.25 | Residential | Yes | Behind the Meter | Behind the Meter |  | None | Trinity Solar | PSE&G | Eligible for TI Program | 2020-01-08 | 2020-01-13 | 2021-10-30 | Solar Edge | SE6000H-US000BNC4 | Inverters | 6000 |  | 1 |  |  | 0.97 |  | Outdoor | side of home
NJSTRE1545384431 | NJSRRE1544442690 | Transition Incentive Program | Paterson | 7503 | 6 | 5.76 | Residential | Yes | Behind the Meter | Net-metered residential rooftop and canopy |  | None | Vivint Solar Developer, LLC | PSE&G | Accepted | 2020-02-18 | 2020-02-18 | 2021-10-30 | SOLAREDGE | SE3800H-US | Inverters | 3800 |  | 1 |  |  | 0.992 |  | Outdoor | Near the Utility Meter
NJSTRE1545384437 | NJSRRE1543441559 | Transition Incentive Program | LODI | 7644 | 7 | 7.7 | Residential | No | Behind the Meter | Behind the Meter |  | None | Infinity Solar Systems | PSE&G | Eligible for TI Program | 2019-11-25 | 2019-11-27 | 2021-10-30 | ENPHASE | IQ7-60-X-US | Inverters | 240 |  | 22 |  |  | 0.97 |  | Outside | MICROINVERTERS
NJSTRE1545384444 | NJSRRE1543552649 | Transition Incentive Program | Elizabeth City | 7206 | 10 | 5.67 | Residential | No | Behind the Meter | Behind the Meter |  | None | Trinity Solar | PSE&G | Eligible for TI Program | 2019-12-16 | 2019-12-19 | 2021-10-30 | SOLAR EDGE | SE5000H-US | Inverters | 5000 |  | 1 |  |  | 0.97 |  | Outside | SIDE OF HOME
NJSTRE1545384452 | NJSRRE1544308834 | Transition Incentive Program | Ewing | 8638 | 12 | 3.84 | Residential | Yes | Behind the Meter | Behind the Meter |  | None | Skyline Solar, LLC | PSE&G | Eligible for TI Program | 2020-01-27 | 2020-01-29 | 2021-10-30 | SolarEdge | SE3800H-US | Inverters | 3800 |  | 1 |  |  | 0.99 |  | Outside | within ten feet of meter
NJSTRE1545384463 | NJSRRE1543421628 | Transition Incentive Program | Clementon | 8021 | 14 | 6.51 | Residential | No | Behind the Meter | Behind the Meter |  | None | Orbit Energy & Power, LLC | PSE&G | Eligible for TI Program | 2019-11-19 | 2019-11-21 | 2021-10-30 | ENPHASE | IQ7-60-2-US | Inverters | 0.24 |  | 21 |  |  | 0.99 |  | Outside | ROOFTOP
NJSTRE1545384465 | NJSRRE1543467137 | Transition Incentive Program | Tabernacle | 8088 | 13 | 16.24 | Residential | Yes | Behind the Meter | Behind the Meter |  | None | Sunrun Installation Services, Inc. | AC Electric | Eligible for TI Program | 2019-12-02 | 2019-12-05 | 2021-10-30 | Delta Electronics | M10-TL-US | Inverters | 9600 |  | 1 |  |  | 0.96 |  | Outdoor | Next To Meter
NJSTRE1545384471 | NJSRRE1544150992 | Transition Incentive Program | Ocean View | 8230 | 21 | 33.17 | Commercial | No | Behind the Meter | Behind the Meter |  | None | OCEAN SOLAR | AC Electric | Eligible for TI Program | 2020-01-09 | 2020-01-14 | 2021-10-30 | solar edge | SE10000H-US | Inverters | 10000 |  | 2 |  |  | 0.99 |  | Outside | On array
NJSTRE1545384501 | NJSRRE1544431810 | Transition Incentive Program | Shamong | 8088 | 13 | 15.75 | Residential | Yes | Behind the Meter | Behind the Meter |  | None | Pro Custom Solar dba Momentum Solar | AC Electric | Eligible for TI Program | 2020-02-11 | 2020-02-14 | 2021-10-30 | Enphase Energy | IQ7-60-2-US | Inverters | 240 |  | 45 |  |  | 0.97 |  | Outdoor | Roof
NJSTRE1545384509 | NJSRRE1544538155 | Transition Incentive Program | Cherry Hill | 8003 | 14 | 16.8 | Residential | Yes | Behind the Meter | Behind the Meter |  | None | Pro Custom Solar dba Momentum Solar | PSE&G | Eligible for TI Program | 2020-02-25 | 2020-02-27 | 2021-10-30 | Enphase Energy | IQ7PLUS-72-2-US | Inverters | 295 |  | 48 |  |  | 0.97 |  | Outdoor | Roof
NJSTRE1545384515 | NJSRRE1544316979 | Transition Incentive Program | Plainfield | 7062 | 10 | 4.03 | Residential | Yes | Behind the Meter | Behind the Meter |  | None | Sunrun Installation Services, Inc. | PSE&G | Eligible for TI Program | 2020-01-28 | 2020-01-31 | 2021-10-30 | Enphase Energy | IQ7-60-x-US (240V) | Inverters | 240 |  | 13 |  |  | 0.96 |  | Outdoor | Rooftop
NJSTRE1545384522 | NJSRRE1543570789 | Transition Incentive Program | Kearny | 7032 | 8 | 3.58 | Residential | No | Behind the Meter | Behind the Meter |  | None | Corona Solar | PSE&G | Eligible for TI Program | 2019-12-19 | 2019-12-23 | 2021-10-30 | Solaredge | SE3000-US | Inverters | 3000 |  | 1 |  |  | 0.97 |  | Outdoor | side of house next to meter
NJSTRE1545384536 | NJSRRE1544400993 | Transition Incentive Program | Lawnside | 8045 | 14 | 6.93 | Residential | Yes | Behind the Meter | Net-metered residential rooftop and canopy |  | None | Trinity Solar | PSE&G | Final As-Built Received | 2020-02-06 | 2020-02-10 | 2021-10-30 | Solar Edge | SE6000H-US | Inverters | 6000 |  | 1 |  |  | 0.97 |  | Outside | Side of home
NJSTRE1545293947 |  | Transition Incentive Program | Cherry Hill | 8002 | 14 | 4.42 | Residential | Yes | Behind the Meter | Net-metered residential rooftop and canopy |  | PSEG | Vision Solar LLC | PSE&G | Accepted | 2020-07-13 | 2020-07-20 | 2021-07-20 | HANWHA Q-CELLS | Q.PEAK DUO-G6 340 | Solar Panels |  | 0.34 | 2 | 195 | 24 |  | Fixed | Roof
NJSTRE1545293945 |  | Transition Incentive Program | Hillside | 7205 | 10 | 6.3 | Residential | Yes | Behind the Meter | Net-metered residential rooftop and canopy |  | None | Pro Custom Solar dba Momentum Solar | PSE&G | Accepted | 2020-07-13 | 2020-07-20 | 2021-07-20 | LG ELECTRONICS | LG 350N1C-V5 | Solar Panels |  | 0.35 | 6 | 128 | 14 |  | Fixed | Roof
NJSTRE1545293945 |  | Transition Incentive Program | Hillside | 7205 | 10 | 6.3 | Residential | Yes | Behind the Meter | Net-metered residential rooftop and canopy |  | None | Pro Custom Solar dba Momentum Solar | PSE&G | Accepted | 2020-07-13 | 2020-07-20 | 2021-07-20 | LG ELECTRONICS | LG 350N1C-V5 | Solar Panels |  | 0.35 | 12 | 308 | 32 |  | Fixed | Roof
NJSTRE1545293938 |  | Transition Incentive Program | Cherry Hill | 8003 | 14 | 15.36 | Residential | No | Behind the Meter | Net-metered residential rooftop and canopy |  | None | Spectacular Solar | PSE&G | Accepted | 2020-07-13 | 2020-07-21 | 2021-10-30 | Canadian Solar | CS3K-320MS | Solar Panels |  | 0.32 | 24 | 105 | 30 |  | Fixed | Roof
NJSTRE1545294120 |  | Transition Incentive Program | Trenton | 8610 | 12 | 5.03 | Residential | No | Behind the Meter | Net-metered residential rooftop and canopy |  | None | Seabright Solar | PSE&G | Accepted | 2020-08-04 | 2020-08-07 | 2021-10-30 | Sunpower | SPR-X21-335 | Solar Panels |  | 0.335 | 10 | 119 | 30 |  | Fixed | Roof
NJSTRE1545294169 |  | Transition Incentive Program | Ventnor City | 8406 | 19 | 3.5 | Residential | Yes | Behind the Meter | Net-metered residential rooftop and canopy |  | None | Pro Custom Solar dba Momentum Solar | AC Electric | Final As-Built Received | 2020-07-13 | 2020-07-20 | 2021-10-30 | LG ELECTRONICS | LG 350N1C-V5 | Solar Panels |  | 0.35 | 4 | 238 | 23 |  | Fixed | Roof
NJSTRE1545294329 |  | Transition Incentive Program | North Arlington | 7031 | 7 | 6.7 | Residential | No | Behind the Meter | Net-metered residential rooftop and canopy |  | None | Seabright Solar | PSE&G | Accepted | 2020-07-13 | 2020-07-20 | 2021-07-20 | Sunpower | SPR-X21-335 | Solar Panels |  | 0.335 | 8 | 218 | 23 |  | Fixed | Roof
NJSTRE1545296042 |  | Transition Incentive Program | Port Monmouth | 7758 | 17 | 17.68 | Residential | No | Behind the Meter | Net-metered residential rooftop and canopy |  | JCPL | Vision Solar LLC | JCP&L | Accepted | 2020-07-14 | 2020-07-24 | 2021-07-24 | HANWHA Q-CELLS | Q.PEAK DUO-G6 340 | Solar Panels |  | 0.34 | 20 | 192 | 40 |  | Fixed | Roof
NJSTRE1545296042 |  | Transition Incentive Program | Port Monmouth | 7758 | 17 | 17.68 | Residential | No | Behind the Meter | Net-metered residential rooftop and canopy |  | JCPL | Vision Solar LLC | JCP&L | Accepted | 2020-07-14 | 2020-07-24 | 2021-07-24 | HANWHA Q-CELLS | Q.PEAK DUO-G6 340 | Solar Panels |  | 0.34 | 6 | 282 | 40 |  | Fixed | Roof
NJSTRE1545296105 | NJSRRE1544468844 | Transition Incentive Program | Maplewood | 7040 | 9 | 2.21 | Residential | Yes | Behind the Meter | Net-metered residential rooftop and canopy |  | None | Trinity Solar | PSE&G | Final As-Built Received | 2020-02-18 | 2020-02-20 | 2021-10-30 | YINGLI 315 | YL315D-30b | Solar Panels |  | 0.315 | 7 | 170 | 25 |  | Fixed | Roof
NJSTRE1545296177 |  | Transition Incentive Program | FREEHOLD | 7728 | 17 | 18.02 | Residential | Yes | Behind the Meter | Net-metered residential rooftop and canopy |  | None | Trinity Solar | JCP&L | Final As-Built Received | 2020-07-14 | 2020-07-20 | 2021-10-30 | HANWHA | Q.PEAK DUO BLK-G6 340 | Solar Panels |  | 0.34 | 14 | 239 | 5 |  | Fixed | Roof
NJSTRE1545296314 |  | Transition Incentive Program | PISCATAWAY TWP | 8854 | 11 | 4.58 | Residential | No | Behind the Meter | Net-metered residential rooftop and canopy |  | None | Sunrun Installation Services, Inc. | PSE&G | Accepted | 2020-07-14 | 2020-07-20 | 2021-07-20 | LONGi Green Energy Technology Co Ltd | LR6-60HPB-305M | Solar Panels |  | 0.305 | 9 | 132 | 9 |  | Fixed | Pole
NJSTRE1545384380 | NJSRRE1543953095 | Transition Incentive Program | Sewell | 8080 | 15 | 18.64 | Residential | No | Behind the Meter | Net-metered residential rooftop and canopy |  | None | SunPower Corporation, Systems | AC Electric | Accepted |  | 2020-01-08 | 2021-10-30 | SUNPOWER | SPR-E20-327-E-AC | Inverters | 320 |  | 57 |  |  | 0.96 |  | Other | under each panel
NJSTRE1545384391 | NJSRRE1544523382 | Transition Incentive Program | West Windsor Township | 8550 | 12 | 9.9 | Residential | No | Behind the Meter | Behind the Meter |  | None | Panatec Corporation | PSE&G | Eligible for TI Program | 2020-02-23 | 2020-02-26 | 2021-10-30 | Enphase | IQ 7X | Inverters | 330 |  | 30 |  |  | 0.975 |  | Outdoor | Outdoor
NJSTRE1545384396 | NJSRRE1543464334 | Transition Incentive Program | Wharton | 7885 | 3 | 29.87 | Residential | Yes | Behind the Meter | Behind the Meter |  | None | Sunrun Installation Services, Inc. | JCP&L | Eligible for TI Program | 2019-12-02 | 2019-12-04 | 2021-10-30 | SolarEdge Technologies | SE11400H-USRGM | Inverters | 11400 |  | 1 |  |  | 0.96 |  | Outdoor | Next To Meter
NJSTRE1545384399 | NJSRRE1544549847 | Transition Incentive Program | Manasquan | 8736 | 17 | 7.25 | Residential | No | Behind the Meter | Net-metered residential rooftop and canopy |  | None | Suntuity Solar LLC | JCP&L | Final As-Built Received | 2020-02-28 | 2020-03-04 | 2021-10-30 | Enphase Energy | IQ7-60-2-US | Inverters | 240 |  | 23 |  |  | 0.97 |  | Outdoor | Behind the PV Modules
NJSTRE1545384405 | NJSRRE1544543206 | Transition Incentive Program | Andover | 7821 | 1 | 12.4 | Residential | Yes | Behind the Meter | Behind the Meter |  | None | Sunrun Installation Services, Inc. | JCP&L | Eligible for TI Program | 2020-02-26 | 2020-02-28 | 2021-10-30 | Enphase Energy | IQ7-60-x-US (240V) | Inverters | 240 |  | 40 |  |  | 0.96 |  | Outdoor | Rooftop
NJSTRE1545384427 | NJSRRE1544545931 | Transition Incentive Program | Willingboro | 8046 | 13 | 8 | Residential | Yes | Behind the Meter | Net-metered residential rooftop and canopy |  | None | All Season Solar | PSE&G | Final As-Built Received |  | 2020-03-02 | 2021-10-30 | Enphase | IQ7 | Inverters | 240 |  | 25 |  |  | 0.97 |  | Outdoor | Under Module
NJSTRE1545384432 | NJSRRE1544220940 | Transition Incentive Program | Stanhope | 7874 | 1 | 9.38 | Residential | Yes | Behind the Meter | Net-metered residential rooftop and canopy |  | None | Vision Solar LLC | JCP&L | Accepted | 2020-01-24 | 2020-01-28 | 2021-10-30 | enphase | iq7-60-2-us | Inverters | 0.25 |  | 28 |  |  | 0.96 |  | Other | behind panels
NJSTRE1545384433 | NJSRRE1544519538 | Transition Incentive Program | River Vale | 7675 | 7 | 5.89 | Residential | No | Behind the Meter | Behind the Meter |  | None | Sunrun Installation Services, Inc. | PSE&G | Eligible for TI Program | 2020-02-21 | 2020-02-25 | 2021-10-30 | Enphase Energy | IQ7-60-x-US (240V) | Inverters | 240 |  | 19 |  |  | 0.96 |  | Outdoor | Rooftop
NJSTRE1545296174 |  | Transition Incentive Program | Rockaway | 7866 | 3 | 12.24 | Residential | Yes | Behind the Meter | Net-metered residential rooftop and canopy |  | None | Trinity Solar | JCP&L | Final As-Built Received | 2020-07-14 | 2020-07-20 | 2021-10-30 | Hanwha | Q.PEAK DUO BLK-G6 340 | Solar Panels |  | 0.34 | 36 | 192 | 21 |  | Fixed | Roof
NJSTRE1545296264 |  | Transition Incentive Program | ROSELLE PARK | 7204 | 10 | 15.25 | Residential | No | Behind the Meter | Net-metered residential rooftop and canopy |  | None | Sunrun, Inc. | PSE&G | Accepted | 2020-07-14 | 2020-07-20 | 2021-07-20 | LONGi Green Energy Technology Co Ltd | LR6-60HPB-305M | Solar Panels |  | 0.305 | 25 | 244 | 19 |  | Fixed | Roof
NJSTRE1545296269 |  | Transition Incentive Program | MYSTIC ISLANDs | 8087 | 18 | 11.9 | Residential | Yes | Behind the Meter | Net-metered residential rooftop and canopy |  | None | Sunrun, Inc. | AC Electric | Accepted | 2020-07-14 | 2020-07-20 | 2021-07-20 | LONGi Green Energy Technology Co Ltd | LR6-60HPB-305M | Solar Panels |  | 0.305 | 10 | 271 | 20 |  | Fixed | Roof
NJSTRE1545296269 |  | Transition Incentive Program | MYSTIC ISLANDs | 8087 | 18 | 11.9 | Residential | Yes | Behind the Meter | Net-metered residential rooftop and canopy |  | None | Sunrun, Inc. | AC Electric | Accepted | 2020-07-14 | 2020-07-20 | 2021-07-20 | LONGi Green Energy Technology Co Ltd | LR6-60HPB-305M | Solar Panels |  | 0.305 | 19 | 91 | 20 |  | Fixed | Roof
NJSTRE1545296318 |  | Transition Incentive Program | BLOOMFIELD | 7003 | 9 | 6.12 | Residential | Yes | Behind the Meter | Net-metered residential rooftop and canopy |  | PSEG | Vision Solar LLC | PSE&G | Accepted | 2020-07-15 | 2020-07-20 | 2021-07-20 | HANWHA Q-CELLS | Q.PEAK DUO-G6 340 | Solar Panels |  | 0.34 | 3 | 10 | 20 |  | Fixed | Roof
NJSTRE1545384384 | NJSRRE1543425786 | Transition Incentive Program | Monroe Township | 8831 | 11 | 15.51 | Residential | Yes | Behind the Meter | Behind the Meter |  | None | Sunrun Installation Services, Inc. | JCP&L | Eligible for TI Program | 2019-11-20 | 2019-11-25 | 2021-10-30 | Delta Electronics | M10-TL-US | Inverters | 9600 |  | 1 |  |  | 0.96 |  | Outdoor | Next To Meter
NJSTRE1545384401 | NJSRRE1544431764 | Transition Incentive Program | Roselle Park | 7204 | 10 | 6.51 | Residential | No | Behind the Meter | Net-metered residential rooftop and canopy |  | None | Palmetto Solar LLC | PSE&G | Accepted | 2020-02-11 | 2020-02-17 | 2021-10-30 | SolarEdge Technologies | SE5000H-US | Inverters | 5000 |  | 1 |  |  | 0.9 |  | Outside | side of the house
NJSTRE1545384412 | NJSRRE1543478271 | Transition Incentive Program | Seaside Heights | 8751 | 18 | 9.14 | Residential | No | Behind the Meter | Behind the Meter |  | None | Trinity Solar | Seaside Heights Electric | Eligible for TI Program | 2019-12-04 | 2019-12-06 | 2021-10-30 | Solar Edge | SE7600 | Inverters | 7600 |  | 1 |  |  | 0.97 |  | Outside | side of home
NJSTRE1545384417 | NJSRRE1543434411 | Transition Incentive Program | BERGENFIELD | 7621 | 7 | 7.88 | Residential | Yes | Behind the Meter | Net-metered residential rooftop and canopy |  | None | Vivint Solar Developer, LLC | PSE&G | Accepted | 2019-11-29 | 2019-12-02 | 2021-10-30 | Solar Edge | SE7600H-US | Inverters | 7600 |  | 1 |  |  | 0.992 |  | Outdoor | Near the utility meter
NJSTRE1545384421 | NJSRRE1544511475 | Transition Incentive Program | Orange | 7050 | 9 | 3.15 | Residential | Yes | Behind the Meter | Behind the Meter |  | None | Pro Custom Solar dba Momentum Solar | PSE&G | Eligible for TI Program | 2020-02-20 | 2020-02-24 | 2021-10-30 | Enphase Energy | IQ7PLUS-72-2-US | Inverters | 295 |  | 9 |  |  | 0.97 |  | Outdoor | roof
NJSTRE1545384430 | NJSRRE1544446846 | Transition Incentive Program | EWING TWP | 8628 | 12 | 11.34 | Residential | No | Behind the Meter | Net-metered residential rooftop and canopy |  | None | Tesla Energy Operations Inc | PSE&G | Accepted | 2020-02-13 | 2020-02-18 | 2021-10-30 | SolarEdge Technologies Ltd. | SE10000H-US [240V] | Inverters | 10000 |  | 1 |  |  | 0.99 |  | Outdoor | Outdoor
NJSTRE1545384441 | NJSRRE1543505562 | Transition Incentive Program | Sicklerville | 8081 | 14 | 9.14 | Residential | No | Behind the Meter | Net-metered residential rooftop and canopy |  | None | Suntuity Solar LLC | AC Electric | Accepted | 2019-12-10 | 2019-12-12 | 2021-10-30 | Enphase Energy | IQ7-60-2-US | Inverters | 240 |  | 29 |  |  | 0.97 |  | Outdoor | Behind the PV Modules
NJSTRE1545384451 | NJSRRE1543924311 | Transition Incentive Program | Piscataway | 8854 | 11 | 5.99 | Residential | Yes | Behind the Meter | Net-metered residential rooftop and canopy |  | None | Suntuity Solar LLC | PSE&G | Accepted | 2020-01-06 | 2020-01-09 | 2021-10-30 | Enphase Energy | IQ7-60-2-US | Inverters | 240 |  | 19 |  |  | 0.97 |  | Outdoor | Behind the PV Modules
NJSTRE1545384455 | NJSRRE1543426156 | Transition Incentive Program | Monroe Township | 8831 | 11 | 13.86 | Residential | Yes | Behind the Meter | Net-metered residential rooftop and canopy |  | None | Vivint Solar Developer, LLC | JCP&L | Accepted | 2019-11-26 | 2019-11-26 | 2021-10-30 | SOLAREDGE | SE10000H-US | Inverters | 10000 |  | 1 |  |  | 0.992 |  | Outdoor | Near the Utility Meter
NJSTRE1545384471 | NJSRRE1544150992 | Transition Incentive Program | Ocean View | 8230 | 21 | 33.17 | Commercial | No | Behind the Meter | Behind the Meter |  | None | OCEAN SOLAR | AC Electric | Eligible for TI Program | 2020-01-09 | 2020-01-14 | 2021-10-30 | solar edge | SE5.0H-US | Inverters | 5000 |  | 1 |  |  | 0.99 |  | Outdoor | next to utility meter
NJSTRE1545384481 | NJSRRE1543527318 | Transition Incentive Program | Cape May | 8204 | 21 | 16.64 | Residential | No | Behind the Meter | Net-metered residential rooftop and canopy |  | None | Castle Energy, LLC | AC Electric | Accepted | 2019-12-12 | 2019-12-16 | 2021-10-30 | Enphase Energy | IQ7-60-2-US | Inverters | 240 |  | 52 |  |  | 0.967 |  | Outside | under each solar panel
NJSTRE1545384484 | NJSRRE1543891869 | Transition Incentive Program | Hazlet | 7730 | 17 | 5.67 | Residential | No | Behind the Meter | Net-metered residential rooftop and canopy |  | None | Suntuity Solar LLC | JCP&L | Accepted | 2020-01-03 | 2020-01-07 | 2021-10-30 | Enphase Energy | IQ7-60-2-US | Inverters | 240 |  | 18 |  |  | 0.97 |  | Outdoor | Behind the PV Modules
NJSTRE1545384491 | NJSRRE1544465685 | Transition Incentive Program | MANAHAWKIN | 8050 | 18 | 6.4 | Residential | Yes | Behind the Meter | Net-metered residential rooftop and canopy |  | None | Vivint Solar Developer, LLC | AC Electric | Accepted | 2020-02-17 | 2020-02-19 | 2021-10-30 | SolarEdge | SE7600H-US | Inverters | 7600 |  | 1 |  |  | 0.992 |  | Outdoor | Near the utility meter
NJSTRE1545384506 | NJSRRE1544523916 | Transition Incentive Program | Egg Harbor Township | 8234 | 19 | 6.7 | Residential | Yes | Behind the Meter | Behind the Meter |  | None | Pro Custom Solar dba Momentum Solar | AC Electric | Eligible for TI Program | 2020-02-24 | 2020-02-26 | 2021-10-30 | Enphase Energy | IQ7-60-2-US | Inverters | 250 |  | 20 |  |  | 0.97 |  | Outdoor | roof
NJSTRE1545384518 | NJSRRE1543547813 | Transition Incentive Program | Newton | 7860 | 1 | 4.93 | Residential | Yes | Behind the Meter | Behind the Meter |  | None | Sunrun Installation Services, Inc. | JCP&L | Eligible for TI Program | 2019-12-13 | 2019-12-18 | 2021-10-30 | Delta Electronics | M4-TL-US | Inverters | 3840 |  | 1 |  |  | 0.96 |  | Outdoor | Next To Meter
NJSTRE1545384519 | NJSRRE1544308388 | Transition Incentive Program | Rio Grande | 8242 | 21 | 8.19 | Residential | Yes | Behind the Meter | Behind the Meter |  | None | Orbit Energy & Power, LLC | AC Electric | Eligible for TI Program | 2020-01-27 | 2020-01-29 | 2021-10-30 | Enphase | IQ7-60-2-US | Inverters | 0.24 |  | 26 |  |  | 0.99 |  | Outside | Rooftop
NJSTRE1545384537 | NJSRRE1544519833 | Transition Incentive Program | Dunellen | 8812 | 11 | 12.73 | Residential | Yes | Behind the Meter | Behind the Meter |  | None | Pro Custom Solar dba Momentum Solar | PSE&G | Eligible for TI Program | 2020-02-21 | 2020-02-25 | 2021-10-30 | Enphase Energy | IQ7-60-2-US | Inverters | 250 |  | 38 |  |  | 0.97 |  | Outdoor | roof
NJSTRE1545296377 |  | Transition Incentive Program | Bergenfield | 7621 | 7 | 7.04 | Residential | Yes | Behind the Meter | Net-metered residential rooftop and canopy |  | None | Trinity Solar | PSE&G | Final As-Built Received | 2020-07-14 | 2020-07-20 | 2021-10-30 | HANWHA | QPEAK DUO BLK-G6 335 | Solar Panels |  | 0.335 | 6 | 267 | 23 |  | Fixed | Roof
NJSTRE1545296400 |  | Transition Incentive Program | Beverly | 8010 | 13 | 12.24 | Residential | Yes | Behind the Meter | Net-metered residential rooftop and canopy |  | None | Trinity Solar | PSE&G | Accepted | 2020-07-14 | 2020-07-20 | 2021-07-20 | Hanwha 340 | Q.PEAK DUO BLK-G6 340 | Solar Panels |  | 0.34 | 2 | 162 | 18 |  | Fixed | Roof
NJSTRE1545296400 |  | Transition Incentive Program | Beverly | 8010 | 13 | 12.24 | Residential | Yes | Behind the Meter | Net-metered residential rooftop and canopy |  | None | Trinity Solar | PSE&G | Accepted | 2020-07-14 | 2020-07-20 | 2021-07-20 | Hanwha 340 | Q.PEAK DUO BLK-G6 340 | Solar Panels |  | 0.34 | 25 | 342 | 23 |  | Fixed | Roof
NJSTRE1545296414 |  | Transition Incentive Program | Medford | 8055 | 13 | 16.5 | Residential | No | Behind the Meter | Net-metered residential rooftop and canopy |  | None | Whitman Construction, LLC | PSE&G | Accepted | 2020-07-14 | 2020-07-20 | 2021-07-20 | Panasonic | VBHN330SA16 | Solar Panels |  | 0.33 | 7 | 290 | 27 |  | Fixed | Pole
NJSTRE1545296478 |  | Transition Incentive Program | BERGENFIELD | 7621 | 7 | 7.8 | Residential | Yes | Behind the Meter | Net-metered residential rooftop and canopy |  | None | Vivint Solar Developer, LLC | PSE&G | Accepted | 2020-07-14 | 2020-07-20 | 2021-07-20 | Jinko Solar | JKM325M-60HBL | Solar Panels |  | 0.325 | 9 | 358 | 29 |  | Fixed | Roof
NJSTRE1545296567 |  | Transition Incentive Program | TOMS RIVER | 8753 | 18 | 11.38 | Residential | Yes | Behind the Meter | Net-metered residential rooftop and canopy |  | None | Vivint Solar Developer, LLC | JCP&L | Accepted | 2020-07-14 | 2020-07-20 | 2021-10-30 | Jinko Solar | JKM325M-60HBL | Solar Panels |  | 0.325 | 25 | 4 | 19 |  | Fixed | Roof
NJSTRE1545296567 |  | Transition Incentive Program | TOMS RIVER | 8753 | 18 | 11.38 | Residential | Yes | Behind the Meter | Net-metered residential rooftop and canopy |  | None | Vivint Solar Developer, LLC | JCP&L | Accepted | 2020-07-14 | 2020-07-20 | 2021-10-30 | Jinko Solar | JKM325M-60HBL | Solar Panels |  | 0.325 | 10 | 184 | 19 |  | Fixed | Roof
NJSTRE1545296596 |  | Transition Incentive Program | Verona | 7044 | 9 | 3.35 | Residential | Yes | Behind the Meter | Net-metered residential rooftop and canopy |  | PSEG | Vision Solar LLC | PSE&G | Accepted | 2020-07-14 | 2020-07-20 | 2021-07-20 | LG SOLAR | LG335N1K-V5 | Solar Panels |  | 0.335 | 4 | 112 | 12 |  | Fixed | Roof
NJSTRE1545249656 |  | Transition Incentive Program | McKee City, EHT | 8234 | 19 | 8.5 | Residential | Yes | Behind the Meter | Net-metered residential rooftop and canopy |  | None | Seabright Solar | AC Electric | Accepted | 2020-07-13 | 2020-07-13 | 2021-10-30 | Sunpower | SPR-E20-327 | Solar Panels |  | 0.327 | 14 | 194 | 28 |  | Fixed | Roof
NJSTRE1545249662 |  | Transition Incentive Program | Egg harbor township | 8233 |  | 14.49 | Residential | No | Behind the Meter | Net-metered residential rooftop and canopy |  | ACE | Vision Solar LLC | AC Electric | Accepted | 2020-07-09 | 2020-07-20 | 2021-07-20 | HANWHA Q-CELLS | Q.PEAK DUE-G5 315 | Solar Panels |  | 0.315 | 2 | 144 | 26 |  | Fixed | Roof
NJSTRE1545249687 |  | Transition Incentive Program | Hacketstown | 7840 | 2 | 14.41 | Residential | Yes | Behind the Meter | Net-metered residential rooftop and canopy |  | JCPL | Vision Solar LLC | JCP&L | Accepted | 2020-07-03 | 2020-07-09 | 2021-07-09 | LG SOLAR | LG335N1K-V5 | Solar Panels |  | 0.335 | 5 | 35 | 39 |  | Fixed | Roof
NJSTRE1545249870 |  | Transition Incentive Program | Boonton | 7005 | 3 | 12.73 | Residential | Yes | Behind the Meter | Net-metered residential rooftop and canopy |  | None | Vision Solar LLC | JCP&L | Accepted | 2020-07-03 | 2020-07-09 | 2021-10-30 | LG SOLAR | LG335N1K-V5 | Solar Panels |  | 0.335 | 6 | 165 | 20 |  | Fixed | Roof
NJSTRE1545249882 |  | Transition Incentive Program | Westville | 8093 | 15 | 3.35 | Residential | Yes | Behind the Meter | Net-metered residential rooftop and canopy |  | PSEG | Vision Solar LLC | PSE&G | Accepted | 2020-07-03 | 2020-07-14 | 2021-07-14 | LG SOLAR | LG335N1K-V5 | Solar Panels |  | 0.335 | 1 | 133 | 20 |  | Fixed | Roof
NJSTRE1545249886 |  | Transition Incentive Program | Pittsgrove | 8318 | 16 | 5.67 | Residential | No | Behind the Meter | Net-metered residential rooftop and canopy |  | ACE | Vision Solar LLC | AC Electric | Accepted | 2020-07-09 | 2020-07-20 | 2021-07-20 | HANWHA Q-CELLS | Q.PEAK DUE-G5 315 | Solar Panels |  | 0.315 | 18 | 201 | 19 |  | Fixed | Roof
NJSTRE1545255190 |  | Transition Incentive Program | LONG BRANCH | 7740 | 17 | 7.56 | Residential | No | Behind the Meter | Net-metered residential rooftop and canopy |  | None | Suntuity Solar LLC | JCP&L | Final As-Built Received | 2020-07-07 | 2020-07-09 | 2021-10-30 | Silfab Solar | SIL-315NL | Solar Panels |  | 0.315 | 12 | 172 | 32 |  | Fixed | Roof
NJSTRE1545255204 |  | Transition Incentive Program | Mckee City | 8234 | 19 | 5.99 | Residential | Yes | Behind the Meter | Net-metered residential rooftop and canopy |  | None | Suntuity Solar LLC | AC Electric | Final As-Built Received | 2020-07-07 | 2020-07-09 | 2021-10-30 | Silfab Solar | SIL-315NL | Solar Panels |  | 0.315 | 19 | 211 | 23 |  | Fixed | Roof
NJSTRE1545255249 |  | Transition Incentive Program | maple wood | 7040 | 9 | 3.69 | Residential | Yes | Behind the Meter | Net-metered residential rooftop and canopy |  | PSEG | Vision Solar LLC | PSE&G | Accepted | 2020-07-06 | 2020-07-09 | 2021-10-30 | LG SOLAR | LG335N1K-V5 | Solar Panels |  | 0.335 | 11 | 235 | 30 |  | Fixed | Roof
NJSTRE1545255254 |  | Transition Incentive Program | Absecon | 8201 | 19 | 5.78 | Residential | Yes | Behind the Meter | Net-metered residential rooftop and canopy |  | None | Trinity Solar | AC Electric | Final As-Built Received | 2020-07-06 | 2020-07-09 | 2021-10-30 | Hanwha | Q.PEAK DUO BLK-G6 340 | Solar Panels |  | 0.34 | 17 | 274 | 27 |  | Fixed | Roof
NJSTRE1545255266 |  | Transition Incentive Program | Estell Manor | 8319 | 19 | 10.88 | Residential | Yes | Behind the Meter | Net-metered residential rooftop and canopy |  | None | Acos Energy, LLC | AC Electric | Accepted | 2020-07-06 | 2020-07-09 | 2021-07-09 | Trina | TSM-DD06M05II 320W | Solar Panels |  | 0.32 | 34 | 146 | 16 |  | Fixed | Roof
NJSTRE1545255281 | NJSRRE1544722707 | Transition Incentive Program | Sweedsboro | 8085 | 15 | 12.68 | Residential | No | Behind the Meter | Net-metered residential rooftop and canopy |  | None | Sunny Corp | AC Electric | As-Built Incomplete | 2020-03-19 | 2020-03-23 | 2021-10-30 | Panasonic | 325ka03 | Solar Panels |  | 0.325 | 5 | 13 | 0.23 |  | Fixed | Roof
NJSTRE1545255282 |  | Transition Incentive Program | HALEDON | 7508 | 6 | 5.1 | Residential | Yes | Behind the Meter | Net-metered residential rooftop and canopy |  | None | Trinity Solar | PSE&G | Final As-Built Received | 2020-07-06 | 2020-07-09 | 2021-10-30 | HANWHA | Q.PEAK DUO BLK-G6 340 | Solar Panels |  | 0.34 | 9 | 228 | 42 |  | Fixed | Roof
NJSTRE1545384378 | NJSRRE1543443076 | Transition Incentive Program | Freehold | 7728 | 17 | 22.04 | Residential | Yes | Behind the Meter | Behind the Meter |  | None | Sunrun Installation Services, Inc. | JCP&L | Eligible for TI Program | 2019-11-25 | 2019-11-27 | 2021-10-30 | Delta Electronics | M10-TL-US | Inverters | 9600 |  | 1 |  |  | 0.96 |  | Outdoor | Next To Meter
NJSTRE1545384378 | NJSRRE1543443076 | Transition Incentive Program | Freehold | 7728 | 17 | 22.04 | Residential | Yes | Behind the Meter | Behind the Meter |  | None | Sunrun Installation Services, Inc. | JCP&L | Eligible for TI Program | 2019-11-25 | 2019-11-27 | 2021-10-30 | Delta Electronics | M5-TL-US | Inverters | 4800 |  | 1 |  |  | 0.96 |  | Outdoor | Next To Meter
NJSTRE1545384383 | NJSRRE1544550267 | Transition Incentive Program | Short Hills | 7078 | 9 | 10.88 | Residential | No | Behind the Meter | Behind the Meter |  | None | Green Power Energy | JCP&L | Eligible for TI Program | 2020-02-28 | 2020-03-04 | 2021-10-30 | SolarEdge | SE10000H-US | Inverters | 10000 |  | 1 |  |  | 0.97 |  | Outside | Next to meter
NJSTRE1545384384 | NJSRRE1543425786 | Transition Incentive Program | Monroe Township | 8831 | 11 | 15.51 | Residential | Yes | Behind the Meter | Behind the Meter |  | None | Sunrun Installation Services, Inc. | JCP&L | Eligible for TI Program | 2019-11-20 | 2019-11-25 | 2021-10-30 | Delta Electronics | M4-TL-US | Inverters | 3840 |  | 1 |  |  | 0.96 |  | Outdoor | Next To Meter
NJSTRE1545384394 | NJSRRE1544421235 | Transition Incentive Program | SUCCASUNNA | 7876 | 3 | 5.04 | Residential | Yes | Behind the Meter | Net-metered residential rooftop and canopy |  | None | Vivint Solar Developer, LLC | JCP&L | Accepted | 2020-02-10 | 2020-02-12 | 2021-10-30 | SolarEdge | SE3800H-US | Inverters | 3800 |  | 1 |  |  | 0.992 |  | Outdoor | Near the utility meter
NJSTRE1545384397 | NJSRRE1544536269 | Transition Incentive Program | WEST ORANGE | 7052 | 9 | 6.72 | Residential | Yes | Behind the Meter | Net-metered residential rooftop and canopy |  | None | Vivint Solar Developer, LLC | PSE&G | Accepted | 2020-02-26 | 2020-02-27 | 2021-10-30 | SOLAREDGE | SE7600H-US | Inverters | 7600 |  | 1 |  |  | 0.992 |  | Outdoor | Near the Utility Meter
NJSTRE1545384398 | NJSRRE1543501552 | Transition Incentive Program | East Orange | 7017 | 9 | 4.1 | Residential | Yes | Behind the Meter | Behind the Meter |  | None | Trinity Solar | PSE&G | Eligible for TI Program | 2019-12-09 | 2019-12-11 | 2021-10-30 | Solar Edge | SE3800H-US | Inverters | 3800 |  | 1 |  |  | 0.97 |  | Outside | side of home
NJSTRE1545384424 | NJSRRE1543651623 | Transition Incentive Program | South River | 8882 | 11 | 12.43 | Residential | No | Behind the Meter | Net-metered residential rooftop and canopy |  | None | SunPower Corporation, Systems | South River | Accepted |  | 2019-12-27 | 2021-10-30 | SUNPOWER | SPR-E20-327-E-AC | Inverters | 320 |  | 38 |  |  | 0.96 |  | Other | under each panel
NJSTRE1545384429 | NJSRRE1543421583 | Transition Incentive Program | Manville | 8835 | 5 | 2.61 | Residential | Yes | Behind the Meter | Behind the Meter |  | None | Sunrun Installation Services, Inc. | PSE&G | Eligible for TI Program | 2019-11-19 | 2019-11-21 | 2021-10-30 | Delta Electronics | M4-TL-US | Inverters | 3840 |  | 1 |  |  | 0.96 |  | Outdoor | Next To Meter
NJSTRE1545293345 |  | Transition Incentive Program | Morganville | 7751 | 17 | 9.52 | Residential | No | Behind the Meter | Net-metered residential rooftop and canopy |  | JCPL | Maier Solar Engineering dba Solar Me | JCP&L | Accepted | 2020-07-13 | 2020-07-16 | 2021-07-16 | Hanwha | Q.CELL DUO BLK-G6 340W | Solar Panels |  | 0.34 | 24 | 137 | 20 |  | Fixed | Roof
NJSTRE1545293441 |  | Transition Incentive Program | HAMILTON | 8690 | 12 | 6.1 | Residential | Yes | Behind the Meter | Net-metered residential rooftop and canopy |  | None | Sunrun, Inc. | PSE&G | Accepted | 2020-07-13 | 2020-07-20 | 2021-07-20 | LONGi Green Energy Technology Co Ltd | LR6-60HPB-305M | Solar Panels |  | 0.305 | 14 | 129 | 27 |  | Fixed | Roof
NJSTRE1545293767 |  | Transition Incentive Program | WILLINGBORO | 8046 | 13 | 8.51 | Residential | Yes | Behind the Meter | Net-metered residential rooftop and canopy |  | None | Vivint Solar Developer, LLC | PSE&G | Accepted | 2020-07-14 | 2020-07-21 | 2021-10-30 | Hanwha Solar | Q.PEAK BLK-G5 315 | Solar Panels |  | 0.315 | 22 | 203 | 25 |  | Fixed | Roof
NJSTRE1545384539 | NJSRRE1544524414 | Transition Incentive Program | Mount Laurel Township | 8054 | 13 | 18.64 | Residential | No | Behind the Meter | Net-metered residential rooftop and canopy |  | None | SunPower Corporation, Systems | PSE&G | Accepted |  | 2020-02-26 | 2021-10-30 | SUNPOWER | SPR-E20-327-E-AC | Inverters | 320 |  | 57 |  |  | 0.96 |  | Other | under each panel
NJSTRE1545384543 | NJSRRE1544326203 | Transition Incentive Program | VILLAS | 8251 | 21 | 3.47 | Residential | Yes | Behind the Meter | Net-metered residential rooftop and canopy |  | None | Vivint Solar Developer, LLC | AC Electric | Accepted | 2020-01-29 | 2020-02-03 | 2021-10-30 | SOLAREDGE | SE3800H-US | Inverters | 3800 |  | 1 |  |  | 0.992 |  | Outdoor | Near the Utility Meter
NJSTRE1545296414 |  | Transition Incentive Program | Medford | 8055 | 13 | 16.5 | Residential | No | Behind the Meter | Net-metered residential rooftop and canopy |  | None | Whitman Construction, LLC | PSE&G | Accepted | 2020-07-14 | 2020-07-20 | 2021-07-20 | Panasonic | VBHN330SA16 | Solar Panels |  | 0.33 | 3 | 110 | 7 |  | Fixed | Roof
NJSTRE1545296537 |  | Transition Incentive Program | Vineland | 8360 | 20 | 6.7 | Residential | Yes | Behind the Meter | Net-metered residential rooftop and canopy |  | None | Vision Solar LLC | Vineland Muni Electric | Accepted | 2020-07-14 | 2020-07-20 | 2021-07-20 | LG SOLAR | LG335N1K-V5 | Solar Panels |  | 0.335 | 20 | 273 | 18 |  | Fixed | Roof
NJSTRE1545296565 |  | Transition Incentive Program | Audubon | 8106 | 14 | 6.8 | Residential | No | Behind the Meter | Net-metered residential rooftop and canopy |  | None | Trinity Solar | PSE&G | Accepted | 2020-07-14 | 2020-07-20 | 2021-07-20 | HANWHA | Q.PEAK DUO BLK-G6 340 | Solar Panels |  | 0.34 | 6 | 140 | 40 |  | Fixed | Roof
NJSTRE1545296628 |  | Transition Incentive Program | HAMILTON | 8690 | 12 | 13.65 | Residential | Yes | Behind the Meter | Net-metered residential rooftop and canopy |  | None | Vivint Solar Developer, LLC | PSE&G | Final As-Built Received | 2020-07-14 | 2020-07-21 | 2021-10-30 | JINKO SOLAR | JKM325M-60HBL | Solar Panels |  | 0.325 | 21 | 75 | 23 |  | Fixed | Roof
NJSTRE1545296648 |  | Transition Incentive Program | Sewell | 8051 | 15 | 33.62 | Commercial | No | Behind the Meter | Net-metered non-residential rooftop and canopy |  | None | National Energy Partners LLC | AC Electric | Accepted | 2020-07-15 | 2020-08-07 | 2021-10-30 | JINKO SOLAR | JKM405-HL-V | Solar Panels |  | 0.405 | 27 | 250 | 15 |  | Fixed | Roof
NJSTRE1545296648 |  | Transition Incentive Program | Sewell | 8051 | 15 | 33.62 | Commercial | No | Behind the Meter | Net-metered non-residential rooftop and canopy |  | None | National Energy Partners LLC | AC Electric | Accepted | 2020-07-15 | 2020-08-07 | 2021-10-30 | JINKO SOLAR | JKM405-HL-V | Solar Panels |  | 0.405 | 56 | 160 | 1 |  | Fixed | Roof
NJSTRE1545299299 |  | Transition Incentive Program | Monroe Township | 8831 | 11 | 19.52 | Residential | Yes | Behind the Meter | Net-metered residential rooftop and canopy |  | None | Sunrun, Inc. | JCP&L | Accepted | 2020-07-15 | 2020-07-20 | 2021-07-20 | LONGi Green Energy Technology Co Ltd | LR6-60HPB-305M | Solar Panels |  | 0.305 | 21 | 322 | 22 |  | Fixed | Roof
NJSTRE1545299303 |  | Transition Incentive Program | NEWPORT | 8345 | 20 | 9.77 | Residential | No | Behind the Meter | Net-metered residential rooftop and canopy |  | None | Suntuity Solar LLC | AC Electric | Final As-Built Received | 2020-07-15 | 2020-07-20 | 2021-10-30 | Longi | LR6-60HPB-315M | Solar Panels |  | 0.315 | 4 | 148 | 16 |  | Fixed | Roof
NJSTRE1545299318 |  | Transition Incentive Program | Stockton | 8559 | 4 | 5.44 | Residential | Yes | Behind the Meter | Net-metered residential rooftop and canopy |  | JCPL | Vision Solar LLC | JCP&L | Accepted | 2020-07-15 | 2020-07-20 | 2021-07-20 | HANWHA Q-CELLS | Q.PEAK DUO-G6 340 | Solar Panels |  | 0.34 | 6 | 350 | 20 |  | Fixed | Roof
NJSTRE1545299337 |  | Transition Incentive Program | Little Egg Harbor | 8087 | 18 | 5.44 | Residential | Yes | Behind the Meter | Net-metered residential rooftop and canopy |  | None | Reliable Power and Solar | AC Electric | Accepted | 2020-07-15 | 2020-07-20 | 2021-07-20 | Trina | tsmdd05 | Solar Panels |  | 0.32 | 17 | 177 | 31 |  | Fixed | Roof | roof
NJSTRE1545299396 |  | Transition Incentive Program | LINDEN CITY | 7036 | 10 | 10.98 | Residential | Yes | Behind the Meter | Net-metered residential rooftop and canopy |  | None | Sunrun Installation Services, Inc. | PSE&G | Accepted | 2020-07-15 | 2020-08-07 | 2021-10-30 | LONGi Green Energy Technology Co Ltd | LR6-60HPB-305M | Solar Panels |  | 0.305 | 20 | 218 | 22 |  | Fixed | Roof
NJSTRE1545296361 |  | Transition Incentive Program | Mystic Islands | 8087 | 18 | 8.64 | Residential | Yes | Behind the Meter | Net-metered residential rooftop and canopy |  | None | All Season Solar | AC Electric | Accepted | 2020-07-14 | 2020-07-20 | 2021-07-20 | Trina | TSMDD06M.05II | Solar Panels |  | 0.32 | 27 | 210 | 30 |  | Fixed | Roof
NJSTRE1545296377 |  | Transition Incentive Program | Bergenfield | 7621 | 7 | 7.04 | Residential | Yes | Behind the Meter | Net-metered residential rooftop and canopy |  | None | Trinity Solar | PSE&G | Final As-Built Received | 2020-07-14 | 2020-07-20 | 2021-10-30 | HANWHA | QPEAK DUO BLK-G6 335 | Solar Panels |  | 0.335 | 5 | 177 | 23 |  | Fixed | Roof
NJSTRE1545296414 |  | Transition Incentive Program | Medford | 8055 | 13 | 16.5 | Residential | No | Behind the Meter | Net-metered residential rooftop and canopy |  | None | Whitman Construction, LLC | PSE&G | Accepted | 2020-07-14 | 2020-07-20 | 2021-07-20 | Panasonic | VBHN330SA16 | Solar Panels |  | 0.33 | 12 | 289 | 27 |  | Fixed | Roof
NJSTRE1545296421 |  | Transition Incentive Program | Belvedere | 7823 | 2 | 11.73 | Residential | Yes | Behind the Meter | Net-metered residential rooftop and canopy |  | JCPL | Vision Solar LLC | JCP&L | Accepted | 2020-07-14 | 2020-07-24 | 2021-07-24 | LG SOLAR | LG335N1K-V5 | Solar Panels |  | 0.335 | 23 | 121 | 21 |  | Fixed | Roof
NJSTRE1545296584 |  | Transition Incentive Program | Port Monmouth | 7758 | 17 | 11.39 | Residential | Yes | Behind the Meter | Net-metered residential rooftop and canopy |  | JCPL | Vision Solar LLC | JCP&L | Accepted | 2020-07-14 | 2020-07-20 | 2021-07-20 | LG SOLAR | LG335N1K-V5 | Solar Panels |  | 0.335 | 18 | 25 | 23 |  | Fixed | Roof
NJSTRE1545296596 |  | Transition Incentive Program | Verona | 7044 | 9 | 3.35 | Residential | Yes | Behind the Meter | Net-metered residential rooftop and canopy |  | PSEG | Vision Solar LLC | PSE&G | Accepted | 2020-07-14 | 2020-07-20 | 2021-07-20 | LG SOLAR | LG335N1K-V5 | Solar Panels |  | 0.335 | 6 | 292 | 14 |  | Fixed | Roof
NJSTRE1545296628 |  | Transition Incentive Program | HAMILTON | 8690 | 12 | 13.65 | Residential | Yes | Behind the Meter | Net-metered residential rooftop and canopy |  | None | Vivint Solar Developer, LLC | PSE&G | Final As-Built Received | 2020-07-14 | 2020-07-21 | 2021-10-30 | JINKO SOLAR | JKM325M-60HBL | Solar Panels |  | 0.325 | 21 | 255 | 23 |  | Fixed | Roof
NJSTRE1545299318 |  | Transition Incentive Program | Stockton | 8559 | 4 | 5.44 | Residential | Yes | Behind the Meter | Net-metered residential rooftop and canopy |  | JCPL | Vision Solar LLC | JCP&L | Accepted | 2020-07-15 | 2020-07-20 | 2021-07-20 | HANWHA Q-CELLS | Q.PEAK DUO-G6 340 | Solar Panels |  | 0.34 | 2 | 260 | 21 |  | Fixed | Roof
NJSTRE1545299318 |  | Transition Incentive Program | Stockton | 8559 | 4 | 5.44 | Residential | Yes | Behind the Meter | Net-metered residential rooftop and canopy |  | JCPL | Vision Solar LLC | JCP&L | Accepted | 2020-07-15 | 2020-07-20 | 2021-07-20 | HANWHA Q-CELLS | Q.PEAK DUO-G6 340 | Solar Panels |  | 0.34 | 6 | 170 | 13 |  | Fixed | Roof
NJSTRE1545299341 |  | Transition Incentive Program | chesilhurst | 8089 | 14 | 9.86 | Residential | Yes | Behind the Meter | Net-metered residential rooftop and canopy |  | ACE | Vision Solar LLC | AC Electric | Accepted | 2020-07-15 | 2020-07-20 | 2021-07-20 | HANWHA Q-CELLS | Q.PEAK DUO-G6 340 | Solar Panels |  | 0.34 | 22 | 197 | 20 |  | Fixed | Roof
NJSTRE1545299414 |  | Transition Incentive Program | NORTH BERGEN TWP | 7047 | 8 | 4.27 | Residential | Yes | Behind the Meter | Net-metered residential ground mount |  | None | Sunrun, Inc. | PSE&G | Accepted | 2020-07-15 | 2020-08-07 | 2021-10-30 | LONGi Green Energy Technology Co Ltd | LR6-60HPB-305M | Solar Panels |  | 0.305 | 5 | 31 | 17 |  | Double Axis | Pole
NJSTRE1545299492 |  | Transition Incentive Program | Wildwood Crest | 8260 | 21 | 14.72 | Residential | Yes | Behind the Meter | Net-metered residential rooftop and canopy |  | None | RCL Enterprises Inc. | AC Electric | Accepted | 2020-07-15 | 2020-07-20 | 2021-07-20 | Trina Solar | TSM-320DD06M | Solar Panels |  | 0.32 | 1 | 139 | 38 |  | Fixed | Roof
NJSTRE1545299492 |  | Transition Incentive Program | Wildwood Crest | 8260 | 21 | 14.72 | Residential | Yes | Behind the Meter | Net-metered residential rooftop and canopy |  | None | RCL Enterprises Inc. | AC Electric | Accepted | 2020-07-15 | 2020-07-20 | 2021-07-20 | Trina Solar | TSM-320DD06M | Solar Panels |  | 0.32 | 1 | 139 | 38 |  | Fixed | Pole
NJSTRE1545293801 |  | Transition Incentive Program | Paulsboro | 8066 | 15 | 3.02 | Residential | Yes | Behind the Meter | Net-metered residential rooftop and canopy |  | ACE | Vision Solar LLC | AC Electric | Accepted | 2020-07-13 | 2020-07-20 | 2021-07-20 | LG SOLAR | LG335N1K-V5 | Solar Panels |  | 0.335 | 3 | 276 | 20 |  | Fixed | Roof
NJSTRE1545293865 |  | Transition Incentive Program | west deptford | 8096 | 15 | 5.44 | Residential | Yes | Behind the Meter | Net-metered residential rooftop and canopy |  | PSEG | Vision Solar LLC | PSE&G | Accepted | 2020-07-13 | 2020-07-20 | 2021-07-20 | HANWHA Q-CELLS | Q.PEAK DUO-G6 340 | Solar Panels |  | 0.34 | 3 | 166 | 31 |  | Fixed | Roof
NJSTRE1545293943 |  | Transition Incentive Program | GLOUCESTER | 8083 | 14 | 11.73 | Residential | Yes | Behind the Meter | Net-metered residential rooftop and canopy |  | None | Sunrun, Inc. | PSE&G | Accepted | 2020-07-13 | 2020-07-20 | 2021-07-20 | LG Electronics | LG345N1C-V5 | Solar Panels |  | 0.345 | 12 | 207 | 24 |  | Fixed | Roof
NJSTRE1545294033 |  | Transition Incentive Program | Jackson | 8527 | 18 | 7 | Residential | Yes | Behind the Meter | Net-metered residential rooftop and canopy |  | None | Pro Custom Solar dba Momentum Solar | JCP&L | Accepted | 2020-07-13 | 2020-07-20 | 2021-07-20 | LG ELECTRONICS | LG 350N1C-V5 | Solar Panels |  | 0.35 | 6 | 214 | 17 |  | Fixed | Roof
NJSTRE1545294042 |  | Transition Incentive Program | Middletown | 7748 | 17 | 8.85 | Residential | No | Behind the Meter | Net-metered residential rooftop and canopy |  | None | Integra Renewables | JCP&L | Final As-Built Received | 2020-07-13 | 2020-07-20 | 2021-10-30 | Trina | TSM295 | Solar Panels |  | 0.295 | 12 | 100 | 19 |  | Fixed | Roof
NJSTRE1545294094 |  | Transition Incentive Program | Edison | 8820 | 11 | 9.18 | Residential | Yes | Behind the Meter | Net-metered residential rooftop and canopy |  | PSEG | Vision Solar LLC | PSE&G | Accepted | 2020-07-13 | 2020-07-20 | 2021-07-20 | HANWHA Q-CELLS | Q.PEAK DUO-G6 340 | Solar Panels |  | 0.34 | 5 | 259 | 30 |  | Fixed | Roof
NJSTRE1545294346 |  | Transition Incentive Program | EATONTOWN | 7724 | 17 | 7.15 | Residential | Yes | Behind the Meter | Net-metered residential rooftop and canopy |  | None | Vivint Solar Developer, LLC | JCP&L | Accepted | 2020-07-14 | 2020-07-20 | 2021-07-20 | Jinko Solar | JKM325M-60HBL | Solar Panels |  | 0.325 | 8 | 191 | 32 |  | Fixed | Roof
NJSTRE1545294351 |  | Transition Incentive Program | PENNSAUKEN | 8110 | 14 | 7.8 | Residential | Yes | Behind the Meter | Net-metered residential rooftop and canopy |  | None | Vivint Solar Developer, LLC | PSE&G | Accepted | 2020-07-14 | 2020-07-20 | 2021-07-20 | Jinko Solar | JKM325M-60HBL | Solar Panels |  | 0.325 | 8 | 329 | 34 |  | Fixed | Roof
NJSTRE1545296006 |  | Transition Incentive Program | WILLIAMSTOWN | 8094 | 15 | 11.97 | Residential | Yes | Behind the Meter | Net-metered residential rooftop and canopy |  | None | Suntuity Solar LLC | AC Electric | Final As-Built Received | 2020-07-14 | 2020-07-20 | 2021-10-30 | Longi | LR6-60HPB-315M | Solar Panels |  | 0.315 | 12 | 126 | 10 |  | Fixed | Roof
NJSTRE1545296006 |  | Transition Incentive Program | WILLIAMSTOWN | 8094 | 15 | 11.97 | Residential | Yes | Behind the Meter | Net-metered residential rooftop and canopy |  | None | Suntuity Solar LLC | AC Electric | Final As-Built Received | 2020-07-14 | 2020-07-20 | 2021-10-30 | Longi | LR6-60HPB-315M | Solar Panels |  | 0.315 | 4 | 216 | 26 |  | Fixed | Roof
NJSTRE1545296024 |  | Transition Incentive Program | SEWELL | 8080 | 15 | 6.8 | Residential | No | Behind the Meter | Net-metered residential rooftop and canopy |  | None | Trinity Solar | AC Electric | Accepted | 2020-07-14 | 2020-07-20 | 2021-07-20 | HANWHA | Q.PEAK DUO BLK-G6 340 | Solar Panels |  | 0.34 | 20 | 154 | 34 |  | Fixed | Roof
NJSTRE1545296117 |  | Transition Incentive Program | FAIRFIELD | 7004 | 9 | 12.4 | Residential | No | Behind the Meter | Net-metered residential rooftop and canopy |  | None | Infinity Solar Systems | PSE&G | Accepted | 2020-07-14 | 2020-07-20 | 2021-07-20 | LG | LG335N1K-V5 | Solar Panels |  | 0.335 | 7 | 212 | 30 |  | Fixed | Roof
NJSTRE1545296177 |  | Transition Incentive Program | FREEHOLD | 7728 | 17 | 18.02 | Residential | Yes | Behind the Meter | Net-metered residential rooftop and canopy |  | None | Trinity Solar | JCP&L | Final As-Built Received | 2020-07-14 | 2020-07-20 | 2021-10-30 | HANWHA | Q.PEAK DUO BLK-G6 340 | Solar Panels |  | 0.34 | 8 | 239 | 23 |  | Fixed | Roof
NJSTRE1545296386 |  | Transition Incentive Program | Plainfield | 7060 | 10 | 3.05 | Residential | Yes | Behind the Meter | Net-metered residential rooftop and canopy |  | None | Sunrun, Inc. | PSE&G | Accepted | 2020-07-15 | 2020-07-20 | 2021-07-20 | x LONGi Green Energy Technology Co Ltd | LR6-60HPB-305M | Solar Panels |  | 0.305 | 6 | 167 | 14 |  | Fixed | Pole
NJSTRE1545296400 |  | Transition Incentive Program | Beverly | 8010 | 13 | 12.24 | Residential | Yes | Behind the Meter | Net-metered residential rooftop and canopy |  | None | Trinity Solar | PSE&G | Accepted | 2020-07-14 | 2020-07-20 | 2021-07-20 | Hanwha 340 | Q.PEAK DUO BLK-G6 340 | Solar Panels |  | 0.34 | 9 | 162 | 18 |  | Fixed | Roof
NJSTRE1545296548 |  | Transition Incentive Program | Scotch Plains | 7076 | 10 | 6.65 | Residential | Yes | Behind the Meter | Net-metered residential rooftop and canopy |  | None | Pro Custom Solar dba Momentum Solar | PSE&G | Accepted | 2020-07-14 | 2020-07-20 | 2021-07-20 | LG ELECTRONICS | LG 350N1C-V5 | Solar Panels |  | 0.35 | 4 | 222 | 27 |  | Fixed | Roof
NJSTRE1545296595 |  | Transition Incentive Program | WEST LONG BRANCH | 7764 | 17 | 9.75 | Residential | Yes | Behind the Meter | Net-metered residential rooftop and canopy |  | None | Vivint Solar Developer, LLC | JCP&L | Accepted | 2020-07-14 | 2020-07-20 | 2021-07-20 | Jinko Solar | JKM325M-60HBL | Solar Panels |  | 0.325 | 13 | 76 | 16 |  | Fixed | Roof
NJSTRE1545296681 |  | Transition Incentive Program | Colonia | 7067 | 10 | 11.9 | Residential | Yes | Behind the Meter | Net-metered residential rooftop and canopy |  | None | Pro Custom Solar dba Momentum Solar | PSE&G | Accepted | 2020-07-14 | 2020-07-20 | 2021-07-20 | LG ELECTRONICS | LG 350N1C-V5 | Solar Panels |  | 0.35 | 12 | 136 | 18 |  | Fixed | Roof
NJSTRE1545296681 |  | Transition Incentive Program | Colonia | 7067 | 10 | 11.9 | Residential | Yes | Behind the Meter | Net-metered residential rooftop and canopy |  | None | Pro Custom Solar dba Momentum Solar | PSE&G | Accepted | 2020-07-14 | 2020-07-20 | 2021-07-20 | LG ELECTRONICS | LG 350N1C-V5 | Solar Panels |  | 0.35 | 22 | 316 | 20 |  | Fixed | Roof
NJSTRE1545296876 |  | Transition Incentive Program | Cape May | 8204 | 21 | 8.85 | Residential | Yes | Behind the Meter | Net-metered residential rooftop and canopy |  | None | Sunrun, Inc. | AC Electric | Final As-Built Received | 2020-07-16 | 2020-07-20 | 2021-10-30 | LONGi Green Energy Technology Co Ltd | LR6-60HPB-305M | Solar Panels |  | 0.305 | 24 | 111 | 21 |  | Fixed | Roof
NJSTRE1545299300 |  | Transition Incentive Program | Penns Grove | 8069 | 16 | 4.27 | Residential | Yes | Behind the Meter | Net-metered residential rooftop and canopy |  | None | Sunrun, Inc. | AC Electric | Accepted | 2020-07-15 | 2020-07-20 | 2021-07-20 | LONGi Green Energy Technology Co Ltd | LR6-60HPB-305M | Solar Panels |  | 0.305 | 14 | 118 | 26 |  | Fixed | Roof
NJSTRE1545299330 |  | Transition Incentive Program | Woodbine | 8270 | 21 | 19.61 | Residential | Yes | Behind the Meter | Net-metered residential rooftop and canopy |  | None | Whitman Construction, LLC | AC Electric | Accepted | 2020-07-17 | 2020-07-20 | 2021-07-20 | solaria power | XT-370R-PD | Solar Panels |  | 0.37 | 10 | 279 | 30 |  | Fixed | Roof
NJSTRE1545299330 |  | Transition Incentive Program | Woodbine | 8270 | 21 | 19.61 | Residential | Yes | Behind the Meter | Net-metered residential rooftop and canopy |  | None | Whitman Construction, LLC | AC Electric | Accepted | 2020-07-17 | 2020-07-20 | 2021-07-20 | solaria power | XT-370R-PD | Solar Panels |  | 0.37 | 10 | 0 | 0 |  | Fixed | Roof
NJSTRE1545299353 |  | Transition Incentive Program | Bloomfield | 7003 | 9 | 3.74 | Residential | Yes | Behind the Meter | Net-metered residential rooftop and canopy |  | PSEG | Vision Solar LLC | PSE&G | Accepted | 2020-07-15 | 2020-07-22 | 2021-07-22 | HANWHA Q-CELLS | Q.PEAK DUO-G6 340 | Solar Panels |  | 0.34 | 9 | 11 | 37 |  | Fixed | Roof
NJSTRE1545299423 |  | Transition Incentive Program | Pleasantville | 8232 | 19 | 5.76 | Residential | Yes | Behind the Meter | Net-metered residential rooftop and canopy |  | None | Castle Energy, LLC | AC Electric | Accepted | 2020-07-15 | 2020-07-20 | 2021-07-20 | Hanwha Q-Cells | Q.Peak DUO-G5 320 | Solar Panels |  | 0.32 | 3 | 296 | 33 |  | Fixed | Roof
NJSTRE1545299443 |  | Transition Incentive Program | CAPE MAY COURT HOUSE | 8210 | 21 | 9.18 | Residential | Yes | Behind the Meter | Net-metered residential rooftop and canopy |  | ACE | Vision Solar LLC | AC Electric | Accepted | 2020-07-15 | 2020-07-20 | 2021-07-20 | HANWHA Q-CELLS | Q.PEAK DUO-G6 340 | Solar Panels |  | 0.34 | 8 | 205 | 20 |  | Fixed | Roof
NJSTRE1545296619 |  | Transition Incentive Program | TOMS RIVER | 8753 | 18 | 2.93 | Residential | Yes | Behind the Meter | Net-metered residential rooftop and canopy |  | None | Vivint Solar Developer, LLC | JCP&L | Final As-Built Received | 2020-07-14 | 2020-07-20 | 2021-10-30 | Jinko Solar | JKM325M-60HBL | Solar Panels |  | 0.325 | 9 | 4 | 23 |  | Fixed | Roof
NJSTRE1545296692 |  | Transition Incentive Program | Rio Grande | 8242 | 21 | 15 | Residential | Yes | Behind the Meter | Net-metered residential rooftop and canopy |  | None | All Season Solar | AC Electric | Accepted | 2020-07-14 | 2020-07-20 | 2021-07-20 | Jinko | JKM300M-60 | Solar Panels |  | 0.3 | 50 | 114 | 5 |  | Fixed | Roof
NJSTRE1545296870 |  | Transition Incentive Program | Absecon | 8201 | 19 | 8.28 | Residential | Yes | Behind the Meter | Net-metered residential rooftop and canopy |  | None | Sunrun, Inc. | AC Electric | Accepted | 2020-07-14 | 2020-07-20 | 2021-07-20 | LG Electronics | LG345N1C-V5 | Solar Panels |  | 0.345 | 24 | 113 | 34 |  | Fixed | Roof
NJSTRE1545299299 |  | Transition Incentive Program | Monroe Township | 8831 | 11 | 19.52 | Residential | Yes | Behind the Meter | Net-metered residential rooftop and canopy |  | None | Sunrun, Inc. | JCP&L | Accepted | 2020-07-15 | 2020-07-20 | 2021-07-20 | LONGi Green Energy Technology Co Ltd | LR6-60HPB-305M | Solar Panels |  | 0.305 | 35 | 142 | 22 |  | Fixed | Roof
NJSTRE1545299303 |  | Transition Incentive Program | NEWPORT | 8345 | 20 | 9.77 | Residential | No | Behind the Meter | Net-metered residential rooftop and canopy |  | None | Suntuity Solar LLC | AC Electric | Final As-Built Received | 2020-07-15 | 2020-07-20 | 2021-10-30 | Longi | LR6-60HPB-315M | Solar Panels |  | 0.315 | 18 | 148 | 19 |  | Fixed | Roof
NJSTRE1545299329 |  | Transition Incentive Program | Egg harbor township | 8234 | 19 | 13.6 | Residential | Yes | Behind the Meter | Net-metered residential rooftop and canopy |  | ACE | Vision Solar LLC | AC Electric | Accepted | 2020-07-15 | 2020-07-20 | 2021-07-20 | HANWHA Q-CELLS | Q.PEAK DUO-G6 340 | Solar Panels |  | 0.34 | 17 | 332 | 20 |  | Fixed | Roof
NJSTRE1545299330 |  | Transition Incentive Program | Woodbine | 8270 | 21 | 19.61 | Residential | Yes | Behind the Meter | Net-metered residential rooftop and canopy |  | None | Whitman Construction, LLC | AC Electric | Accepted | 2020-07-17 | 2020-07-20 | 2021-07-20 | solaria power | XT-370R-PD | Solar Panels |  | 0.37 | 9 | 7 | 36 |  | Fixed | Roof
NJSTRE1545299365 |  | Transition Incentive Program | Estell Manor | 8319 | 19 | 12.58 | Residential | Yes | Behind the Meter | Net-metered residential rooftop and canopy |  | ACE2 | Vision Solar LLC | AC Electric | Accepted | 2020-07-15 | 2020-07-20 | 2021-07-20 | HANWHA Q-CELLS | Q.PEAK DUO-G6 340 | Solar Panels |  | 0.34 | 2 | 237 | 17 |  | Fixed | Roof
NJSTRE1545299371 |  | Transition Incentive Program | MOUNT LAUREL TWP | 8054 | 13 | 6.56 | Residential | No | Behind the Meter | Net-metered residential rooftop and canopy |  | None | Sunrun Installation Services, Inc. | JCP&L | Accepted | 2020-07-15 | 2020-07-28 | 2021-07-28 | LG Electronics | LG345N1C-V5 | Solar Panels |  | 0.345 | 19 | 206 | 27 |  | Fixed | Roof
NJSTRE1545299439 |  | Transition Incentive Program | Rochelle Park | 7662 | 7 | 6.2 | Residential | Yes | Behind the Meter | Net-metered residential rooftop and canopy |  | None | Sunrun, Inc. | PSE&G | Accepted | 2020-07-15 | 2020-07-20 | 2021-07-20 | LONGi Green Energy Technology Co Ltd | LR6-60HPB-310M | Solar Panels |  | 0.31 | 4 | 39 | 30 |  | Fixed | Roof
NJSTRE1545299439 |  | Transition Incentive Program | Rochelle Park | 7662 | 7 | 6.2 | Residential | Yes | Behind the Meter | Net-metered residential rooftop and canopy |  | None | Sunrun, Inc. | PSE&G | Accepted | 2020-07-15 | 2020-07-20 | 2021-07-20 | LONGi Green Energy Technology Co Ltd | LR6-60HPB-310M | Solar Panels |  | 0.31 | 16 | 218 | 30 |  | Fixed | Roof
NJSTRE1545299443 |  | Transition Incentive Program | CAPE MAY COURT HOUSE | 8210 | 21 | 9.18 | Residential | Yes | Behind the Meter | Net-metered residential rooftop and canopy |  | ACE | Vision Solar LLC | AC Electric | Accepted | 2020-07-15 | 2020-07-20 | 2021-07-20 | HANWHA Q-CELLS | Q.PEAK DUO-G6 340 | Solar Panels |  | 0.34 | 6 | 115 | 20 |  | Fixed | Roof
NJSTRE1545299455 |  | Transition Incentive Program | South Brunswick Township | 8852 | 11 | 9.36 | Residential | No | Behind the Meter | Net-metered residential rooftop and canopy |  | None | SunnyMac LLC | PSE&G | Accepted | 2020-07-15 | 2020-07-20 | 2021-07-20 | REC | REC 360AA | Solar Panels |  | 0.36 | 15 | 181 | 33 |  | Fixed | Roof
NJSTRE1545296414 |  | Transition Incentive Program | Medford | 8055 | 13 | 16.5 | Residential | No | Behind the Meter | Net-metered residential rooftop and canopy |  | None | Whitman Construction, LLC | PSE&G | Accepted | 2020-07-14 | 2020-07-20 | 2021-07-20 | Panasonic | VBHN330SA16 | Solar Panels |  | 0.33 | 10 | 289 | 27 |  | Fixed | Roof
NJSTRE1545296404 |  | Transition Incentive Program | PINE HILL | 8021 | 14 | 26.73 | Commercial | No | Behind the Meter | Net-metered non-residential rooftop and canopy |  | None | National Energy Partners LLC | AC Electric | Accepted | 2020-07-14 | 2020-07-20 | 2021-07-20 | JINKO SOLAR | JKM405-72HL-V | Solar Panels |  | 0.405 | 46 | 194 | 1 |  | Fixed | Roof
NJSTRE1545296563 |  | Transition Incentive Program | Trenton | 8638 | 12 | 4.36 | Residential | Yes | Behind the Meter | Net-metered residential rooftop and canopy |  | PSEG | Vision Solar LLC | PSE&G | Accepted | 2020-07-14 | 2020-07-20 | 2021-07-20 | LG SOLAR | LG335N1K-V5 | Solar Panels |  | 0.335 | 13 | 220 | 38 |  | Fixed | Roof
NJSTRE1545296584 |  | Transition Incentive Program | Port Monmouth | 7758 | 17 | 11.39 | Residential | Yes | Behind the Meter | Net-metered residential rooftop and canopy |  | JCPL | Vision Solar LLC | JCP&L | Accepted | 2020-07-14 | 2020-07-20 | 2021-07-20 | LG SOLAR | LG335N1K-V5 | Solar Panels |  | 0.335 | 16 | 205 | 23 |  | Fixed | Roof
NJSTRE1545296595 |  | Transition Incentive Program | WEST LONG BRANCH | 7764 | 17 | 9.75 | Residential | Yes | Behind the Meter | Net-metered residential rooftop and canopy |  | None | Vivint Solar Developer, LLC | JCP&L | Accepted | 2020-07-14 | 2020-07-20 | 2021-07-20 | Jinko Solar | JKM325M-60HBL | Solar Panels |  | 0.325 | 17 | 256 | 16 |  | Fixed | Roof
NJSTRE1545296574 |  | Transition Incentive Program | Little Egg Harbor | 8087 | 18 | 12.8 | Residential | Yes | Behind the Meter | Net-metered residential rooftop and canopy |  | None | All Season Solar | AC Electric | Accepted | 2020-07-14 | 2020-07-20 | 2021-07-20 | Trina | TSMDD06M.05II | Solar Panels |  | 0.32 | 10 | 222 | 36 |  | Fixed | Roof
NJSTRE1545296656 |  | Transition Incentive Program | Secaucus | 7094 | 8 | 8.05 | Residential | No | Behind the Meter | Net-metered residential rooftop and canopy |  | None | Pro Custom Solar dba Momentum Solar | PSE&G | Accepted | 2020-07-14 | 2020-07-20 | 2021-07-20 | LG ELECTRONICS | LG 350N1C-V5 | Solar Panels |  | 0.35 | 6 | 218 | 13 |  | Fixed | Roof
NJSTRE1545299314 |  | Transition Incentive Program | Mansfield | 8022 | 13 | 8.5 | Residential | No | Behind the Meter | Net-metered residential ground mount |  | PSEG | Maier Solar Engineering dba Solar Me | PSE&G | Accepted | 2020-07-15 | 2020-07-20 | 2021-07-20 | Hanwha | Q.CELL DUO BLK-G6 340W | Solar Panels |  | 0.34 | 13 | 229 | 25 |  | Fixed | Roof
NJSTRE1545299314 |  | Transition Incentive Program | Mansfield | 8022 | 13 | 8.5 | Residential | No | Behind the Meter | Net-metered residential ground mount |  | PSEG | Maier Solar Engineering dba Solar Me | PSE&G | Accepted | 2020-07-15 | 2020-07-20 | 2021-07-20 | Hanwha | Q.CELL DUO BLK-G6 340W | Solar Panels |  | 0.34 | 12 | 139 | 35 |  | Fixed | Roof
NJSTRE1545299396 |  | Transition Incentive Program | LINDEN CITY | 7036 | 10 | 10.98 | Residential | Yes | Behind the Meter | Net-metered residential rooftop and canopy |  | None | Sunrun Installation Services, Inc. | PSE&G | Accepted | 2020-07-15 | 2020-08-07 | 2021-10-30 | LONGi Green Energy Technology Co Ltd | LR6-60HPB-305M | Solar Panels |  | 0.305 | 16 | 38 | 22 |  | Fixed | Roof
NJSTRE1545299455 |  | Transition Incentive Program | South Brunswick Township | 8852 | 11 | 9.36 | Residential | No | Behind the Meter | Net-metered residential rooftop and canopy |  | None | SunnyMac LLC | PSE&G | Accepted | 2020-07-15 | 2020-07-20 | 2021-07-20 | Rec | REC 360AA | Solar Panels |  | 0.36 | 3 | 181 | 33 |  | Fixed | Roof
NJSTRE1545299492 |  | Transition Incentive Program | Wildwood Crest | 8260 | 21 | 14.72 | Residential | Yes | Behind the Meter | Net-metered residential rooftop and canopy |  | None | RCL Enterprises Inc. | AC Electric | Accepted | 2020-07-15 | 2020-07-20 | 2021-07-20 | Trina Solar | TSM-320DD06M | Solar Panels |  | 0.32 | 4 | 319 | 16 |  | Fixed | Roof
NJSTRE1545301648 |  | Transition Incentive Program | Millville | 8332 | 20 | 7.04 | Residential | Yes | Behind the Meter | Net-metered residential rooftop and canopy |  | ACE | Vision Solar LLC | AC Electric | Accepted | 2020-07-15 | 2020-07-20 | 2021-07-20 | LG SOLAR | LG335N1K-V5 | Solar Panels |  | 0.335 | 8 | 65 | 30 |  | Fixed | Roof
NJSTRE1545296234 |  | Transition Incentive Program | Audubon | 8106 | 14 | 10.4 | Residential | No | Behind the Meter | Net-metered residential rooftop and canopy |  | None | Advanced Renewable Solutions | PSE&G | Accepted | 2020-07-14 | 2020-07-21 | 2021-07-21 | CertainTeed | CT315M11-02 | Solar Panels |  | 0.315 | 4 | 140 | 20 |  | Fixed | Roof
NJSTRE1545296414 |  | Transition Incentive Program | Medford | 8055 | 13 | 16.5 | Residential | No | Behind the Meter | Net-metered residential rooftop and canopy |  | None | Whitman Construction, LLC | PSE&G | Accepted | 2020-07-14 | 2020-07-20 | 2021-07-20 | Panasonic | VBHN330SA16 | Solar Panels |  | 0.33 | 18 | 109 | 27 |  | Fixed | Roof
NJSTRE1545296523 |  | Transition Incentive Program | Sewell | 8080 | 15 | 5.78 | Residential | Yes | Behind the Meter | Net-metered residential rooftop and canopy |  | None | Trinity Solar | AC Electric | Accepted | 2020-07-14 | 2020-07-20 | 2021-07-20 | Hanwha | Q.PEAK DUO BLK-G6 340 | Solar Panels |  | 0.34 | 17 | 125 | 28 |  | Fixed | Roof
NJSTRE1545296565 |  | Transition Incentive Program | Audubon | 8106 | 14 | 6.8 | Residential | No | Behind the Meter | Net-metered residential rooftop and canopy |  | None | Trinity Solar | PSE&G | Accepted | 2020-07-14 | 2020-07-20 | 2021-07-20 | HANWHA | Q.PEAK DUO BLK-G6 340 | Solar Panels |  | 0.34 | 11 | 140 | 40 |  | Fixed | Roof
NJSTRE1545296574 |  | Transition Incentive Program | Little Egg Harbor | 8087 | 18 | 12.8 | Residential | Yes | Behind the Meter | Net-metered residential rooftop and canopy |  | None | All Season Solar | AC Electric | Accepted | 2020-07-14 | 2020-07-20 | 2021-07-20 | Trina | TSMDD06M.05II | Solar Panels |  | 0.32 | 9 | 222 | 36 |  | Fixed | Roof
NJSTRE1545296574 |  | Transition Incentive Program | Little Egg Harbor | 8087 | 18 | 12.8 | Residential | Yes | Behind the Meter | Net-metered residential rooftop and canopy |  | None | All Season Solar | AC Electric | Accepted | 2020-07-14 | 2020-07-20 | 2021-07-20 | Trina | TSMDD06.05II | Solar Panels |  | 0.32 | 3 | 132 | 29 |  | Fixed | Roof
NJSTRE1545296600 |  | Transition Incentive Program | EMERSON BORO | 7630 | 7 | 5.58 | Residential | Yes | Behind the Meter | Net-metered residential rooftop and canopy |  | None | Sunrun, Inc. | PSE&G | Accepted | 2020-07-15 | 2020-07-20 | 2021-07-20 | LONGi Green Energy Technology Co Ltd | LR6-60HPB-310M | Solar Panels |  | 0.31 | 8 | 15 | 23 |  | Fixed | Roof
NJSTRE1545296876 |  | Transition Incentive Program | Cape May | 8204 | 21 | 8.85 | Residential | Yes | Behind the Meter | Net-metered residential rooftop and canopy |  | None | Sunrun, Inc. | AC Electric | Final As-Built Received | 2020-07-16 | 2020-07-20 | 2021-10-30 | LONGi Green Energy Technology Co Ltd | LR6-60HPB-305M | Solar Panels |  | 0.305 | 5 | 291 | 21 |  | Fixed | Roof
NJSTRE1545299301 |  | Transition Incentive Program | MANAHAWKIN | 8050 | 18 | 4.83 | Residential | Yes | Behind the Meter | Net-metered residential rooftop and canopy |  | None | Sunrun, Inc. | AC Electric | Accepted | 2020-07-15 | 2020-07-20 | 2021-07-20 | LG Electronics | LG345N1C-V5 | Solar Panels |  | 0.345 | 14 | 198 | 23 |  | Fixed | Roof
NJSTRE1545299313 |  | Transition Incentive Program | Magnolia | 8049 | 14 | 18.87 | Residential | No | Behind the Meter | Net-metered residential rooftop and canopy |  | None | Whitman Construction, LLC | PSE&G | Accepted | 2020-07-15 | 2020-07-20 | 2021-07-20 | Solaria Power | XT-370R-PD | Solar Panels |  | 0.37 | 9 | 176 | 45 |  | Fixed | Roof
NJSTRE1545299329 |  | Transition Incentive Program | Egg harbor township | 8234 | 19 | 13.6 | Residential | Yes | Behind the Meter | Net-metered residential rooftop and canopy |  | ACE | Vision Solar LLC | AC Electric | Accepted | 2020-07-15 | 2020-07-20 | 2021-07-20 | HANWHA Q-CELLS | Q.PEAK DUO-G6 340 | Solar Panels |  | 0.34 | 23 | 152 | 20 |  | Fixed | Roof
NJSTRE1545299330 |  | Transition Incentive Program | Woodbine | 8270 | 21 | 19.61 | Residential | Yes | Behind the Meter | Net-metered residential rooftop and canopy |  | None | Whitman Construction, LLC | AC Electric | Accepted | 2020-07-17 | 2020-07-20 | 2021-07-20 | solaria power | XT-370R-PD | Solar Panels |  | 0.37 | 10 | 99 | 30 |  | Fixed | Roof
NJSTRE1545299353 |  | Transition Incentive Program | Bloomfield | 7003 | 9 | 3.74 | Residential | Yes | Behind the Meter | Net-metered residential rooftop and canopy |  | PSEG | Vision Solar LLC | PSE&G | Accepted | 2020-07-15 | 2020-07-22 | 2021-07-22 | HANWHA Q-CELLS | Q.PEAK DUO-G6 340 | Solar Panels |  | 0.34 | 2 | 10 | 20 |  | Fixed | Roof
NJSTRE1545301682 |  | Transition Incentive Program | Voorhees | 8043 | 14 | 10.72 | Residential | Yes | Behind the Meter | Net-metered residential rooftop and canopy |  | PSEG | Vision Solar LLC | PSE&G | Accepted | 2020-07-15 | 2020-07-20 | 2021-07-20 | LG SOLAR | LG335N1K-V5 | Solar Panels |  | 0.335 | 1 | 258 | 31 |  | Fixed | Roof
NJSTRE1545301677 |  | Transition Incentive Program | EWING | 8638 | 12 | 4.23 | Residential | Yes | Behind the Meter | Net-metered residential rooftop and canopy |  | None | Vivint Solar Developer, LLC | PSE&G | Accepted | 2020-07-15 | 2020-07-20 | 2021-10-30 | Jinko Solar | JKM325M-60HBL | Solar Panels |  | 0.325 | 7 | 216 | 39 |  | Fixed | Roof
NJSTRE1545301699 | NJSRRE1544468983 | Transition Incentive Program | Middlesex | 8846 | 11 | 5.99 | Residential | No | Behind the Meter | Net-metered residential rooftop and canopy |  | None | Trinity Solar | PSE&G | Final As-Built Received | 2020-02-18 | 2020-02-20 | 2021-10-30 | HANWHA | Q.PEAK DUO BLK-G5 315 | Solar Panels |  | 0.315 | 13 | 161 | 26 |  | Fixed | Roof
NJSTRE1545301722 | NJSRRE1544866998 | Transition Incentive Program | Westampton | 8060 | 13 | 4.42 | Residential | Yes | Behind the Meter | Net-metered residential rooftop and canopy |  | None | Trinity Solar | PSE&G | Final As-Built Received |  | 2020-04-24 | 2021-10-30 | Hanwha | Q.PEAK DUO BLK-G6 340 | Solar Panels |  | 0.34 | 3 | 284 | 26 |  | Fixed | Roof
NJSTRE1545301772 | NJSRRE1544352829 | Transition Incentive Program | N. Arlington | 7031 | 7 | 7.88 | Residential | No | Behind the meter | Net-metered residential rooftop and canopy |  | None | Trinity Solar | PSE&G | Accepted | 2020-02-04 | 2020-02-07 | 2021-10-30 | Hanwha 315 | Q.PEAK DUO BLK-G5 315) | Solar Panels |  | 0.315 | 10 | 125 | 27 |  | Fixed | Roof
NJSTRE1545301791 |  | Transition Incentive Program | Hackensack | 7601 | 7 | 6.6 | Residential | Yes | Behind the Meter | Net-metered residential rooftop and canopy |  | None | Sunrun Installation Services, Inc. | PSE&G | Accepted | 2020-07-15 | 2020-08-07 | 2021-10-30 | LG ELECTRONICS | LG330N1C-A5 | Solar Panels |  | 0.33 | 7 | 128 | 28 |  | Fixed | Roof
NJSTRE1545301818 |  | Transition Incentive Program | CHERRY HILL | 8002 | 14 | 10.72 | Residential | Yes | Behind the Meter | Net-metered residential rooftop and canopy |  | PSEG | Vision Solar LLC | PSE&G | Accepted | 2020-07-15 | 2020-07-20 | 2021-10-30 | LG SOLAR | LG335N1K-V5 | Solar Panels |  | 0.335 | 5 | 191 | 46 |  | Fixed | Roof
NJSTRE1545301817 |  | Transition Incentive Program | BORDENTOWN TWP | 8505 | 13 | 15.5 | Residential | No | Behind the Meter | Net-metered residential rooftop and canopy |  | None | Bright Planet Solar | PSE&G | Accepted | 2020-07-15 | 2020-07-20 | 2021-07-20 | LONGI | LR6-60HPB-310M | Solar Panels |  | 0.31 | 25 | 274 | 33 |  | Fixed | Roof
NJSTRE1545301978 |  | Transition Incentive Program | Brick | 8723 | 18 | 8.96 | Residential | No | Behind the Meter | Net-metered residential rooftop and canopy |  | None | Whitman Construction, LLC | JCP&L | Accepted | 2020-07-15 | 2020-07-20 | 2021-07-20 | trina | TSM-320dd05h.05 | Solar Panels |  | 0.32 | 14 | 199 | 20 |  | Fixed | Roof
NJSTRE1545301824 |  | Transition Incentive Program | West New York TOWN | 7093 | 8 | 3.66 | Residential | Yes | Behind the Meter | Net-metered residential rooftop and canopy |  | None | Sunrun, Inc. | PSE&G | Accepted | 2020-07-16 | 2020-07-20 | 2021-07-20 | LONGi Green Energy Technology Co Ltd | LR6-60HPB-305M | Solar Panels |  | 0.305 | 8 | 122 | 36 |  | Fixed | Roof
NJSTRE1545302140 |  | Transition Incentive Program | West New York | 7093 | 8 | 4.88 | Residential | Yes | Behind the Meter | Net-metered residential rooftop and canopy |  | None | Sunrun, Inc. | PSE&G | Accepted | 2020-07-16 | 2020-07-20 | 2021-07-20 | LONGi Green Energy Technology Co Ltd | LR6-60HPB-305M | Solar Panels |  | 0.305 | 5 | 303 | 5 |  | Fixed | Roof
NJSTRE1545302118 |  | Transition Incentive Program | Teaneck Twp. | 7666 | 7 | 9.61 | Residential | Yes | Behind the Meter | Net-metered residential rooftop and canopy |  | None | Bright Planet Solar | PSE&G | Accepted | 2020-07-15 | 2020-07-20 | 2021-07-20 | Longi | LR6-60HPB-310m | Solar Panels |  | 0.31 | 20 | 201 | 33 |  | Fixed | Roof
NJSTRE1545302118 |  | Transition Incentive Program | Teaneck Twp. | 7666 | 7 | 9.61 | Residential | Yes | Behind the Meter | Net-metered residential rooftop and canopy |  | None | Bright Planet Solar | PSE&G | Accepted | 2020-07-15 | 2020-07-20 | 2021-07-20 | Longi | LR6-60HPB-310m | Solar Panels |  | 0.31 | 7 | 201 | 14 |  | Fixed | Roof
NJSTRE1545382983 | NJSRRE1541862357 | Transition Incentive Program | Lebanon | 8833 | 4 | 9.57 | Residential | No | Behind the Meter | Behind the Meter |  | None | Sunrun Installation Services, Inc. | JCP&L | Eligible for TI Program | 2019-08-20 | 2019-08-26 | 2021-10-30 | SolarEdge Technologies | SE7600H-USRGM | Inverters | 7600 |  | 1 |  |  | 0.96 |  | Outdoor | Next To Meter
NJSTRE1545382990 | NJSRRE1541862205 | Transition Incentive Program | Jersey City | 7306 | 8 | 3.69 | Residential | Yes | Behind the Meter | Behind the Meter |  | None | Pro Custom Solar dba Momentum Solar | PSE&G | Eligible for TI Program | 2019-08-20 | 2019-08-26 | 2021-10-30 | Enphase Enegy | IQ7-60-2-US | Inverters | 250 |  | 11 |  |  | 0.97 |  | Outdoor | Roof
NJSTRE1545383018 | NJSRRE1542054008 | Transition Incentive Program | Metuchen | 8840 | 11 | 9.45 | Residential | No | Behind the Meter | Net-metered residential rooftop and canopy |  | None | New Jersey Clean Energy Solutions | PSE&G | Accepted |  | 2019-09-05 | 2021-10-30 | Solar Edge | SE7600H-US | Inverters | 7600 |  | 1 |  |  | 0.97 |  | Outside | near meter
NJSTRE1545383023 | NJSRRE1542381842 | Transition Incentive Program | Wayne | 7470 | 6 | 8.83 | Residential | Yes | Behind the Meter | Net-metered residential rooftop and canopy |  | None | Vision Solar LLC | PSE&G | Accepted | 2019-09-11 | 2019-09-12 | 2021-10-30 | sunpower | e20-327-e-ac | Inverters | 0.32 |  | 27 |  |  | 0.96 |  | Other | behind panels
NJSTRE1545383027 | NJSRRE1542431318 | Transition Incentive Program | Princeton | 8540 | 12 | 6.93 | Residential | No | Behind the Meter | Behind the Meter |  | None | Pro Custom Solar dba Momentum Solar | PSE&G | Eligible for TI Program | 2019-09-24 | 2019-09-26 | 2021-10-30 | Enphase Energy | IQ6-60-2-US | Inverters | 240 |  | 22 |  |  | 0.97 |  | Outdoor | Roof
NJSTRE1545383051 | NJSRRE1543067459 | Transition Incentive Program | Roselle | 7203 | 10 | 6.9 | Residential | Yes | Behind the Meter | Behind the Meter |  | None | Pro Custom Solar dba Momentum Solar | PSE&G | Eligible for TI Program | 2019-11-12 | 2019-11-14 | 2021-10-30 | Enphase Energy | IQ7PLUS-72-2-US | Inverters | 295 |  | 20 |  |  | 0.97 |  | Outdoor | Roof
NJSTRE1545383065 | NJSRRE1543067404 | Transition Incentive Program | South Plainfield | 7080 | 11 | 8.19 | Residential | Yes | Behind the Meter | Behind the Meter |  | None | Trinity Solar | PSE&G | Eligible for TI Program | 2019-11-12 | 2019-11-14 | 2021-10-30 | Solar Edge | SE7600H-US000BNC4 | Inverters | 7600 |  | 1 |  |  | 0.97 |  | Outdoor | side of home
NJSTRE1545383069 | NJSRRE1542430976 | Transition Incentive Program | CHERRY HILL | 8002 | 14 | 5.67 | Residential | No | Behind the Meter | Net-metered residential rooftop and canopy |  | None | Vivint Solar Developer, LLC | PSE&G | Accepted | 2019-09-24 | 2019-09-26 | 2021-10-30 | SolarEdge | SE3800H-US | Inverters | 3800 |  | 1 |  |  | 0.992 |  | Outdoor | Near the Utility Meter
NJSTRE1545383080 | NJSRRE1542425697 | Transition Incentive Program | HAMMONTON | 8037 | 19 | 5.04 | Residential | Yes | Behind the Meter | Net-metered residential rooftop and canopy |  | None | Vivint Solar Developer, LLC | AC Electric | Accepted | 2019-09-20 | 2019-09-24 | 2021-10-30 | SolarEdge | SE7600H-US | Inverters | 7600 |  | 1 |  |  | 0.992 |  | Outdoor | Near the Utility Meter
NJSTRE1545383104 | NJSRRE1543182850 | Transition Incentive Program | Berkeley Heights | 7922 | 10 | 3.19 | Residential | No | Behind the Meter | Behind the Meter |  | None | Sunrun Installation Services, Inc. | JCP&L | Eligible for TI Program | 2019-11-13 | 2019-11-18 | 2021-10-30 | Enphase Energy | IQ7-60-x-US (240V) | Inverters | 240 |  | 11 |  |  | 0.96 |  | Outdoor | Rooftop
NJSTRE1545383118 | NJSRRE1542557013 | Transition Incentive Program | Absecon | 8201 | 19 | 49.91 | Commercial | Yes | Behind the Meter | Net-metered non-residential rooftop and canopy |  | None | Ampericon | New Construction | Accepted | 2019-10-18 | 2019-10-22 | 2021-10-30 | EnPhase | IQ7 | Inverters | 250 |  | 161 |  |  | 0.965 |  | Outside | Roof
NJSTRE1545383132 | NJSRRE1542448123 | Transition Incentive Program | LONG BRANCH | 7740 | 17 | 9.14 | Residential | Yes | Behind the Meter | Net-metered residential rooftop and canopy |  | None | Vivint Solar Developer, LLC | JCP&L | Accepted | 2019-09-27 | 2019-10-01 | 2021-10-30 | Solar Edge | SE7600H-US000BNC4 | Inverters | 7600 |  | 1 |  |  | 0.992 |  | Outdoor | Near the Utility Meter
NJSTRE1545383144 | NJSRRE1542510356 | Transition Incentive Program | BERGENFIELD | 7621 | 7 | 2.84 | Residential | Yes | Behind the Meter | Net-metered residential rooftop and canopy |  | None | Vivint Solar Developer, LLC | PSE&G | Accepted | 2019-10-05 | 2019-10-09 | 2021-10-30 | Solar Edge | SE3800H-US000BNC4 | Inverters | 3800 |  | 1 |  |  | 0.992 |  | Outdoor | Near the Utility Meter
NJSTRE1545383149 | NJSRRE1543019101 | Transition Incentive Program | Cape May | 8204 | 21 | 10.4 | Residential | Yes | Behind the Meter | Behind the Meter |  | None | Pro Custom Solar dba Momentum Solar | AC Electric | Eligible for TI Program | 2019-11-05 | 2019-11-08 | 2021-10-30 | Enphase Energy | IQ6-60-2-US | Inverters | 240 |  | 33 |  |  | 0.97 |  | Outdoor | Roof
NJSTRE1545383165 | NJSRRE1543046345 | Transition Incentive Program | SHAMONG | 8088 | 13 | 8.19 | Residential | Yes | Behind the Meter | Net-metered residential rooftop and canopy |  | None | Vivint Solar Developer, LLC | AC Electric | Accepted | 2019-11-07 | 2019-11-11 | 2021-10-30 | Solar Edge | SE7600H-US000BNC4 | Inverters | 7600 |  | 1 |  |  | 0.992 |  | Outdoor | Near the utility meter
NJSTRE1545383178 | NJSRRE1542431682 | Transition Incentive Program | EGG HBR TWP | 8234 | 19 | 11.97 | Residential | Yes | Behind the Meter | Net-metered residential rooftop and canopy |  | None | Vivint Solar Developer, LLC | AC Electric | Accepted | 2019-09-24 | 2019-09-26 | 2021-10-30 | SOLAREDGE | SE10000H-US000BNC4 | Inverters | 10000 |  | 1 |  |  | 0.992 |  | Outdoor | Near The Utility Meter
NJSTRE1545383180 | NJSRRE1543416866 | Transition Incentive Program | cemden | 8103 | 14 | 19.64 | Commercial | No | Behind the Meter | Behind the Meter |  | None | tj technology | PSE&G | Eligible for TI Program | 2019-12-21 | 2019-12-23 | 2021-10-30 | hoymiles | mi1200 | Inverters | 1.2 |  | 24 |  |  | 0.98 |  | Outside | parking lot-carport
NJSTRE1545383192 | NJSRRE1543060894 | Transition Incentive Program | UNION BEACH | 7735 | 17 | 7.25 | Residential | Yes | Behind the Meter | Net-metered residential rooftop and canopy |  | None | Vivint Solar Developer, LLC | JCP&L | Accepted | 2019-11-08 | 2019-11-13 | 2021-10-30 | Solar Edge | SE7600H-US000BNC4 | Inverters | 7600 |  | 1 |  |  | 0.992 |  | Outdoor | Near the utility meter
NJSTRE1545383195 | NJSRRE1542573259 | Transition Incentive Program | Flemington | 8822 | 4 | 7.25 | Residential | Yes | Behind the Meter | Behind the Meter |  | None | Sunrun Installation Services, Inc. | JCP&L | Eligible for TI Program | 2019-10-21 | 2019-10-23 | 2021-10-30 | SolarEdge Technologies | SE6000H-USRGM | Inverters | 6000 |  | 1 |  |  | 0.96 |  | Outdoor | Next To Meter
NJSTRE1545383203 | NJSRRE1542850575 | Transition Incentive Program | Morganville | 7751 | 17 | 14.18 | Residential | Yes | Behind the Meter | Behind the Meter |  | None | Pro Custom Solar dba Momentum Solar | JCP&L | Eligible for TI Program | 2019-10-31 | 2019-11-04 | 2021-10-30 | Enphase Energy | IQ6-60-2-US | Inverters | 240 |  | 45 |  |  | 0.97 |  | Outdoor | Roof
NJSTRE1545383207 | NJSRRE1542431394 | Transition Incentive Program | Newfield | 8344 | 15 | 10.73 | Residential | No | Behind the Meter | Behind the Meter |  | None | Sunrun Installation Services, Inc. | AC Electric | Eligible for TI Program | 2019-09-24 | 2019-09-26 | 2021-10-30 | Ningbo Ginlong Technologies | Solis-1P9K-4G-US | Inverters | 9000 |  | 1 |  |  | 0.96 |  | Outdoor | Next To Meter
NJSTRE1545383209 | NJSRRE1542765548 | Transition Incentive Program | Mckee City | 8234 | 19 | 7.04 | Residential | Yes | Behind the Meter | Behind the Meter |  | None | Skyline Solar, LLC | AC Electric | Eligible for TI Program | 2019-10-30 | 2019-11-01 | 2021-10-30 | SolarEdge | SE5000H-US | Inverters | 5000 |  | 1 |  |  | 0.99 |  | Outside | within ten feet of meter
NJSTRE1545383212 | NJSRRE1542679432 | Transition Incentive Program | North Bergen | 7047 | 8 | 6.3 | Residential | Yes | Behind the Meter | Net-metered residential rooftop and canopy |  | None | Suntuity Solar LLC | PSE&G | Accepted | 2019-10-26 | 2019-10-29 | 2021-10-30 | Enphase Energy | IQ7-60-2-US | Inverters | 240 |  | 20 |  |  | 0.97 |  | Outdoor | Behind the PV Modules
NJSTRE1545383218 | NJSRRE1542515677 | Transition Incentive Program | Dover | 7801 | 3 | 9.32 | Residential | Yes | Behind the Meter | Behind the Meter |  | None | Pro Custom Solar dba Momentum Solar | JCP&L | Eligible for TI Program | 2019-10-08 | 2019-10-11 | 2021-10-30 | Enphase Energy | IQ7-60-2-US | Inverters | 250 |  | 27 |  |  | 0.97 |  | Outdoor | Roof
NJSTRE1545299365 |  | Transition Incentive Program | Estell Manor | 8319 | 19 | 12.58 | Residential | Yes | Behind the Meter | Net-metered residential rooftop and canopy |  | ACE2 | Vision Solar LLC | AC Electric | Accepted | 2020-07-15 | 2020-07-20 | 2021-07-20 | HANWHA Q-CELLS | Q.PEAK DUO-G6 340 | Solar Panels |  | 0.34 | 5 | 327 | 16 |  | Fixed | Roof
NJSTRE1545299365 |  | Transition Incentive Program | Estell Manor | 8319 | 19 | 12.58 | Residential | Yes | Behind the Meter | Net-metered residential rooftop and canopy |  | ACE2 | Vision Solar LLC | AC Electric | Accepted | 2020-07-15 | 2020-07-20 | 2021-07-20 | HANWHA Q-CELLS | Q.PEAK DUO-G6 340 | Solar Panels |  | 0.34 | 2 | 57 | 17 |  | Fixed | Roof
NJSTRE1545299443 |  | Transition Incentive Program | CAPE MAY COURT HOUSE | 8210 | 21 | 9.18 | Residential | Yes | Behind the Meter | Net-metered residential rooftop and canopy |  | ACE | Vision Solar LLC | AC Electric | Accepted | 2020-07-15 | 2020-07-20 | 2021-07-20 | HANWHA Q-CELLS | Q.PEAK DUO-G6 340 | Solar Panels |  | 0.34 | 7 | 25 | 20 |  | Fixed | Roof
NJSTRE1545301691 |  | Transition Incentive Program | Egg Harbor | 8215 | 19 | 11.16 | Residential | No | Behind the Meter | Net-metered residential rooftop and canopy |  | None | Bright Planet Solar | AC Electric | Final As-Built Received | 2020-07-15 | 2020-07-20 | 2021-10-30 | LONGI | LR6-60HPB-310M | Solar Panels |  | 0.31 | 10 | 221 | 45 |  | Fixed | Roof
NJSTRE1545301734 |  | Transition Incentive Program | Toms River | 8755 | 18 | 5.1 | Residential | No | Behind the Meter | Net-metered residential rooftop and canopy |  | None | Trinity Solar | JCP&L | Accepted | 2020-07-15 | 2020-07-20 | 2021-07-20 | Hanwha | Q.PEAK DUO BLK-G6 340 | Solar Panels |  | 0.34 | 9 | 280 | 14 |  | Fixed | Roof
NJSTRE1545301771 | NJSRRE1544511423 | Transition Incentive Program | Toms River | 8757 | 18 | 6.62 | Residential | Yes | Behind the meter | Net-metered residential rooftop and canopy |  | None | Trinity Solar | JCP&L | Final As-Built Received |  | 2020-02-24 | 2021-10-30 | Hanwha 315 | Q.PEAK DUO BLK-G5 315 | Solar Panels |  | 0.315 | 21 | 200 | 18 |  | Fixed | Roof
NJSTRE1545301768 |  | Transition Incentive Program | Summit | 7901 | 10 | 7.63 | Residential | No | Behind the Meter | Net-metered residential rooftop and canopy |  | None | Sunrun Installation Services, Inc. | JCP&L | Accepted | 2020-07-15 | 2020-07-20 | 2021-07-20 | LONGi Green Energy Technology Co Ltd | LR6-60HPB-305M | Solar Panels |  | 0.305 | 13 | 177 | 23 |  | Fixed | Roof
NJSTRE1545301791 |  | Transition Incentive Program | Hackensack | 7601 | 7 | 6.6 | Residential | Yes | Behind the Meter | Net-metered residential rooftop and canopy |  | None | Sunrun Installation Services, Inc. | PSE&G | Accepted | 2020-07-15 | 2020-08-07 | 2021-10-30 | LG Electronics | LG330N1C-A5 | Solar Panels |  | 0.33 | 7 | 308 | 28 |  | Fixed | Roof
NJSTRE1545301795 |  | Transition Incentive Program | Wantage | 7461 | 1 | 14.95 | Residential | No | Behind the Meter | Net-metered residential rooftop and canopy |  | None | KG Solar and Renewable Energy LLC | Orange Rockland Electric | Accepted | 2020-07-15 | 2020-07-20 | 2021-07-20 | S Energy | SN305M-10 | Solar Panels |  | 0.305 | 16 | 297 | 30 |  | Fixed | Roof
NJSTRE1545384436 | NJSRRE1544157771 | Transition Incentive Program | Haddonfield | 8033 | 14 | 12.6 | Residential | Yes | Behind the Meter | Behind the Meter |  | None | Pro Custom Solar dba Momentum Solar | PSE&G | Eligible for TI Program | 2020-01-10 | 2020-01-15 | 2021-10-30 | ENPHASE ENERGY | IQ7PLUS-72-2-US | Inverters | 295 |  | 36 |  |  | 0.97 |  | Outdoor | ROOF
NJSTRE1545384442 | NJSRRE1544519507 | Transition Incentive Program | Union Beach | 7735 | 17 | 8.37 | Residential | No | Behind the Meter | Behind the Meter |  | None | Sunrun Installation Services, Inc. | JCP&L | Eligible for TI Program | 2020-02-21 | 2020-02-25 | 2021-10-30 | Enphase Energy | IQ7-60-x-US (240V) | Inverters | 240 |  | 27 |  |  | 0.96 |  | Outdoor | Rooftop
NJSTRE1545384447 | NJSRRE1544469993 | Transition Incentive Program | Cold Spring | 8204 | 21 | 10.79 | Residential | Yes | Behind the Meter | Behind the Meter |  | None | Seabright Solar | AC Electric | Eligible for TI Program | 2020-02-20 | 2020-02-21 | 2021-10-30 | Sunpower | SPR-E20-327 | Inverters | 0.32 |  | 33 |  |  | 0.99 |  | Outside | Roof
NJSTRE1545384448 | NJSRRE1543501675 | Transition Incentive Program | Toms River | 8755 | 18 | 13.33 | Residential | No | Behind the Meter | Net-metered residential rooftop and canopy |  | None | Powerlutions | JCP&L | Accepted |  | 2019-12-11 | 2021-10-30 | Solar Edge | SE10000H-US | Inverters | 10 |  | 1 |  |  | 0.99 |  | Outdoor | near panel
NJSTRE1545301761 |  | Transition Incentive Program | Toms River | 8757 | 18 | 3.6 | Residential | Yes | Behind the Meter | Net-metered residential rooftop and canopy |  | JCPL | Vision Solar LLC | JCP&L | Accepted | 2020-08-04 | 2020-08-07 | 2021-10-30 | SUNPOWER | SPR-E20-327-E-AC | Solar Panels |  | 0.327 | 11 | 187 | 23 |  | Fixed | Roof
NJSTRE1545301772 | NJSRRE1544352829 | Transition Incentive Program | N. Arlington | 7031 | 7 | 7.88 | Residential | No | Behind the meter | Net-metered residential rooftop and canopy |  | None | Trinity Solar | PSE&G | Accepted | 2020-02-04 | 2020-02-07 | 2021-10-30 | Hanwha 315 | Q.PEAK DUO BLK-G5 315) | Solar Panels |  | 0.315 | 12 | 125 | 27 |  | Fixed | Roof
NJSTRE1545302103 |  | Transition Incentive Program | Warren | 7059 | 5 | 18.2 | Residential | Yes | Behind the Meter | Net-metered residential rooftop and canopy |  | None | Vivint Solar Developer, LLC | JCP&L | Accepted | 2020-07-15 | 2020-07-20 | 2021-07-20 | Jinko Solar | JKM325M-60HBL | Solar Panels |  | 0.325 | 22 | 262 | 33 |  | Fixed | Roof
NJSTRE1545302137 |  | Transition Incentive Program | Paterson | 7522 | 6 | 6.7 | Residential | Yes | Behind the Meter | Net-metered residential rooftop and canopy |  | None | Pro Custom Solar dba Momentum Solar | PSE&G | Accepted | 2020-07-15 | 2020-07-20 | 2021-07-20 | HANWHA | Q.PEAK DUO BLK G6+ 335 | Solar Panels |  | 0.335 | 18 | 229 | 20 |  | Fixed | Roof
NJSTRE1545301960 |  | Transition Incentive Program | Longport | 8403 | 19 | 11.7 | Residential | No | Behind the Meter | Net-metered residential rooftop and canopy |  | None | National Energy Partners LLC | AC Electric | Accepted |  | 2020-08-31 | 2021-10-30 | HANWHA | Q.PEAK BLK-G5 325 WATT | Solar Panels |  | 0.325 | 36 | 142 | 5 |  | Fixed | Roof
NJSTRE1545302201 |  | Transition Incentive Program | Merchantville | 8109 | 14 | 15.6 | Residential | Yes | Behind the Meter | Net-metered residential rooftop and canopy |  | None | Vivint Solar Developer, LLC | PSE&G | Accepted | 2020-07-16 | 2020-07-20 | 2021-10-30 | Jinko Solar | JKM325M-60HBL | Solar Panels |  | 0.325 | 16 | 31 | 21 |  | Fixed | Roof
NJSTRE1545302288 |  | Transition Incentive Program | Elizabeth | 7202 | 10 | 3.69 | Residential | Yes | Behind the Meter | Net-metered residential rooftop and canopy |  | None | Pro Custom Solar dba Momentum Solar | PSE&G | Accepted | 2020-07-15 | 2020-07-20 | 2021-07-20 | HANWHA | Q.PEAK DUO BLK G6+ 335 | Solar Panels |  | 0.335 | 6 | 196 | 23 |  | Fixed | Roof
NJSTRE1545302317 |  | Transition Incentive Program | Mckee City | 8234 | 19 | 7.75 | Residential | Yes | Behind the Meter | Net-metered residential rooftop and canopy |  | None | Bright Planet Solar | AC Electric | Accepted | 2020-07-15 | 2020-07-20 | 2021-07-20 | LONGI | LR6-60HPB-310M | Solar Panels |  | 0.31 | 5 | 201 | 45 |  | Fixed | Roof
NJSTRE1545303950 |  | Transition Incentive Program | Hewitt | 7421 | 6 | 5.44 | Residential | No | Behind the Meter | Net-metered residential rooftop and canopy |  | None | Accord Power Inc | Orange Rockland Electric | Accepted | 2020-07-21 | 2020-07-22 | 2021-10-30 | Hanwah | Q.Cell 340 | Solar Panels |  | 0.34 | 7 | 264 | 20 |  | Fixed | Roof
NJSTRE1545303966 |  | Transition Incentive Program | Elizabeth | 7208 | 10 | 4.69 | Residential | Yes | Behind the Meter | Net-metered residential rooftop and canopy |  | None | Pro Custom Solar dba Momentum Solar | PSE&G | Accepted | 2020-07-15 | 2020-07-20 | 2021-07-20 | HANWHA | Q.PEAK DUO BLK G6+ 335 | Solar Panels |  | 0.335 | 3 | 37 | 23 |  | Fixed | Roof
NJSTRE1545306962 |  | Transition Incentive Program | Deptford Twp | 8096 | 15 | 11.34 | Residential | Yes | Behind the Meter | Net-metered residential rooftop and canopy |  | None | Suntuity Solar LLC | PSE&G | Accepted | 2020-07-16 | 2020-07-21 | 2021-07-21 | Longi | LR6-60HPB-315M | Solar Panels |  | 0.315 | 21 | 55 | 22 |  | Fixed | Roof
NJSTRE1545384464 | NJSRRE1544201227 | Transition Incentive Program | ENGLEWOOD | 7631 | 7 | 6.72 | Residential | No | Behind the Meter | Net-metered residential rooftop and canopy |  | None | UNITED SOLAR | PSE&G | Accepted | 2020-02-07 | 2020-02-20 | 2021-10-30 | APS | YC600 | Inverters | 240 |  | 9 |  |  | 0.96 |  | Outdoor | ROOF
NJSTRE1545384468 | NJSRRE1544421205 | Transition Incentive Program | petersburg | 8270 | 21 | 12.4 | Residential | Yes | Behind the Meter | Net-metered residential rooftop and canopy |  | None | Vision Solar LLC | AC Electric | Accepted | 2020-02-08 | 2020-02-12 | 2021-10-30 | enphase | iq7-60-2-us | Inverters | 0.25 |  | 37 |  |  | 0.96 |  | Other | behind panels
NJSTRE1545302204 |  | Transition Incentive Program | Toms River | 8757 | 18 | 6.4 | Residential | Yes | Behind the Meter | Net-metered residential rooftop and canopy |  | None | Reliable Power and Solar | JCP&L | Accepted | 2020-07-15 | 2020-07-20 | 2021-07-20 | trina | tsmdd05 | Solar Panels |  | 0.32 | 13 | 108 | 17 |  | Fixed | Roof | roof
NJSTRE1545302201 |  | Transition Incentive Program | Merchantville | 8109 | 14 | 15.6 | Residential | Yes | Behind the Meter | Net-metered residential rooftop and canopy |  | None | Vivint Solar Developer, LLC | PSE&G | Accepted | 2020-07-16 | 2020-07-20 | 2021-10-30 | Jinko Solar | JKM325M-60HBL | Solar Panels |  | 0.325 | 12 | 31 | 8 |  | Fixed | Roof
NJSTRE1545302317 |  | Transition Incentive Program | Mckee City | 8234 | 19 | 7.75 | Residential | Yes | Behind the Meter | Net-metered residential rooftop and canopy |  | None | Bright Planet Solar | AC Electric | Accepted | 2020-07-15 | 2020-07-20 | 2021-07-20 | LONGI | LR6-60HPB-310M | Solar Panels |  | 0.31 | 17 | 36 | 112 |  | Fixed | Roof
NJSTRE1545303961 |  | Transition Incentive Program | East Windsor | 8520 | 12 | 14.41 | Residential | No | Behind the Meter | Net-metered residential rooftop and canopy |  | None | Green Power Energy | JCP&L | Accepted | 2020-07-15 | 2020-07-21 | 2021-07-21 | Hanwha | Q.PEAK DUO BLK-G6 335 | Solar Panels |  | 0.335 | 4 | 195 | 40 |  | Fixed | Roof
NJSTRE1545304184 |  | Transition Incentive Program | Willingboro | 8046 | 13 | 13.3 | Residential | Yes | Behind the Meter | Net-metered residential rooftop and canopy |  | None | Pro Custom Solar dba Momentum Solar | PSE&G | Accepted | 2020-07-15 | 2020-07-20 | 2021-10-30 | LG ELECTRONICS | LG 350N1C-V5 | Solar Panels |  | 0.35 | 17 | 213 | 27 |  | Fixed | Roof
NJSTRE1545384389 | NJSRRE1543574885 | Transition Incentive Program | Ringwood | 7456 | 6 | 6.08 | Residential | Yes | Behind the Meter | Behind the Meter |  | None | Posigen NJ LLC | Orange Rockland Electric | Eligible for TI Program | 2019-12-20 | 2019-12-26 | 2021-10-30 | SolarEdge | SE5000H-US | Inverters | 5000 |  | 1 |  |  | 0.99 |  | Outside | within ten feet of meter
NJSTRE1545384414 | NJSRRE1544333351 | Transition Incentive Program | Manahawkin | 8050 | 18 | 15.12 | Residential | Yes | Behind the Meter | Net-metered residential rooftop and canopy |  | None | Vivint Solar Developer, LLC | AC Electric | Final As-Built Received | 2020-01-30 | 2020-02-03 | 2021-10-30 | SolarEdge | SE10000H-US | Inverters | 10000 |  | 1 |  |  | 0.992 |  | Outdoor | Near the utility meter
NJSTRE1545384416 | NJSRRE1543820184 | Transition Incentive Program | Blairstown | 7825 | 2 | 13.63 | Residential | Yes | Behind the Meter | Behind the Meter |  | None | Sunrun Installation Services, Inc. | JCP&L | Eligible for TI Program | 2019-12-26 | 2019-12-31 | 2021-10-30 | SolarEdge Technologies | SE6000H-USRGM | Inverters | 6000 |  | 1 |  |  | 0.96 |  | Outdoor | Next To Meter
NJSTRE1545384423 | NJSRRE1543918590 | Transition Incentive Program | Bridgeton | 8302 | 20 | 10.08 | Residential | Yes | Behind the Meter | Net-metered residential rooftop and canopy |  | None | Vision Solar LLC | AC Electric | Accepted | 2020-01-03 | 2020-01-10 | 2021-10-30 | Enphase | iq7-60-2-us | Inverters | 0.25 |  | 32 |  |  | 0.96 |  | Other | behind panels
NJSTRE1545384425 | NJSRRE1543474277 | Transition Incentive Program | Bellmawr | 8031 | 14 | 7.56 | Residential | Yes | Behind the Meter | Behind the Meter |  | None | Trinity Solar | PSE&G | Eligible for TI Program | 2019-12-03 | 2019-12-05 | 2021-10-30 | Solar Edge | SE6000H-US000BNC4 | Inverters | 6000 |  | 1 |  |  | 0.97 |  | Outdoor | side of home
NJSTRE1545384434 | NJSRRE1544144501 | Transition Incentive Program | Rutherford | 7070 | 7 | 5.36 | Residential | Yes | Behind the Meter | Behind the Meter |  | None | Pro Custom Solar dba Momentum Solar | PSE&G | Eligible for TI Program | 2020-01-08 | 2020-01-13 | 2021-10-30 | ENPHASE ENERGY | IQ6-60-2-US | Inverters | 240 |  | 17 |  |  | 0.97 |  | Outdoor | ROOF
NJSTRE1545384446 | NJSRRE1543434156 | Transition Incentive Program | Villas | 8251 | 21 | 9.45 | Residential | Yes | Behind the Meter | Behind the Meter |  | None | Pro Custom Solar dba Momentum Solar | AC Electric | Eligible for TI Program | 2019-11-21 | 2019-11-25 | 2021-10-30 | Enphase Energy | IQ6-60-2-US | Inverters | 240 |  | 30 |  |  | 0.97 |  | Outdoor | Roof
NJSTRE1545383222 | NJSRRE1542832935 | Transition Incentive Program | Piscataway | 8854 | 11 | 6.56 | Residential | No | Behind the Meter | Behind the Meter |  | None | Pro Custom Solar dba Momentum Solar | PSE&G | Eligible for TI Program | 2019-10-30 | 2019-11-01 | 2021-10-30 | Enphase Energy | IQ7Plus-72-2-US | Inverters | 295 |  | 19 |  |  | 0.97 |  | Outdoor | Roof
NJSTRE1545383226 | NJSRRE1542556222 | Transition Incentive Program | MONTCLAIR | 7043 | 9 | 7.44 | Residential | No | Behind the Meter | Net-metered residential rooftop and canopy |  | None | Apex Solar Power | PSE&G | Accepted |  | 2019-10-21 | 2021-10-30 | SOLAREDGE | SE7600H-US | Inverters | 7.6 |  | 1 |  |  | 0.99 |  | Outside | W/METER
NJSTRE1545383230 | NJSRRE1543315580 | Transition Incentive Program | Medford | 8055 | 13 | 17.11 | Residential | Yes | Behind the Meter | Behind the Meter |  | None | Sunrun Installation Services, Inc. | PSE&G | Eligible for TI Program | 2019-11-14 | 2019-11-19 | 2021-10-30 | Delta Electronics | M6-TL-US | Inverters | 5760 |  | 1 |  |  | 0.96 |  | Outdoor | Next To Meter
NJSTRE1545383232 | NJSRRE1542685667 | Transition Incentive Program | Toms River | 8753 | 18 | 20.3 | Residential | Yes | Behind the Meter | Behind the Meter |  | None | Sunrun Installation Services, Inc. | JCP&L | Eligible for TI Program | 2019-10-28 | 2019-10-31 | 2021-10-30 | SolarEdge Technologies | SE11400H-USRGM | Inverters | 11400 |  | 1 |  |  | 0.96 |  | Outdoor | Next To Meter
NJSTRE1545383238 | NJSRRE1542429041 | Transition Incentive Program | Whiting | 8759 | 18 | 15.37 | Residential | Yes | Behind the Meter | Behind the Meter |  | None | Sunrun Installation Services, Inc. | JCP&L | Eligible for TI Program | 2019-09-23 | 2019-09-25 | 2021-10-30 | Ningbo Ginlong Technologies | Solis-1P6K-4G-US | Inverters | 6000 |  | 1 |  |  | 0.96 |  | Outdoor | Next To Meter
NJSTRE1545383242 | NJSRRE1542909633 | Transition Incentive Program | Millville | 8332 | 20 | 12.4 | Residential | Yes | Behind the Meter | Behind the Meter |  | None | Orbit Energy & Power, LLC | AC Electric | Eligible for TI Program | 2019-11-04 | 2019-11-06 | 2021-10-30 | enphase | iq7 | Inverters | 240 |  | 40 |  |  | 0.986 |  | Outside | panel
NJSTRE1545383246 | NJSRRE1542576144 | Transition Incentive Program | PRINCETON TWP | 8540 | 12 | 8.19 | Residential | No | Behind the Meter | Behind the Meter |  | None | Tesla Energy Operations | PSE&G | Eligible for TI Program | 2019-10-22 | 2019-10-24 | 2021-10-30 | SOLAREDGE | SE7600A-US002SNC2 | Inverters | 7600 |  | 1 |  |  | 0.975 |  | Outside | outside
NJSTRE1545383259 | NJSRRE1542486849 | Transition Incentive Program | Montgomery | 8502 | 5 | 9.43 | Residential | No | Behind the Meter | Behind the Meter |  | None | Maier Solar Engineering dba Solar Me | PSE&G | Eligible for TI Program | 2019-10-02 | 2019-10-04 | 2021-10-30 | Solar Edge | SE10000H-US | Inverters | 10000 |  | 1 |  |  | 0.97 |  | Outdoor | Next to meter
NJSTRE1545383262 | NJSRRE1542684969 | Transition Incentive Program | Jersey City | 7305 | 8 | 3.3 | Residential | No | Behind the Meter | Behind the Meter |  | PSEG | EMT Renewables | PSE&G | Eligible for TI Program | 2019-10-28 | 2019-10-30 | 2021-10-30 | SolarEdge | SE3000H-US | Inverters | 3000 |  | 1 |  |  | 0.95 |  | Other | next to meter
NJSTRE1545383264 | NJSRRE1542684397 | Transition Incentive Program | Lake Hiawatha | 7034 | 3 | 8.28 | Residential | Yes | Behind the Meter | Behind the Meter |  | None | Pro Custom Solar dba Momentum Solar | JCP&L | Eligible for TI Program | 2019-10-28 | 2019-10-30 | 2021-10-30 | Enphase Energy | IQ7PLUS-72-2-US | Inverters | 295 |  | 24 |  |  | 0.97 |  | Outdoor | Roof
NJSTRE1545383272 | NJSRRE1542883218 | Transition Incentive Program | Blackwood | 8012 | 14 | 13.86 | Residential | Yes | Behind the Meter | Behind the Meter |  | None | Pro Custom Solar dba Momentum Solar | AC Electric | Eligible for TI Program | 2019-11-01 | 2019-11-05 | 2021-10-30 | Enphase Energy | IQ6-60-2-US | Inverters | 240 |  | 44 |  |  | 0.97 |  | Outdoor | Roof
NJSTRE1545383278 | NJSRRE1542527780 | Transition Incentive Program | Woodbridge Township | 7067 | 10 | 12.92 | Residential | No | Behind the Meter | Net-metered residential rooftop and canopy |  | None | Suntuity Solar LLC | PSE&G | Accepted | 2019-10-11 | 2019-10-15 | 2021-10-30 | Enphase Energy | IQ7-60-2-US | Inverters | 240 |  | 41 |  |  | 0.97 |  | Outdoor | Behind the PV Modules
NJSTRE1545299443 |  | Transition Incentive Program | CAPE MAY COURT HOUSE | 8210 | 21 | 9.18 | Residential | Yes | Behind the Meter | Net-metered residential rooftop and canopy |  | ACE | Vision Solar LLC | AC Electric | Accepted | 2020-07-15 | 2020-07-20 | 2021-07-20 | HANWHA Q-CELLS | Q.PEAK DUO-G6 340 | Solar Panels |  | 0.34 | 6 | 295 | 20 |  | Fixed | Roof
NJSTRE1545299492 |  | Transition Incentive Program | Wildwood Crest | 8260 | 21 | 14.72 | Residential | Yes | Behind the Meter | Net-metered residential rooftop and canopy |  | None | RCL Enterprises Inc. | AC Electric | Accepted | 2020-07-15 | 2020-07-20 | 2021-07-20 | Trina Solar | TSM-320DD06M | Solar Panels |  | 0.32 | 12 | 319 | 38 |  | Fixed | Roof
NJSTRE1545301682 |  | Transition Incentive Program | Voorhees | 8043 | 14 | 10.72 | Residential | Yes | Behind the Meter | Net-metered residential rooftop and canopy |  | PSEG | Vision Solar LLC | PSE&G | Accepted | 2020-07-15 | 2020-07-20 | 2021-07-20 | LG SOLAR | LG335N1K-V5 | Solar Panels |  | 0.335 | 10 | 167 | 22 |  | Fixed | Roof
NJSTRE1545301734 |  | Transition Incentive Program | Toms River | 8755 | 18 | 5.1 | Residential | No | Behind the Meter | Net-metered residential rooftop and canopy |  | None | Trinity Solar | JCP&L | Accepted | 2020-07-15 | 2020-07-20 | 2021-07-20 | Hanwha | Q.PEAK DUO BLK-G6 340 | Solar Panels |  | 0.34 | 2 | 101 | 20 |  | Fixed | Roof
NJSTRE1545301818 |  | Transition Incentive Program | CHERRY HILL | 8002 | 14 | 10.72 | Residential | Yes | Behind the Meter | Net-metered residential rooftop and canopy |  | PSEG | Vision Solar LLC | PSE&G | Accepted | 2020-07-15 | 2020-07-20 | 2021-10-30 | LG SOLAR | LG335N1K-V5 | Solar Panels |  | 0.335 | 16 | 99 | 19 |  | Fixed | Roof
NJSTRE1545301835 |  | Transition Incentive Program | Mays Lansing | 8330 | 19 | 6.7 | Residential | Yes | Behind the Meter | Net-metered residential rooftop and canopy |  | ACE | Vision Solar LLC | AC Electric | Accepted | 2020-07-15 | 2020-07-20 | 2021-07-20 | LG SOLAR | LG335N1K-V5 | Solar Panels |  | 0.335 | 12 | 295 | 22 |  | Fixed | Roof
NJSTRE1545302103 |  | Transition Incentive Program | Warren | 7059 | 5 | 18.2 | Residential | Yes | Behind the Meter | Net-metered residential rooftop and canopy |  | None | Vivint Solar Developer, LLC | JCP&L | Accepted | 2020-07-15 | 2020-07-20 | 2021-07-20 | Jinko Solar | JKM325M-60HBL | Solar Panels |  | 0.325 | 30 | 82 | 33 |  | Fixed | Roof
NJSTRE1545302115 |  | Transition Incentive Program | TRENTON | 8619 | 12 | 6.46 | Residential | Yes | Behind the Meter | Net-metered residential rooftop and canopy |  | None | Trinity Solar | PSE&G | Accepted | 2020-07-15 | 2020-07-20 | 2021-07-20 | HANWHA | Q.PEAK DUO BLK-G6 340 | Solar Panels |  | 0.34 | 11 | 266 | 41 |  | Fixed | Roof
NJSTRE1545302126 |  | Transition Incentive Program | Williamstown | 8094 | 15 | 5.36 | Residential | No | Behind the Meter | Net-metered residential rooftop and canopy |  | None | Advanced Renewable Solutions | AC Electric | Accepted | 2020-07-15 | 2020-07-20 | 2021-07-20 | CertainTeed | CT315M11-02 | Solar Panels |  | 0.315 | 17 | 178 | 30 |  | Fixed | Roof
NJSTRE1545384529 | NJSRRE1543471148 | Transition Incentive Program | Bridgewater Township | 8807 | 5 | 6.96 | Residential | No | Behind the Meter | Behind the Meter |  | None | Sunrun Installation Services, Inc. | PSE&G | Eligible for TI Program | 2019-12-03 | 2019-12-05 | 2021-10-30 | Enphase Energy | IQ7-60-x-US (240V) | Inverters | 240 |  | 24 |  |  | 0.96 |  | Outdoor | Rooftop
NJSTRE1545384563 | NJSRRE1544512222 | Transition Incentive Program | Jersey City | 7304 | 8 | 11.06 | Residential | Yes | Behind the Meter | Net-metered residential rooftop and canopy |  | None | Pro Custom Solar dba Momentum Solar | PSE&G | Accepted |  | 2020-02-24 | 2021-10-30 | Enphase Energy | IQ7-60-2-US | Inverters | 240 |  | 33 |  |  | 0.97 |  | Outdoor | Roof
NJSTRE1545384564 | NJSRRE1544442727 | Transition Incentive Program | EATONTOWN | 7724 | 17 | 14.08 | Residential | Yes | Behind the Meter | Net-metered residential rooftop and canopy |  | None | Vivint Solar Developer, LLC | JCP&L | Accepted | 2020-02-13 | 2020-02-17 | 2021-10-30 | SOLAREDGE | SE10000H-US | Inverters | 10000 |  | 1 |  |  | 0.992 |  | Outdoor | Near the Utility Meter
NJSTRE1545384568 | NJSRRE1544109126 | Transition Incentive Program | SPOTSWOOD | 8884 | 11 | 7.88 | Residential | Yes | Behind the Meter | Net-metered residential rooftop and canopy |  | None | Vivint Solar Developer, LLC | JCP&L | Accepted | 2020-01-07 | 2020-01-09 | 2021-10-30 | SOLAREDGE | SE7600H-US | Inverters | 7600 |  | 1 |  |  | 0.992 |  | Outdoor | Near the Utility Meter
NJSTRE1545384479 | NJSRRE1544413116 | Transition Incentive Program | CHERRY HILL | 8002 | 14 | 7.25 | Residential | Yes | Behind the Meter | Net-metered residential rooftop and canopy |  | None | Vivint Solar Developer, LLC | PSE&G | Accepted | 2020-02-06 | 2020-02-10 | 2021-10-30 | SolarEdge | SE7600H-US | Inverters | 7600 |  | 1 |  |  | 0.992 |  | Outdoor | Near the utility meter
NJSTRE1545384489 | NJSRRE1543481091 | Transition Incentive Program | Wenonah | 8090 | 15 | 9.14 | Residential | No | Behind the Meter | Net-metered residential rooftop and canopy |  | None | Suntuity Solar LLC | AC Electric | Accepted | 2019-12-05 | 2019-12-09 | 2021-10-30 | Enphase Energy | IQ7-60-2-US | Inverters | 240 |  | 29 |  |  | 0.97 |  | Outdoor | Behind the PV Modules
NJSTRE1545384495 | NJSRRE1543565623 | Transition Incentive Program | Roselle | 7203 | 10 | 6 | Residential | No | Behind the Meter | Net-metered residential rooftop and canopy |  | None | SunPower Corporation, Systems | PSE&G | Accepted |  | 2019-12-23 | 2021-10-30 | SUNPOWER | SPR-A400-G-AC | Inverters | 349 |  | 15 |  |  | 0.97 |  | Other | under each panel
NJSTRE1545384500 | NJSRRE1544529501 | Transition Incentive Program | WILLIAMSTOWN | 8094 | 15 | 13.55 | Residential | Yes | Behind the Meter | Net-metered residential rooftop and canopy |  | None | Suntuity Solar LLC | AC Electric | Accepted | 2020-02-25 | 2020-02-27 | 2021-10-30 | Enphase Energy | IQ7-60-2-US | Inverters | 240 |  | 43 |  |  | 0.97 |  | Outdoor | Behind the PV Modules
NJSTRE1545384508 | NJSRRE1543882159 | Transition Incentive Program | Franklin Park | 8823 | 5 | 11.89 | Residential | Yes | Behind the Meter | Behind the Meter |  | None | Sunrun Installation Services, Inc. | PSE&G | Eligible for TI Program | 2020-01-02 | 2020-01-07 | 2021-10-30 | SolarEdge Technologies | SE10000H-USRGM | Inverters | 10000 |  | 1 |  |  | 0.96 |  | Outdoor | Next To Meter
NJSTRE1545384513 | NJSRRE1544431696 | Transition Incentive Program | Clifton | 7013 | 6 | 6.62 | Residential | Yes | Behind the Meter | Net-metered residential rooftop and canopy |  | None | Trinity Solar | PSE&G | Final As-Built Received |  | 2020-02-14 | 2021-10-30 | Solar Edge | SE5000 | Inverters | 5000 |  | 1 |  |  | 0.97 |  | Outside | side of home
NJSTRE1545384520 | NJSRRE1544190658 | Transition Incentive Program | Camden | 8103 | 14 | 98 | Commercial | No | Behind the Meter | Behind the Meter |  | None | ACDC Solar LLC | PSE&G | Eligible for TI Program | 2020-01-17 | 2020-01-24 | 2021-10-30 | Solaredge | SE43.2 | Inverters | 43200 |  | 2 |  |  | 0.97 |  | Outdoor | ON wall next to meter
NJSTRE1545384526 | NJSRRE1544316918 | Transition Incentive Program | Tinton Falls | 7712 | 17 | 4.41 | Residential | Yes | Behind the Meter | Behind the Meter |  | None | Trinity Solar | JCP&L | Eligible for TI Program | 2020-01-28 | 2020-01-31 | 2021-10-30 | Solar Edge | SE3800 | Inverters | 3800 |  | 1 |  |  | 0.97 |  | Outside | side of home
NJSTRE1545384531 | NJSRRE1544501266 | Transition Incentive Program | Matawan | 7747 | 17 | 8.68 | Residential | Yes | Behind the Meter | Behind the Meter |  | None | Sunrun Installation Services, Inc. | JCP&L | Eligible for TI Program | 2020-02-19 | 2020-02-24 | 2021-10-30 | Enphase Energy | IQ7-60-x-US (240V) | Inverters | 240 |  | 28 |  |  | 0.96 |  | Outdoor | Rooftop
NJSTRE1545384542 | NJSRRE1544165095 | Transition Incentive Program | Little Egg Harbor Township | 8087 | 18 | 11.39 | Residential | No | Behind the Meter | Behind the Meter |  | None | Green Power Energy | AC Electric | Eligible for TI Program | 2020-01-14 | 2020-01-20 | 2021-10-30 | SolarEdge | SE10000H-US | Inverters | 10000 |  | 1 |  |  | 0.97 |  | Outside | Next to meter
NJSTRE1545384553 | NJSRRE1543918541 | Transition Incentive Program | Westfield | 7090 | 10 | 19.29 | Residential | Yes | Behind the Meter | Net-metered residential rooftop and canopy |  | None | Vision Solar LLC | PSE&G | Accepted | 2020-01-03 | 2020-01-08 | 2021-10-30 | enphase | iq7-60-2-us | Inverters | 0.25 |  | 59 |  |  | 0.96 |  | Other | behind panels
NJSTRE1545384556 | NJSRRE1543421434 | Transition Incentive Program | Toms River | 8757 | 18 | 6.38 | Residential | Yes | Behind the Meter | Behind the Meter |  | None | Sunrun Installation Services, Inc. | JCP&L | Eligible for TI Program | 2019-11-19 | 2019-11-21 | 2021-10-30 | Delta Electronics | M5-TL-US | Inverters | 4800 |  | 1 |  |  | 0.96 |  | Outdoor | Next To Meter
NJSTRE1545384454 | NJSRRE1543497746 | Transition Incentive Program | East Newark | 7029 | 8 | 5.8 | Residential | Yes | Behind the Meter | Behind the Meter |  | None | Sunrun Installation Services, Inc. | PSE&G | Eligible for TI Program | 2019-12-06 | 2019-12-10 | 2021-10-30 | Delta Electronics | M5-TL-US | Inverters | 4800 |  | 1 |  |  | 0.96 |  | Outdoor | Next To Meter
NJSTRE1545384458 | NJSRRE1544524548 | Transition Incentive Program | Lakewood Township | 8701 | 18 | 7.44 | Residential | Yes | Behind the Meter | Behind the Meter |  | None | Sunrun Installation Services, Inc. | JCP&L | Eligible for TI Program | 2020-02-24 | 2020-02-26 | 2021-10-30 | Enphase Energy | IQ7-60-x-US (240V) | Inverters | 240 |  | 24 |  |  | 0.96 |  | Outdoor | Rooftop
NJSTRE1545384461 | NJSRRE1543505650 | Transition Incentive Program | Trenton | 8608 | 12 | 5.36 | Residential | No | Behind the Meter | Behind the Meter |  | None | Trinity Solar | PSE&G | Eligible for TI Program | 2019-12-10 | 2019-12-12 | 2021-10-30 | SOLAR EDGE | SE5000H-US | Inverters | 5000 |  | 1 |  |  | 0.97 |  | Outside | SIDE OF HOME
NJSTRE1545384476 | NJSRRE1544465763 | Transition Incentive Program | Holmdel | 7733 | 17 | 6.93 | Residential | Yes | Behind the Meter | Behind the Meter |  | None | Trinity Solar | JCP&L | Eligible for TI Program | 2020-02-17 | 2020-02-19 | 2021-10-30 | SOLAR EDGE | SE6000H-US | Inverters | 6000 |  | 1 |  |  | 0.97 |  | Outside | SIDE OF HOME
NJSTRE1545384482 | NJSRRE1543421525 | Transition Incentive Program | North Plainfield Boro | 7060 | 10 | 12.71 | Residential | No | Behind the Meter | Net-metered residential rooftop and canopy |  | None | Palmetto Solar LLC | PSE&G | Accepted | 2019-11-19 | 2019-11-21 | 2021-10-30 | SolarEdge Technologies | SE10000H-US | Inverters | 10000 |  | 1 |  |  | 0.9 |  | Outside | side of the house
NJSTRE1545384487 | NJSRRE1544454431 | Transition Incentive Program | Cedar Brook | 8018 | 14 | 11.34 | Residential | Yes | Behind the Meter | Behind the Meter | NA | ACE | Tesla Energy Operations Inc | AC Electric | Eligible for TI Program | 2020-02-14 | 2020-02-24 | 2021-10-30 | SolarEdge Technologies Ltd | SE10000H-US | Inverters | 1000 |  | 1 |  |  | 0.99 |  | Outdoor | Outside
NJSTRE1545384492 | NJSRRE1544158316 | Transition Incentive Program | East Brunswick | 8816 | 11 | 28.06 | Residential | Yes | Behind the Meter | Behind the Meter |  | None | Complete Solar | PSE&G | Eligible for TI Program | 2020-02-03 | 2020-02-05 | 2021-10-30 | SOLAREDGE | SE11400H-US | Inverters | 11400 |  | 1 |  |  | 0.97 |  | Outdoor | BY MSP
NJSTRE1545384505 | NJSRRE1543497852 | Transition Incentive Program | JERSEY CITY | 7305 | 8 | 2.68 | Residential | No | Behind the Meter | Behind the Meter |  | None | Infinity Solar Systems | PSE&G | Eligible for TI Program | 2019-12-06 | 2019-12-10 | 2021-10-30 | ENPHASE | IQ7-60-X-US | Inverters | 240 |  | 8 |  |  | 0.97 |  | Outside | MICROINVERTERS
NJSTRE1545384517 | NJSRRE1544511597 | Transition Incentive Program | Westwood Boro | 7675 | 7 | 7.56 | Residential | Yes | Behind the Meter | Behind the Meter |  | None | Tesla Energy Operations Inc | PSE&G | Eligible for TI Program | 2020-02-20 | 2020-02-24 | 2021-10-30 | SE7600H-US [240V] | SolarEdge Technologies | Inverters | 7600 |  | 1 |  |  | 0.99 |  | Outdoor | outdoor
NJSTRE1545384534 | NJSRRE1544317308 | Transition Incentive Program | WENONAH | 8090 | 15 | 5.36 | Residential | Yes | Behind the Meter | Net-metered residential rooftop and canopy |  | None | Vivint Solar Developer, LLC | AC Electric | Accepted | 2020-01-28 | 2020-01-31 | 2021-10-30 | SolarEdge | SE3800H-US | Inverters | 3800 |  | 1 |  |  | 0.992 |  | Outdoor | Near the utility meter
NJSTRE1545384558 | NJSRRE1544162059 | Transition Incentive Program | Millville | 8332 | 20 | 363.2 | Commercial | No | Behind the Meter | Behind the Meter |  | None | Direct Energy Solar | AC Electric | Eligible for TI Program | 2020-01-16 | 2020-01-24 | 2021-10-30 | Sunny Tripower | Sunny Tripower_Core1 62-US-41 | Inverters | 62500 |  | 4 |  |  | 0.975 |  | Outdoor | Outdoor
NJSTRE1545384569 | NJSRRE1544472871 | Transition Incentive Program | Whiting | 8759 | 18 | 8.51 | Residential | Yes | Behind the Meter | Behind the Meter |  | None | Trinity Solar | JCP&L | Eligible for TI Program | 2020-02-19 | 2020-02-21 | 2021-10-30 | Solar Edge | SE7600H-US000BNC4 | Inverters | 7600 |  | 1 |  |  | 0.97 |  | Outdoor | side of home
NJSTRE1545384574 | NJSRRE1544524454 | Transition Incentive Program | Monmouth Junction | 8852 | 11 | 5.89 | Residential | No | Behind the Meter | Net-metered residential rooftop and canopy |  | None | Ad Energy LLC | PSE&G | Accepted | 2020-02-24 | 2020-02-26 | 2021-10-30 | Enphase Energy | IQ7XS-96-ACM-US | Inverters | 315 |  | 18 |  |  | 0.975 |  | Outdoor | at each panel
NJSTRE1545299423 |  | Transition Incentive Program | Pleasantville | 8232 | 19 | 5.76 | Residential | Yes | Behind the Meter | Net-metered residential rooftop and canopy |  | None | Castle Energy, LLC | AC Electric | Accepted | 2020-07-15 | 2020-07-20 | 2021-07-20 | Hanwha Q-Cells | Q.Peak DUO-G5 320 | Solar Panels |  | 0.32 | 7 | 206 | 40 |  | Fixed | Roof
NJSTRE1545299455 |  | Transition Incentive Program | South Brunswick Township | 8852 | 11 | 9.36 | Residential | No | Behind the Meter | Net-metered residential rooftop and canopy |  | None | SunnyMac LLC | PSE&G | Accepted | 2020-07-15 | 2020-07-20 | 2021-07-20 | REC | REC 360AA | Solar Panels |  | 0.36 | 5 | 181 | 33 |  | Fixed | Roof
NJSTRE1545299492 |  | Transition Incentive Program | Wildwood Crest | 8260 | 21 | 14.72 | Residential | Yes | Behind the Meter | Net-metered residential rooftop and canopy |  | None | RCL Enterprises Inc. | AC Electric | Accepted | 2020-07-15 | 2020-07-20 | 2021-07-20 | Trina Solar | TSM-320DD06M | Solar Panels |  | 0.32 | 22 | 139 | 38 |  | Fixed | Roof
NJSTRE1545301474 |  | Transition Incentive Program | Stone Harbor | 8247 | 21 | 13.44 | Residential | Yes | Behind the Meter | Net-metered residential rooftop and canopy |  | None | All Season Solar | AC Electric | Accepted | 2020-07-28 | 2020-07-28 | 2021-07-28 | Trina | TSMDD06M.05II | Solar Panels |  | 0.32 | 42 | 213 | 40 |  | Fixed | Roof
NJSTRE1545301648 |  | Transition Incentive Program | Millville | 8332 | 20 | 7.04 | Residential | Yes | Behind the Meter | Net-metered residential rooftop and canopy |  | ACE | Vision Solar LLC | AC Electric | Accepted | 2020-07-15 | 2020-07-20 | 2021-07-20 | LG SOLAR | LG335N1K-V5 | Solar Panels |  | 0.335 | 7 | 245 | 30 |  | Fixed | Roof
NJSTRE1545301682 |  | Transition Incentive Program | Voorhees | 8043 | 14 | 10.72 | Residential | Yes | Behind the Meter | Net-metered residential rooftop and canopy |  | PSEG | Vision Solar LLC | PSE&G | Accepted | 2020-07-15 | 2020-07-20 | 2021-07-20 | LG SOLAR | LG335N1K-V5 | Solar Panels |  | 0.335 | 10 | 348 | 13 |  | Fixed | Roof
NJSTRE1545301691 |  | Transition Incentive Program | Egg Harbor | 8215 | 19 | 11.16 | Residential | No | Behind the Meter | Net-metered residential rooftop and canopy |  | None | Bright Planet Solar | AC Electric | Final As-Built Received | 2020-07-15 | 2020-07-20 | 2021-10-30 | LONGI | LR6-60HPB-310M | Solar Panels |  | 0.31 | 8 | 131 | 18 |  | Fixed | Roof
NJSTRE1545301691 |  | Transition Incentive Program | Egg Harbor | 8215 | 19 | 11.16 | Residential | No | Behind the Meter | Net-metered residential rooftop and canopy |  | None | Bright Planet Solar | AC Electric | Final As-Built Received | 2020-07-15 | 2020-07-20 | 2021-10-30 | LONGI | LR6-60HPB-310M | Solar Panels |  | 0.31 | 18 | 43 | 42 |  | Fixed | Roof
NJSTRE1545384565 | NJSRRE1544127849 | Transition Incentive Program | BLACKWOOD | 8012 | 14 | 14.18 | Residential | Yes | Behind the Meter | Net-metered residential rooftop and canopy |  | None | Vivint Solar Developer, LLC | PSE&G | Final As-Built Received | 2020-01-07 | 2020-01-10 | 2021-10-30 | SOLAREDGE | SE10000H-US | Inverters | 10000 |  | 1 |  |  | 0.992 |  | Outdoor | Near the Utility Meter
NJSTRE1545384573 | NJSRRE1544352562 | Transition Incentive Program | HOLMDEL | 7733 | 17 | 15.75 | Residential | No | Behind the Meter | Net-metered residential rooftop and canopy |  | None | Tesla Energy Operations Inc | JCP&L | Accepted | 2020-02-04 | 2020-02-07 | 2021-10-30 | SolarEdge Technologies Ltd. | SE7600H-US [240V] | Inverters | 7600 |  | 2 |  |  | 0.99 |  | Outdoor | Outdoor
NJSTRE1545384585 | NJSRRE1544161284 | Transition Incentive Program | Somerset | 8873 | 5 | 146.3 | Commercial | No | Behind the Meter | Behind the Meter |  | None | Spectacular Solar | PSE&G | Eligible for TI Program | 2020-01-13 | 2020-01-16 | 2021-10-30 | Solar Edge | SE.66.6KUS | Inverters | 80 |  | 2 |  |  | 0.985 |  | Outside | Roof
NJSTRE1545384592 | NJSRRE1544537323 | Transition Incentive Program | Dunellen | 8812 | 11 | 7.56 | Residential | No | Behind the Meter | Net-metered residential rooftop and canopy |  | None | Vivint Solar Developer, LLC | PSE&G | Accepted | 2020-02-26 | 2020-02-28 | 2021-10-30 | SOLAREDGE | SE7600H-US | Inverters | 7600 |  | 1 |  |  | 0.992 |  | Outdoor | Near the Utility Meter
NJSTRE1545384601 | NJSRRE1544374158 | Transition Incentive Program | Pennsauken Twp | 8110 | 14 | 7.71 | Residential | No | Behind the Meter | Net-metered residential rooftop and canopy |  | None | Bright Planet Solar | PSE&G | Accepted |  | 2020-02-12 | 2021-10-30 | SOLAR EDGE | SE6000H-USRGM | Inverters | 6000 |  | 1 |  |  | 0.98 |  | Outdoor | OUTSIDE
NJSTRE1545299492 |  | Transition Incentive Program | Wildwood Crest | 8260 | 21 | 14.72 | Residential | Yes | Behind the Meter | Net-metered residential rooftop and canopy |  | None | RCL Enterprises Inc. | AC Electric | Accepted | 2020-07-15 | 2020-07-20 | 2021-07-20 | Trina Solar | TSM-320DD06M | Solar Panels |  | 0.32 | 4 | 139 | 16 |  | Fixed | Roof
NJSTRE1545384450 | NJSRRE1544524128 | Transition Incentive Program | Hackensack | 7601 | 7 | 2.21 | Residential | Yes | Behind the Meter | Net-metered residential rooftop and canopy |  | None | Trinity Solar | PSE&G | Final As-Built Received |  | 2020-02-26 | 2021-10-30 | Enphase | IQ7-60-2-US | Inverters | 240 |  | 7 |  |  | 0.97 |  | Outside | under the panels
NJSTRE1545384456 | NJSRRE1543547744 | Transition Incentive Program | Union | 7083 | 10 | 8.63 | Residential | Yes | Behind the Meter | Behind the Meter |  | None | Pro Custom Solar dba Momentum Solar | PSE&G | Eligible for TI Program | 2019-12-13 | 2019-12-18 | 2021-10-30 | Enphase Energy | IQ7Plus-72-2-US | Inverters | 290 |  | 25 |  |  | 0.97 |  | Outdoor | Roof
NJSTRE1545384473 | NJSRRE1544519420 | Transition Incentive Program | Orange City | 7050 | 9 | 8.19 | Residential | Yes | Behind the Meter | Behind the Meter |  | None | Tesla Energy Operations Inc. | PSE&G | Eligible for TI Program | 2020-02-21 | 2020-02-25 | 2021-10-30 | Delta | Solivia 7.6 TL | Inverters | 7600 |  | 1 |  |  | 0.975 |  | Outdoor | Outdoor
NJSTRE1545384478 | NJSRRE1543461151 | Transition Incentive Program | Edison | 8820 | 11 | 9.77 | Residential | Yes | Behind the Meter | Net-metered residential rooftop and canopy |  | None | Suntuity Solar LLC | PSE&G | Accepted | 2019-11-30 | 2019-12-04 | 2021-10-30 | Enphase Energy | IQ7-60-2-US | Inverters | 240 |  | 31 |  |  | 0.97 |  | Outdoor | Behind the PV Modules
NJSTRE1545384507 | NJSRRE1544184463 | Transition Incentive Program | Union | 7083 | 10 | 6.54 | Residential | No | Behind the Meter | Net-metered residential rooftop and canopy |  | None | SunPower Corporation, Systems | PSE&G | Accepted |  | 2020-01-21 | 2021-10-30 | SUNPOWER | SPR-E20-327-E-AC | Inverters | 320 |  | 20 |  |  | 0.96 |  | Other | under each panel
NJSTRE1545384514 | NJSRRE1544199189 | Transition Incentive Program | Willingboro | 8046 | 13 | 7.44 | Residential | Yes | Behind the Meter | Behind the Meter |  | None | Skyline Solar, LLC | PSE&G | Eligible for TI Program | 2020-01-20 | 2020-01-23 | 2021-10-30 | SolarEdge | SE5000H-US | Inverters | 5000 |  | 1 |  |  | 0.99 |  | Outside | within ten feet of meter
NJSTRE1545384527 | NJSRRE1544157749 | Transition Incentive Program | Pleasantville | 8232 | 19 | 3.2 | Residential | Yes | Behind the Meter | Net-metered residential rooftop and canopy |  | None | Castle Energy, LLC | AC Electric | Accepted | 2020-01-10 | 2020-01-15 | 2021-10-30 | Enphase Energy | IQ7-60-2-US | Inverters | 240 |  | 10 |  |  | 0.967 |  | Outdoor | on the rooftop under each solar panel
NJSTRE1545384541 | NJSRRE1543565015 | Transition Incentive Program | Deptford Township | 8096 | 15 | 11.77 | Residential | No | Behind the Meter | Net-metered residential rooftop and canopy |  | None | SunnyMac LLC | PSE&G | Accepted |  | 2019-12-20 | 2021-10-30 | Enphase | IQ7XS-96-ACM-US | Inverters | 0.315 |  | 36 |  |  | 0.99 |  | Outdoor | roof
NJSTRE1545384546 | NJSRRE1544334162 | Transition Incentive Program | Riverdale | 7457 | 3 | 6.37 | Residential | Yes | Behind the Meter | Net-metered residential rooftop and canopy |  | None | Vision Solar LLC | JCP&L | Accepted | 2020-01-30 | 2020-02-04 | 2021-10-30 | enphase | iq7-60-2-us | Inverters | 0.25 |  | 19 |  |  | 0.96 |  | Other | behind panels
NJSTRE1545384560 | NJSRRE1544217004 | Transition Incentive Program | EAST RUTHERFORD | 7073 | 7 | 5.04 | Residential | No | Behind the Meter | Behind the Meter |  | None | SEA BRIGHT SOLAR, LLC | PSE&G | Eligible for TI Program | 2020-01-23 | 2020-01-28 | 2021-10-30 | SUNPOWER | SPR-X22-360-AC | Inverters | 320 |  | 14 |  |  | 0.96 |  | Outside | BENEATH ARRAY
NJSTRE1545384561 | NJSRRE1543421830 | Transition Incentive Program | Franklin | 8873 | 5 | 7.52 | Residential | No | Behind the Meter | Net-metered residential rooftop and canopy |  | None | Sunpower Capital LLC | PSE&G | Accepted | 2019-11-19 | 2019-11-22 | 2021-10-30 | SunPower | Type E | Inverters | 320 |  | 23 |  |  | 0.99 |  | Outdoor | NA
NJSTRE1545296574 |  | Transition Incentive Program | Little Egg Harbor | 8087 | 18 | 12.8 | Residential | Yes | Behind the Meter | Net-metered residential rooftop and canopy |  | None | All Season Solar | AC Electric | Accepted | 2020-07-14 | 2020-07-20 | 2021-07-20 | Trina | TSMDD06M.05II | Solar Panels |  | 0.32 | 11 | 132 | 29 |  | Fixed | Roof
NJSTRE1545296574 |  | Transition Incentive Program | Little Egg Harbor | 8087 | 18 | 12.8 | Residential | Yes | Behind the Meter | Net-metered residential rooftop and canopy |  | None | All Season Solar | AC Electric | Accepted | 2020-07-14 | 2020-07-20 | 2021-07-20 | Trina | TSMDD06M.05II | Solar Panels |  | 0.32 | 7 | 222 | 36 |  | Fixed | Roof
NJSTRE1545296600 |  | Transition Incentive Program | EMERSON BORO | 7630 | 7 | 5.58 | Residential | Yes | Behind the Meter | Net-metered residential rooftop and canopy |  | None | Sunrun, Inc. | PSE&G | Accepted | 2020-07-15 | 2020-07-20 | 2021-07-20 | LONGi Green Energy Technology Co Ltd | LR6-60HPB-310M | Solar Panels |  | 0.31 | 4 | 104 | 28 |  | Single Axis | Roof
NJSTRE1545296656 |  | Transition Incentive Program | Secaucus | 7094 | 8 | 8.05 | Residential | No | Behind the Meter | Net-metered residential rooftop and canopy |  | None | Pro Custom Solar dba Momentum Solar | PSE&G | Accepted | 2020-07-14 | 2020-07-20 | 2021-07-20 | LG ELECTRONICS | LG 350N1C-V5 | Solar Panels |  | 0.35 | 8 | 219 | 24 |  | Fixed | Roof
NJSTRE1545299313 |  | Transition Incentive Program | Magnolia | 8049 | 14 | 18.87 | Residential | No | Behind the Meter | Net-metered residential rooftop and canopy |  | None | Whitman Construction, LLC | PSE&G | Accepted | 2020-07-15 | 2020-07-20 | 2021-07-20 | Solaria Power | XT-370R-PD | Solar Panels |  | 0.37 | 42 | 175 | 20 |  | Fixed | Roof
NJSTRE1545299318 |  | Transition Incentive Program | Stockton | 8559 | 4 | 5.44 | Residential | Yes | Behind the Meter | Net-metered residential rooftop and canopy |  | JCPL | Vision Solar LLC | JCP&L | Accepted | 2020-07-15 | 2020-07-20 | 2021-07-20 | HANWHA Q-CELLS | Q.PEAK DUO-G6 340 | Solar Panels |  | 0.34 | 2 | 80 | 21 |  | Fixed | Roof
NJSTRE1545299330 |  | Transition Incentive Program | Woodbine | 8270 | 21 | 19.61 | Residential | Yes | Behind the Meter | Net-metered residential rooftop and canopy |  | None | Whitman Construction, LLC | AC Electric | Accepted | 2020-07-17 | 2020-07-20 | 2021-07-20 | Solaria Power | XT-370R-PD | Solar Panels |  | 0.37 | 7 | 187 | 36 |  | Fixed | Roof
NJSTRE1545299341 |  | Transition Incentive Program | chesilhurst | 8089 | 14 | 9.86 | Residential | Yes | Behind the Meter | Net-metered residential rooftop and canopy |  | ACE | Vision Solar LLC | AC Electric | Accepted | 2020-07-15 | 2020-07-20 | 2021-07-20 | HANWHA Q-CELLS | Q.PEAK DUO-G6 340 | Solar Panels |  | 0.34 | 7 | 17 | 20 |  | Fixed | Roof
NJSTRE1545299414 |  | Transition Incentive Program | NORTH BERGEN TWP | 7047 | 8 | 4.27 | Residential | Yes | Behind the Meter | Net-metered residential ground mount |  | None | Sunrun, Inc. | PSE&G | Accepted | 2020-07-15 | 2020-08-07 | 2021-10-30 | LONGi Green Energy Technology Co Ltd | LR6-60HPB-305M | Solar Panels |  | 0.305 | 9 | 211 | 17 |  | Fixed | Pole
NJSTRE1545299423 |  | Transition Incentive Program | Pleasantville | 8232 | 19 | 5.76 | Residential | Yes | Behind the Meter | Net-metered residential rooftop and canopy |  | None | Castle Energy, LLC | AC Electric | Accepted | 2020-07-15 | 2020-07-20 | 2021-07-20 | Hanwha Q-Cells | Q.Peak DUO-G5 320 | Solar Panels |  | 0.32 | 5 | 206 | 15 |  | Fixed | Roof
NJSTRE1545299455 |  | Transition Incentive Program | South Brunswick Township | 8852 | 11 | 9.36 | Residential | No | Behind the Meter | Net-metered residential rooftop and canopy |  | None | SunnyMac LLC | PSE&G | Accepted | 2020-07-15 | 2020-07-20 | 2021-07-20 | REC | REC360AA | Solar Panels |  | 0.36 | 3 | 181 | 33 |  | Fixed | Roof
NJSTRE1545384540 | NJSRRE1544220031 | Transition Incentive Program | UNION TWP UNI | 7083 | 10 | 7.13 | Residential | Yes | Behind the Meter | Behind the Meter |  | None | Sunrun Installation Services, Inc. | PSE&G | Eligible for TI Program | 2020-01-24 | 2020-01-28 | 2021-10-30 | Delta Electronics | M6-TL-US | Inverters | 5760 |  | 1 |  |  | 0.96 |  | Outdoor | Next To Meter
NJSTRE1545384547 | NJSRRE1544164100 | Transition Incentive Program | Mount Laurel | 8054 | 13 | 10.08 | Residential | Yes | Behind the Meter | Net-metered residential rooftop and canopy |  | None | Suntuity Solar LLC | PSE&G | Accepted | 2020-01-14 | 2020-01-17 | 2021-10-30 | Enphase Energy | IQ7-60-2-US | Inverters | 240 |  | 32 |  |  | 0.97 |  | Outdoor | Behind the PV Modules
NJSTRE1545384580 | NJSRRE1544546899 | Transition Incentive Program | DELRAN | 8075 | 13 | 11.84 | Residential | Yes | Behind the Meter | Net-metered residential rooftop and canopy |  | None | Vivint Solar Developer, LLC | PSE&G | Final As-Built Received | 2020-02-28 | 2020-03-03 | 2021-10-30 | SOLAREDGE | SE10000H-US | Inverters | 10000 |  | 1 |  |  | 0.992 |  | Outdoor | Near the Utility Meter
NJSTRE1545384583 | NJSRRE1543474282 | Transition Incentive Program | Irvington | 7111 | 9 | 4.14 | Residential | Yes | Behind the Meter | Behind the Meter |  | None | Pro Custom Solar dba Momentum Solar | PSE&G | Eligible for TI Program | 2019-12-03 | 2019-12-05 | 2021-10-30 | Enphase Energy | IQ7PLUS-72-2-US | Inverters | 295 |  | 12 |  |  | 0.97 |  | Outdoor | Roof
NJSTRE1545384591 | NJSRRE1544333185 | Transition Incentive Program | TURNERSVILLE | 8012 | 14 | 8.78 | Residential | No | Behind the Meter | Behind the Meter |  | None | Sunny Corp | AC Electric | Eligible for TI Program | 2020-01-30 | 2020-02-03 | 2021-10-30 | SOLAREDGE | SE7600H-US | Inverters | 7600 |  | 1 |  |  | 0.992 |  | Outdoor | SIDEHOME
NJSTRE1545384599 | NJSRRE1544419955 | Transition Incentive Program | WEST ORANGE | 7052 | 9 | 8.99 | Residential | No | Behind the Meter | Behind the Meter |  | None | Infinity Solar Systems | PSE&G | Eligible for TI Program | 2020-02-07 | 2020-02-12 | 2021-10-30 | ENPHASE | IQ7-60-X-US | Inverters | 240 |  | 29 |  |  | 0.97 |  | Outside | MICROINVERTERS
NJSTRE1545384610 | NJSRRE1544536630 | Transition Incentive Program | HACKETTSTOWN | 7840 | 2 | 2.56 | Residential | Yes | Behind the Meter | Net-metered residential rooftop and canopy |  | None | Vivint Solar Developer, LLC | JCP&L | Accepted | 2020-02-26 | 2020-02-27 | 2021-10-30 | SOLAREDGE | SE3800H-US | Inverters | 3800 |  | 1 |  |  | 0.992 |  | Outdoor | Near the Utility Meter
NJSTRE1545384622 | NJSRRE1544175219 | Transition Incentive Program | Ewing | 8628 | 12 | 10.08 | Residential | No | Behind the Meter | Net-metered residential rooftop and canopy |  | None | MOORE ENERGY LLC | PSE&G | Accepted |  | 2020-02-24 | 2021-10-30 | Enphase | IQ7 | Inverters | 240 |  | 31 |  |  | 0.976 |  | Outdoor | Roof
NJSTRE1545384627 | NJSRRE1544472610 | Transition Incentive Program | Toms River | 8755 | 18 | 5.7 | Residential | No | Behind the Meter | Behind the Meter |  | None | Power Home Remodeling Group | JCP&L | Eligible for TI Program | 2020-02-19 | 2020-02-21 | 2021-10-30 | Solar Edge | SE3800H-US | Inverters | 3800 |  | 1 |  |  | 0.99 |  | Outdoor | Near Meter
NJSTRE1545384645 | NJSRRE1544220941 | Transition Incentive Program | Pennsauken | 8110 | 14 | 10.08 | Residential | Yes | Behind the Meter | Net-metered residential rooftop and canopy |  | None | Vivint Solar Developer, LLC | PSE&G | Accepted | 2020-01-24 | 2020-02-03 | 2021-10-30 | SOLAREDGE | SE7600H-US | Inverters | 7600 |  | 1 |  |  | 0.992 |  | Outdoor | Near the Utility Meter
NJSTRE1545384648 | NJSRRE1543552351 | Transition Incentive Program | Villas | 8251 | 21 | 7.04 | Residential | No | Behind the Meter | Behind the Meter |  | None | Green Power Energy | AC Electric | Eligible for TI Program | 2019-12-16 | 2019-12-19 | 2021-10-30 | SolarEdge | SE6000H-US | Inverters | 6000 |  | 1 |  |  | 0.97 |  | Outside | Next to meter
NJSTRE1545384657 | NJSRRE1543570801 | Transition Incentive Program | Southampton | 8088 | 13 | 6.93 | Residential | Yes | Behind the Meter | Behind the Meter |  | None | Pro Custom Solar dba Momentum Solar | JCP&L | Eligible for TI Program | 2019-12-19 | 2019-12-23 | 2021-10-30 | Enphase Energy | IQ6-60-2-US | Inverters | 240 |  | 22 |  |  | 0.97 |  | Outdoor | Roof
NJSTRE1545384658 | NJSRRE1544175240 | Transition Incentive Program | Mays Landing | 8330 | 19 | 8.05 | Residential | Yes | Behind the Meter | Behind the Meter |  | None | Pro Custom Solar dba Momentum Solar | AC Electric | Eligible for TI Program | 2020-01-16 | 2020-01-21 | 2021-10-30 | ENPHASE ENERGY | IQ7PLUS-72-2-US | Inverters | 295 |  | 23 |  |  | 0.97 |  | Outdoor | ROOF
NJSTRE1545384663 | NJSRRE1544512351 | Transition Incentive Program | RINGWOOD | 7456 | 6 | 7.56 | Residential | No | Behind the Meter | Net-metered residential rooftop and canopy |  | None | Tesla Energy Operations Inc. | Orange Rockland Electric | Accepted | 2020-02-20 | 2020-02-24 | 2021-10-30 | SolarEdge Technologies | SE7600H-US | Inverters | 7600 |  | 1 |  |  | 0.99 |  | Indoor | Indoor
NJSTRE1545384449 | NJSRRE1544316967 | Transition Incentive Program | Shrewsbury | 7702 | 17 | 11.73 | Residential | No | Behind the Meter | Behind the Meter |  | None | Sunrun Installation Services, Inc. | JCP&L | Eligible for TI Program | 2020-01-28 | 2020-01-30 | 2021-10-30 | Enphase Energy | IQ7PLUS-72-x-US (240V) | Inverters | 290 |  | 34 |  |  | 0.96 |  | Outdoor | Rooftop
NJSTRE1545384465 | NJSRRE1543467137 | Transition Incentive Program | Tabernacle | 8088 | 13 | 16.24 | Residential | Yes | Behind the Meter | Behind the Meter |  | None | Sunrun Installation Services, Inc. | AC Electric | Eligible for TI Program | 2019-12-02 | 2019-12-05 | 2021-10-30 | Delta Electronics | M6-TL-US | Inverters | 5760 |  | 1 |  |  | 0.96 |  | Outdoor | Next To Meter
NJSTRE1545384474 | NJSRRE1543502323 | Transition Incentive Program | Teaneck | 7666 | 7 | 6.93 | Residential | Yes | Behind the Meter | Behind the Meter |  | None | Pro Custom Solar dba Momentum Solar | PSE&G | Eligible for TI Program | 2019-12-09 | 2019-12-12 | 2021-10-30 | Enphase Energy | IQ6-60-2-US | Inverters | 240 |  | 22 |  |  | 0.97 |  | Outdoor | Roof
NJSTRE1545384497 | NJSRRE1543446036 | Transition Incentive Program | Somerset | 8873 | 5 | 5.04 | Residential | Yes | Behind the Meter | Net-metered residential rooftop and canopy |  | None | Suntuity Solar LLC | PSE&G | Accepted | 2019-11-26 | 2019-12-02 | 2021-10-30 | Enphase Energy | IQ7-60-2-US | Inverters | 240 |  | 16 |  |  | 0.97 |  | Outdoor | Behind the PV Modules
NJSTRE1545384521 | NJSRRE1544190657 | Transition Incentive Program | Elizabeth | 7201 | 10 | 6.62 | Residential | Yes | Behind the Meter | Behind the Meter |  | None | Trinity Solar | PSE&G | Eligible for TI Program | 2020-01-17 | 2020-01-22 | 2021-10-30 | Solar Edge | SE5000 | Inverters | 5000 |  | 1 |  |  | 0.97 |  | Outside | side of home
NJSTRE1545384524 | NJSRRE1543535773 | Transition Incentive Program | Irvington | 7111 | 9 | 6.93 | Residential | No | Behind the Meter | Net-metered residential rooftop and canopy |  | None | Suntuity Solar LLC | PSE&G | Accepted | 2019-12-13 | 2019-12-18 | 2021-10-30 | Enphase Energy | IQ7-60-2-US | Inverters | 240 |  | 22 |  |  | 0.97 |  | Outdoor | Behind the PV Modules
NJSTRE1545384532 | NJSRRE1544519717 | Transition Incentive Program | Manahawkin | 8050 | 18 | 13.41 | Residential | Yes | Behind the Meter | Net-metered residential rooftop and canopy |  | None | Seabright Solar | AC Electric | Final As-Built Received |  | 2020-02-25 | 2021-10-30 | Sunpower | SPR-E20-327 | Inverters | 0.32 |  | 41 |  |  | 0.99 |  | Outside | Roof
NJSTRE1545384582 | NJSRRE1543848077 | Transition Incentive Program | Belford | 7718 | 17 | 11.03 | Residential | Yes | Behind the Meter | Net-metered residential rooftop and canopy |  | None | Vivint Solar Developer, LLC | JCP&L | Accepted | 2019-12-31 | 2020-01-06 | 2021-10-30 | SOLAREDGE | SE7600H-US | Inverters | 7600 |  | 1 |  |  | 0.992 |  | Outdoor | Near the Utility Meter
NJSTRE1545384596 | NJSRRE1543555767 | Transition Incentive Program | Hillside | 7205 | 10 | 10.71 | Residential | Yes | Behind the Meter | Behind the Meter |  | None | Pro Custom Solar dba Momentum Solar | PSE&G | Eligible for TI Program | 2019-12-17 | 2019-12-20 | 2021-10-30 | Enphase Energy | IQ6-60-2-US | Inverters | 230 |  | 34 |  |  | 0.97 |  | Outdoor | Roof
NJSTRE1545384603 | NJSRRE1544172175 | Transition Incentive Program | Fair Lawn | 7410 | 7 | 2.76 | Residential | Yes | Behind the Meter | Behind the Meter |  | None | Sunrun Installation Services, Inc. | PSE&G | Eligible for TI Program | 2020-01-15 | 2020-01-20 | 2021-10-30 | Enphase Energy | IQ7PLUS-72-x-US (240V) | Inverters | 290 |  | 8 |  |  | 0.96 |  | Outdoor | Rooftop
NJSTRE1545384604 | NJSRRE1544311085 | Transition Incentive Program | TRENTON | 8611 | 12 | 3.78 | Residential | Yes | Behind the Meter | Net-metered residential rooftop and canopy |  | None | Vivint Solar Developer, LLC | PSE&G | Accepted | 2020-01-28 | 2020-01-30 | 2021-10-30 | SolarEdge | SE3800H-US | Inverters | 3800 |  | 1 |  |  | 0.992 |  | Outdoor | Near the utility meter
NJSTRE1545384617 | NJSRRE1543451817 | Transition Incentive Program | CLIFFWOOD | 7721 | 17 | 10.71 | Residential | Yes | Behind the Meter | Net-metered residential rooftop and canopy |  | None | Vivint Solar Developer, LLC | JCP&L | Accepted | 2019-11-27 | 2019-12-03 | 2021-10-30 | Solar Edge | SE7600H-US | Inverters | 7600 |  | 1 |  |  | 0.992 |  | Outdoor | Near the Utility Meter
NJSTRE1545383283 | NJSRRE1543418151 | Transition Incentive Program | Ventnor City | 8406 | 19 | 3.77 | Residential | Yes | Behind the Meter | Behind the Meter |  | None | Sunrun Installation Services, Inc. | AC Electric | Eligible for TI Program | 2019-11-18 | 2019-11-21 | 2021-10-30 | Delta Electronics | M4-TL-US | Inverters | 3840 |  | 1 |  |  | 0.96 |  | Outdoor | Next To Meter
NJSTRE1545255317 |  | Transition Incentive Program | Farmingdale | 7727 | 17 | 16.66 | Residential | No | Behind the Meter | Net-metered residential rooftop and canopy |  | None | Trinity Solar | JCP&L | Accepted | 2020-07-06 | 2020-07-09 | 2021-07-09 | HANWHA | Q.PEAK DUO BLK-G6 340 | Solar Panels |  | 0.34 | 5 | 175 | 40 |  | Fixed | Roof
NJSTRE1545255361 |  | Transition Incentive Program | williamstown | 8094 | 15 | 9.05 | Residential | Yes | Behind the Meter | Net-metered residential rooftop and canopy |  | ACE | Vision Solar LLC | AC Electric | Accepted | 2020-07-06 | 2020-07-09 | 2021-07-09 | LG SOLAR | LG335N1K-V5 | Solar Panels |  | 0.335 | 18 | 189 | 20 |  | Fixed | Roof
NJSTRE1545255408 |  | Transition Incentive Program | Willingboro | 8046 | 13 | 7.37 | Residential | Yes | Behind the Meter | Net-metered residential rooftop and canopy |  | None | Pro Custom Solar dba Momentum Solar | PSE&G | Accepted | 2020-07-06 | 2020-07-10 | 2021-07-10 | HANWHA | Q.PEAK DUO BLK G6+ 335 | Solar Panels |  | 0.335 | 12 | 197 | 42 |  | Fixed | Roof
NJSTRE1545255386 |  | Transition Incentive Program | pittsgrove | 8318 | 16 | 5.03 | Residential | Yes | Behind the Meter | Net-metered residential rooftop and canopy |  | ACE | Vision Solar LLC | AC Electric | Final As-Built Received | 2020-07-06 | 2020-07-10 | 2021-10-30 | LG SOLAR | LG335N1K-V5 | Solar Panels |  | 0.335 | 6 | 82 | 27 |  | Fixed | Roof
NJSTRE1545255439 |  | Transition Incentive Program | Egg Harbor Township | 8234 | 19 | 9.45 | Residential | Yes | Behind the Meter | Net-metered residential rooftop and canopy |  | None | Pro Custom Solar dba Momentum Solar | AC Electric | Accepted | 2020-07-06 | 2020-07-10 | 2021-07-10 | LG ELECTRONICS | LG 350N1C-V5 | Solar Panels |  | 0.35 | 12 | 21 | 24 |  | Fixed | Roof
NJSTRE1545255455 |  | Transition Incentive Program | Sayreville | 8872 | 11 | 8.5 | Residential | No | Behind the Meter | Net-metered residential rooftop and canopy |  | None | Trinity Solar | JCP&L | Final As-Built Received | 2020-07-06 | 2020-07-10 | 2021-10-30 | HANWHA | Q.PEAK DUO BLK-G6 340 | Solar Panels |  | 0.34 | 17 | 261 | 41 |  | Fixed | Roof
NJSTRE1545255470 |  | Transition Incentive Program | eatontown | 7724 | 17 | 9.72 | Residential | Yes | Behind the Meter | Net-metered residential rooftop and canopy |  | JCPL | Vision Solar LLC | JCP&L | Accepted | 2020-07-06 | 2020-07-10 | 2021-07-10 | LG SOLAR | LG335N1K-V5 | Solar Panels |  | 0.335 | 10 | 329 | 20 |  | Fixed | Roof
NJSTRE1545255477 |  | Transition Incentive Program | Woodbury | 8096 | 15 | 13.07 | Residential | Yes | Behind the Meter | Net-metered residential rooftop and canopy |  | None | Pro Custom Solar dba Momentum Solar | PSE&G | Accepted | 2020-07-06 | 2020-07-10 | 2021-07-10 | HANWHA | Q.PEAK DUO BLK G6+ 335 | Solar Panels |  | 0.335 | 18 | 8 | 22 |  | Fixed | Roof
NJSTRE1545255516 |  | Transition Incentive Program | Camden | 8103 | 14 | 7.67 | Residential | Yes | Behind the Meter | Net-metered residential rooftop and canopy |  | None | Castle Energy, LLC | PSE&G | Accepted | 2020-07-06 | 2020-07-10 | 2021-07-10 | REC Solar | REC365AA | Solar Panels |  | 0.365 | 17 | 0 | 0 |  | Fixed | Roof
NJSTRE1545255598 |  | Transition Incentive Program | Perth Amboy | 8861 | 11 | 6.37 | Residential | Yes | Behind the Meter | Net-metered residential rooftop and canopy |  | None | Pro Custom Solar dba Momentum Solar | PSE&G | Accepted | 2020-07-06 | 2020-07-10 | 2021-07-10 | HANWHA | Q.PEAK DUO BLK G6+ 335 | Solar Panels |  | 0.335 | 7 | 285 | 23 |  | Fixed | Roof
NJSTRE1545260545 |  | Transition Incentive Program | FRANKLINVILLE | 8322 | 15 | 10.4 | Residential | Yes | Behind the Meter | Net-metered residential rooftop and canopy |  | None | Suntuity Solar LLC | AC Electric | Final As-Built Received | 2020-07-07 | 2020-07-13 | 2021-10-30 | Silfab | Solar SIL-315NL | Solar Panels |  | 0.315 | 21 | 180 | 27 |  | Fixed | Roof
NJSTRE1545260700 |  | Transition Incentive Program | deptford twp | 8096 | 15 | 7.36 | Residential | No | Behind the Meter | Net-metered residential rooftop and canopy |  | None | Orbit Energy & Power, LLC | AC Electric | Final As-Built Received | 2020-07-07 | 2020-07-13 | 2021-10-30 | hanwha qcells | qpeak 320w | Solar Panels |  | 0.32 | 14 | 144 | 19 |  | Fixed | Roof
NJSTRE1545384606 | NJSRRE1544501683 | Transition Incentive Program | PENNSAUKEN | 8109 | 14 | 11.52 | Residential | Yes | Behind the Meter | Net-metered residential rooftop and canopy |  | None | Vivint Solar Developer, LLC | PSE&G | Accepted | 2020-02-20 | 2020-02-24 | 2021-10-30 | SolarEdge | SE7600H-US | Inverters | 7600 |  | 1 |  |  | 0.992 |  | Outdoor | Near the utility meter
NJSTRE1545384614 | NJSRRE1543451698 | Transition Incentive Program | Atlantic Highlands | 7716 | 17 | 5.04 | Residential | Yes | Behind the Meter | Net-metered residential rooftop and canopy |  | None | Vivint Solar Developer, LLC | JCP&L | Accepted | 2019-11-27 | 2019-12-03 | 2021-10-30 | Solar Edge | SE3800H-US | Inverters | 3800 |  | 1 |  |  | 0.992 |  | Outdoor | Near the utility meter
NJSTRE1545384620 | NJSRRE1544546609 | Transition Incentive Program | Chester | 7930 | 3 | 8.5 | Residential | Yes | Behind the Meter | Net-metered residential rooftop and canopy |  | None | Trinity Solar | JCP&L | Accepted | 2020-02-27 | 2020-03-02 | 2021-10-30 | Solar Edge | SE7600 | Inverters | 7600 |  | 1 |  |  | 0.97 |  | Outside | side of home
NJSTRE1545384629 | NJSRRE1544199390 | Transition Incentive Program | Sewell | 8080 | 15 | 6.93 | Residential | Yes | Behind the Meter | Net-metered residential rooftop and canopy |  | None | Vision Solar LLC | AC Electric | Accepted | 2020-01-20 | 2020-01-23 | 2021-10-30 | enphase | iq7-60-2-us | Inverters | 0.25 |  | 22 |  |  | 0.96 |  | Other | behind panels
NJSTRE1545384640 | NJSRRE1543566773 | Transition Incentive Program | Fairview | 7022 | 7 | 12.75 | Residential | Yes | Behind the Meter | Behind the Meter |  | None | Seabright Solar | PSE&G | Eligible for TI Program | 2019-12-18 | 2019-12-23 | 2021-10-30 | Sunpower | SPR-E20-327 | Inverters | 0.32 |  | 39 |  |  | 0.99 |  | Outside | Roof
NJSTRE1545384642 | NJSRRE1543425762 | Transition Incentive Program | Irvington | 7111 | 9 | 10.7 | Residential | Yes | Behind the Meter | Behind the Meter |  | None | Pro Custom Solar dba Momentum Solar | PSE&G | Eligible for TI Program | 2019-11-20 | 2019-11-25 | 2021-10-30 | Enphase Energy | IQ7PLUS-72-2-US | Inverters | 295 |  | 31 |  |  | 0.97 |  | Outdoor | Roof
NJSTRE1545384646 | NJSRRE1544550258 | Transition Incentive Program | JAMESBURG | 8831 | 11 | 5.76 | Residential | Yes | Behind the Meter | Net-metered residential rooftop and canopy |  | None | Vivint Solar Developer, LLC | JCP&L | Accepted | 2020-02-29 | 2020-03-04 | 2021-10-30 | SolarEdge | SE3800H-US | Inverters | 3800 |  | 1 |  |  | 0.992 |  | Outdoor | Near the utility meter
NJSTRE1545384650 | NJSRRE1544524620 | Transition Incentive Program | Totowa | 7512 | 6 | 9.61 | Residential | Yes | Behind the Meter | Behind the Meter |  | None | Sunrun Installation Services, Inc. | PSE&G | Eligible for TI Program | 2020-02-24 | 2020-02-27 | 2021-10-30 | Enphase Energy | IQ7-60-x-US (240V) | Inverters | 240 |  | 31 |  |  | 0.96 |  | Outdoor | Rooftop
NJSTRE1545384652 | NJSRRE1544472550 | Transition Incentive Program | Willingboro | 8046 | 13 | 6.62 | Residential | Yes | Behind the Meter | Net-metered residential rooftop and canopy |  | None | Suntuity Solar LLC | PSE&G | Accepted | 2020-02-19 | 2020-02-21 | 2021-10-30 | Enphase Energy | IQ7-60-2-US | Inverters | 240 |  | 21 |  |  | 0.97 |  | Outdoor | Behind the PV Modules
NJSTRE1545384664 | NJSRRE1544320880 | Transition Incentive Program | Maple Shade | 8052 | 13 | 6.3 | Residential | Yes | Behind the Meter | Behind the Meter |  | None | Pro Custom Solar dba Momentum Solar | PSE&G | Eligible for TI Program | 2020-01-29 | 2020-01-31 | 2021-10-30 | enphase energy | IQ7PLUS-72-2-US | Inverters | 295 |  | 18 |  |  | 0.97 |  | Outdoor | roof
NJSTRE1545384671 | NJSRRE1544358288 | Transition Incentive Program | Perth Amboy | 8861 | 11 | 5.89 | Residential | Yes | Behind the Meter | Behind the Meter |  | None | Sunrun Installation Services, Inc. | PSE&G | Eligible for TI Program | 2020-02-05 | 2020-02-07 | 2021-10-30 | Delta Electronics | M5-TL-US | Inverters | 4800 |  | 1 |  |  | 0.96 |  | Outdoor | Next To Meter
NJSTRE1545384254 |  | Transition Incentive Program | Scotch Plains TWP | 7076 | 10 | 14.33 | Residential | No | Behind the Meter | Net-metered residential rooftop and canopy |  | None | Tesla Energy Operations Inc. | PSE&G | Accepted | 2020-07-31 | 2020-08-07 | 2021-10-30 | Delta | M4-TL-US [240V] | Inverters | 3840 |  | 1 |  |  | 0.975 |  | Outdoor | Outdoor
NJSTRE1545384566 | NJSRRE1544512184 | Transition Incentive Program | Matawan | 7747 | 17 | 6.2 | Residential | Yes | Behind the Meter | Behind the Meter |  | None | Sunrun Installation Services, Inc. | JCP&L | Eligible for TI Program | 2020-02-20 | 2020-02-24 | 2021-10-30 | Delta Electronics | M5-TL-US | Inverters | 5000 |  | 1 |  |  | 0.96 |  | Outdoor | Next To Meter
NJSTRE1545384571 | NJSRRE1544522708 | Transition Incentive Program | HILLSIDE | 7205 | 10 | 5.76 | Residential | Yes | Behind the Meter | Net-metered residential rooftop and canopy |  | None | Vivint Solar Developer, LLC | PSE&G | Accepted | 2020-02-24 | 2020-02-25 | 2021-10-30 | SolarEdge | SE3800H-US | Inverters | 3800 |  | 1 |  |  | 0.992 |  | Outdoor | Near the utility meter
NJSTRE1545384577 | NJSRRE1544465736 | Transition Incentive Program | LIVINGSTON | 7039 | 9 | 13.86 | Residential | Yes | Behind the Meter | Net-metered residential rooftop and canopy |  | None | Vivint Solar Developer, LLC | PSE&G | Accepted | 2020-02-17 | 2020-02-19 | 2021-10-30 | SolarEdge | SE10000H-US | Inverters | 10000 |  | 1 |  |  | 0.992 |  | Outdoor | Near the utility meter
NJSTRE1545384608 | NJSRRE1543463419 | Transition Incentive Program | Bridgewater Township | 8807 | 5 | 6.9 | Residential | No | Behind the Meter | Behind the Meter |  | None | Sunrun Installation Services, Inc. | PSE&G | Eligible for TI Program | 2019-12-02 | 2019-12-04 | 2021-10-30 | SolarEdge Technologies | SE7600A-USS2RGM | Inverters | 7600 |  | 1 |  |  | 0.96 |  | Outdoor | Next To Meter
NJSTRE1545384625 | NJSRRE1544220917 | Transition Incentive Program | Ewing | 8628 | 12 | 12.95 | Residential | No | Behind the Meter | Behind the Meter |  | None | raynor electric | PSE&G | Eligible for TI Program | 2020-01-24 | 2020-01-28 | 2021-10-30 | solaredge | SE11400-HD | Inverters | 11400 |  | 1 |  |  | 0.99 |  | Outdoor | next to utlity meter
NJSTRE1545384632 | NJSRRE1544333345 | Transition Incentive Program | NORTH BRUNSWICK | 8902 | 11 | 11.97 | Residential | Yes | Behind the Meter | Net-metered residential rooftop and canopy |  | None | Vivint Solar Developer, LLC | PSE&G | Accepted | 2020-01-30 | 2020-02-03 | 2021-10-30 | SOLAREDGE | SE10000H-US | Inverters | 10000 |  | 1 |  |  | 0.992 |  | Outdoor | Near the Utility Meter
NJSTRE1545384633 | NJSRRE1543478165 | Transition Incentive Program | PEQUANNOCK | 7440 | 3 | 2.84 | Residential | Yes | Behind the Meter | Net-metered residential rooftop and canopy |  | None | Vivint Solar Developer, LLC | JCP&L | Final As-Built Received | 2019-12-05 | 2019-12-06 | 2021-10-30 | SOLAREDGE | SE3800H-US | Inverters | 3800 |  | 1 |  |  | 0.992 |  | Outdoor | Near the Utility Meter
NJSTRE1545384656 | NJSRRE1544113854 | Transition Incentive Program | Toms River | 8753 | 18 | 9.77 | Residential | No | Behind the Meter | Net-metered residential rooftop and canopy |  | None | Vivint Solar Developer, LLC | JCP&L | Final As-Built Received | 2020-01-07 | 2020-01-09 | 2021-10-30 | Solar Edge | SE7600H-US | Inverters | 7600 |  | 1 |  |  | 0.992 |  | Outdoor | Near the utility meter
NJSTRE1545384666 | NJSRRE1543547805 | Transition Incentive Program | Lyndhurst | 7071 | 7 | 6.3 | Residential | Yes | Behind the Meter | Behind the Meter |  | None | Pro Custom Solar dba Momentum Solar | PSE&G | Eligible for TI Program | 2019-12-13 | 2019-12-18 | 2021-10-30 | Enphase Energy | IQ6-60-2-US | Inverters | 230 |  | 20 |  |  | 0.97 |  | Outdoor | Roof
NJSTRE1545384686 | NJSRRE1543500262 | Transition Incentive Program | Paulsboro | 8066 | 15 | 13.55 | Residential | Yes | Behind the Meter | Net-metered residential rooftop and canopy |  | None | Vivint Solar Developer, LLC | AC Electric | Accepted | 2019-12-07 | 2019-12-10 | 2021-10-30 | SOLAREDGE | SE10000H-US | Inverters | 10000 |  | 1 |  |  | 0.992 |  | Outdoor | Near the Utility Meter
NJSTRE1545384690 | NJSRRE1544358215 | Transition Incentive Program | Piscataway | 8854 | 11 | 9.3 | Residential | No | Behind the Meter | Behind the Meter |  | None | Sunrun Installation Services, Inc. | PSE&G | Eligible for TI Program | 2020-02-05 | 2020-02-07 | 2021-10-30 | Enphase Energy | IQ7-60-x-US (240V) | Inverters | 240 |  | 30 |  |  | 0.96 |  | Outdoor | Rooftop
NJSTRE1545384695 | NJSRRE1543474734 | Transition Incentive Program | Totowa Boro | 7512 | 6 | 11.34 | Residential | Yes | Behind the Meter | Behind the Meter |  | None | Tesla Energy Operations Inc | PSE&G | Eligible for TI Program | 2019-12-03 | 2019-12-06 | 2021-10-30 | SolarEdge | SE11400H-US000SNC2 | Inverters | 11400 |  | 1 |  |  | 0.99 |  | Indoor | Indoor
NJSTRE1545384584 | NJSRRE1544113864 | Transition Incentive Program | South Amboy | 8879 | 11 | 8.25 | Residential | No | Behind the Meter | Behind the Meter |  | None | Sunrun Installation Services, Inc. | JCP&L | Eligible for TI Program | 2020-01-07 | 2020-01-09 | 2021-10-30 | Delta Electronics | M8-TL-US | Inverters | 7680 |  | 1 |  |  | 0.96 |  | Outdoor | Next To Meter
NJSTRE1545384590 | NJSRRE1543425562 | Transition Incentive Program | BRIGANTINE | 8203 | 19 | 2.84 | Residential | Yes | Behind the Meter | Net-metered residential rooftop and canopy |  | None | Vivint Solar Developer, LLC | AC Electric | Accepted | 2019-11-20 | 2019-11-25 | 2021-10-30 | SOLAREDGE | SE3800H-US | Inverters | 3800 |  | 1 |  |  | 0.992 |  | Outdoor | Near the Utility Meter
NJSTRE1545384595 | NJSRRE1544544397 | Transition Incentive Program | Perth Amboy City | 8861 | 11 | 4.14 | Residential | No | Behind the Meter | Behind the Meter |  | None | Sunrun Installation Services, Inc. | PSE&G | Eligible for TI Program | 2020-02-26 | 2020-03-02 | 2021-10-30 | Enphase Energy | IQ7PLUS-72-x-US | Inverters | 7000 |  | 12 |  |  | 0.96 |  | Outdoor | Next to meter
NJSTRE1545384616 | NJSRRE1543452898 | Transition Incentive Program | BROWNS MILLS | 8015 | 13 | 6.3 | Residential | Yes | Behind the Meter | Net-metered residential rooftop and canopy |  | None | Vivint Solar Developer, LLC | JCP&L | Accepted | 2019-11-29 | 2019-12-03 | 2021-10-30 | SOLAREDGE | SE7600H-US | Inverters | 7600 |  | 1 |  |  | 0.992 |  | Outdoor | Near the Utility Meter
NJSTRE1545384630 | NJSRRE1543571195 | Transition Incentive Program | Linden City | 7036 | 10 | 6.27 | Residential | Yes | Behind the Meter | Behind the Meter |  | None | Sunrun Installation Services, Inc. | PSE&G | Eligible for TI Program | 2019-12-19 | 2019-12-26 | 2021-10-30 | Enphase Energy | IQ7-60-x-US (240V) | Inverters | 240 |  | 19 |  |  | 0.96 |  | Outdoor | Rooftop
NJSTRE1545384649 | NJSRRE1543426689 | Transition Incentive Program | Willingboro | 8046 | 13 | 10.15 | Residential | Yes | Behind the Meter | Behind the Meter |  | None | Complete Solar | PSE&G | Eligible for TI Program | 2019-12-09 | 2019-12-09 | 2021-10-30 | ENPHASE | M215 | Inverters | 215 |  | 1 |  |  | 0.6 |  | Other | BY MSP
NJSTRE1545384254 |  | Transition Incentive Program | Scotch Plains TWP | 7076 | 10 | 14.33 | Residential | No | Behind the Meter | Net-metered residential rooftop and canopy |  | None | Tesla Energy Operations Inc. | PSE&G | Accepted | 2020-07-31 | 2020-08-07 | 2021-10-30 | Delta | M8-TL-US [240V] | Inverters | 7680 |  | 1 |  |  | 0.975 |  | Outdoor | Outdoor
NJSTRE1545384679 | NJSRRE1544157747 | Transition Incentive Program | Glenwood | 7418 | 1 | 16.96 | Residential | Yes | Behind the Meter | Behind the Meter |  | None | Sunrun Installation Services, Inc. | JCP&L | Eligible for TI Program | 2020-01-10 | 2020-02-19 | 2021-10-30 | SolarEdge Technologies | SE7600H-USRGM | Inverters | 7600 |  | 1 |  |  | 0.96 |  | Outdoor | Next To Meter
NJSTRE1545384692 | NJSRRE1543502216 | Transition Incentive Program | Jamesburg | 8831 | 11 | 6.93 | Residential | No | Behind the Meter | Behind the Meter |  | None | Sunrun Installation Services, Inc. | JCP&L | Eligible for TI Program | 2019-12-09 | 2019-12-12 | 2021-10-30 | Delta Electronics | M6-TL-US | Inverters | 5760 |  | 1 |  |  | 0.96 |  | Outdoor | Next To Meter
NJSTRE1545384702 | NJSRRE1543422220 | Transition Incentive Program | Passaic City | 7055 | 6 | 8.7 | Residential | Yes | Behind the Meter | Behind the Meter |  | None | Sunrun Installation Services, Inc. | PSE&G | Eligible for TI Program | 2019-11-19 | 2019-11-22 | 2021-10-30 | Delta Electronics | M4-TL-US | Inverters | 3840 |  | 2 |  |  | 0.96 |  | Outdoor | Next To Meter
NJSTRE1545384708 | NJSRRE1544546691 | Transition Incentive Program | Paterson | 7501 | 6 | 3.66 | Residential | Yes | Behind the Meter | Behind the Meter |  | None | Sunrun Installation Services, Inc. | PSE&G | Eligible for TI Program | 2020-02-27 | 2020-03-03 | 2021-10-30 | Delta Electronics | M4-TL-US | Inverters | 4000 |  | 1 |  |  | 0.96 |  | Outdoor | Next To Meter
NJSTRE1545384713 | NJSRRE1544501704 | Transition Incentive Program | Teaneck | 7666 | 7 | 4.73 | Residential | Yes | Behind the Meter | Net-metered residential rooftop and canopy |  | None | Vision Solar LLC | PSE&G | Accepted | 2020-02-19 | 2020-02-25 | 2021-10-30 | enphase | iq7-60-2-us | Inverters | 0.25 |  | 15 |  |  | 0.96 |  | Other | behind panels
NJSTRE1545384669 | NJSRRE1544326290 | Transition Incentive Program | Pleasantville | 8232 | 19 | 14.4 | Residential | Yes | Behind the Meter | Net-metered residential rooftop and canopy |  | None | Castle Energy, LLC | AC Electric | Accepted | 2020-01-29 | 2020-02-03 | 2021-10-30 | SunPower | SPR-X22-360-E-AC | Inverters | 320 |  | 40 |  |  | 0.975 |  | Outdoor | on the rooftop under each solar panel
NJSTRE1545384687 | NJSRRE1543482526 | Transition Incentive Program | Jersey City | 7306 | 8 | 2.44 | Residential | No | Behind the Meter | Net-metered residential rooftop and canopy |  | None | Amergy Solar | PSE&G | Accepted | 2019-12-05 | 2019-12-10 | 2021-10-30 | Enphase | IQ7Plus-72-x-US | Inverters | 290 |  | 8 |  |  | 0.97 |  | Outdoor | Next to utility meter
NJSTRE1545384691 | NJSRRE1544342633 | Transition Incentive Program | Glassboro | 8028 | 15 | 5.53 | Residential | No | Behind the Meter | Behind the Meter |  | None | Sunny Corp | AC Electric | Eligible for TI Program | 2020-01-31 | 2020-02-05 | 2021-10-30 | ENPHASE | IQ7X-96-2 | Inverters | 1.31 |  | 17 |  |  | 0.1 |  | Outdoor | ON ROOF
NJSTRE1545384697 | NJSRRE1543547096 | Transition Incentive Program | Irvington | 7111 | 9 | 5.67 | Residential | Yes | Behind the Meter | Net-metered residential rooftop and canopy |  | None | Trinity Solar | PSE&G | Accepted | 2019-12-13 | 2019-12-17 | 2021-10-30 | Solar Edge | SE5000 | Inverters | 5000 |  | 1 |  |  | 0.97 |  | Outside | Side of home
NJSTRE1545384701 | NJSRRE1544199172 | Transition Incentive Program | Haledon | 7508 | 6 | 7.7 | Residential | No | Behind the Meter | Behind the Meter |  | None | Pro Custom Solar dba Momentum Solar | PSE&G | Eligible for TI Program | 2020-01-20 | 2020-01-23 | 2021-10-30 | ENPHASE ENERGY | IQ7PLUS-72-2-US | Inverters | 295 |  | 22 |  |  | 0.97 |  | Outdoor | ROOF
NJSTRE1545384703 | NJSRRE1544545567 | Transition Incentive Program | Saddle Brook | 7663 | 7 | 7.56 | Residential | Yes | Behind the Meter | Net-metered residential rooftop and canopy |  | None | Trinity Solar | PSE&G | Accepted |  | 2020-03-02 | 2021-10-30 | Solar Edge | SE6000 | Inverters | 6000 |  | 1 |  |  | 0.97 |  | Outside | side of home
NJSTRE1545384707 | NJSRRE1543586587 | Transition Incentive Program | clementon | 8021 | 14 | 120.12 | Commercial | Yes | Behind the Meter | Behind the Meter |  | None | Hytek Energy | AC Electric | Eligible for TI Program | 2019-12-30 | 2019-12-30 | 2021-10-30 | solaredge | se33.3 | Inverters | 33300 |  | 4 |  |  | 0.98 |  | Outdoor | attached to building
NJSTRE1545384712 | NJSRRE1543533041 | Transition Incentive Program | Cape May Court House | 8210 | 21 | 7.25 | Residential | Yes | Behind the Meter | Net-metered residential rooftop and canopy |  | None | Vivint Solar Developer, LLC | AC Electric | Accepted | 2019-12-12 | 2019-12-17 | 2021-10-30 | SOLAREDGE | SE7600H-US | Inverters | 7600 |  | 1 |  |  | 0.992 |  | Outdoor | Near the Utility Meter
NJSTRE1545384718 | NJSRRE1543556020 | Transition Incentive Program | Bridgewater Township | 8807 | 5 | 13.63 | Residential | Yes | Behind the Meter | Behind the Meter |  | None | Sunrun Installation Services, Inc. | PSE&G | Eligible for TI Program | 2019-12-17 | 2019-12-20 | 2021-10-30 | Delta Electronics | M6-TL-US | Inverters | 5760 |  | 1 |  |  | 0.96 |  | Outdoor | Next To Meter
NJSTRE1545384718 | NJSRRE1543556020 | Transition Incentive Program | Bridgewater Township | 8807 | 5 | 13.63 | Residential | Yes | Behind the Meter | Behind the Meter |  | None | Sunrun Installation Services, Inc. | PSE&G | Eligible for TI Program | 2019-12-17 | 2019-12-20 | 2021-10-30 | Delta Electronics | M5-TL-US | Inverters | 4800 |  | 1 |  |  | 0.96 |  | Outdoor | Next To Meter
NJSTRE1545384722 | NJSRRE1544469974 | Transition Incentive Program | Browns Mills | 8015 | 13 | 8.64 | Residential | Yes | Behind the Meter | Behind the Meter |  | None | All Season Solar | JCP&L | Eligible for TI Program | 2020-02-18 | 2020-02-21 | 2021-10-30 | Enphase | IQ7 | Inverters | 240 |  | 27 |  |  | 0.97 |  | Outdoor | Under Module
NJSTRE1545384735 | NJSRRE1544352948 | Transition Incentive Program | Pleasantville | 8232 | 19 | 7.36 | Residential | Yes | Behind the Meter | Net-metered residential rooftop and canopy |  | None | Castle Energy, LLC | AC Electric | Accepted | 2020-02-04 | 2020-02-07 | 2021-10-30 | Enphase Energy | IQ7-60-2-US | Inverters | 240 |  | 23 |  |  | 0.967 |  | Outdoor | on the rooftop under each solar panel
NJSTRE1545384679 | NJSRRE1544157747 | Transition Incentive Program | Glenwood | 7418 | 1 | 16.96 | Residential | Yes | Behind the Meter | Behind the Meter |  | None | Sunrun Installation Services, Inc. | JCP&L | Eligible for TI Program | 2020-01-10 | 2020-02-19 | 2021-10-30 | SolarEdge Technologies | SE7600A-USS2RGM | Inverters | 7600 |  | 1 |  |  | 0.96 |  | Outdoor | Next To Meter
NJSTRE1545384696 | NJSRRE1544413071 | Transition Incentive Program | CHERRY HILL | 8002 | 14 | 7.56 | Residential | Yes | Behind the Meter | Net-metered residential rooftop and canopy |  | None | Vivint Solar Developer, LLC | PSE&G | Accepted | 2020-02-06 | 2020-02-10 | 2021-10-30 | Solar Edge | SE7600H-US | Inverters | 7600 |  | 1 |  |  | 0.992 |  | Outdoor | Near the Utility Meter
NJSTRE1545301774 | NJSRRE1544710143 | Transition Incentive Program | Brick | 8723 | 18 | 10.88 | Residential | Yes | Behind the Meter | Net-metered residential rooftop and canopy |  | None | Trinity Solar | JCP&L | Accepted | 2020-03-18 | 2020-03-23 | 2021-10-30 | HANWHA | Q.PEAK DUO BLK-G6 340 | Solar Panels |  | 0.34 | 5 | 220 | 26 |  | Fixed | Roof
NJSTRE1545301779 | NJSRRE1544865682 | Transition Incentive Program | Bridgeton | 8302 | 20 | 1944 | Municipality | Yes | Behind the meter | Net-metered non-residential ground mount |  | None | Advanced Solar Products, Inc. | AC Electric | Accepted | 2020-04-20 | 2020-04-24 | 2021-10-30 | JINKO | 320W | Solar Panels |  | 0.32 | 1620 | 180 | 15 |  | Fixed | Pole
NJSTRE1545301835 |  | Transition Incentive Program | Mays Lansing | 8330 | 19 | 6.7 | Residential | Yes | Behind the Meter | Net-metered residential rooftop and canopy |  | ACE | Vision Solar LLC | AC Electric | Accepted | 2020-07-15 | 2020-07-20 | 2021-07-20 | LG SOLAR | LG335N1K-V5 | Solar Panels |  | 0.335 | 8 | 115 | 22 |  | Fixed | Roof
NJSTRE1545302201 |  | Transition Incentive Program | Merchantville | 8109 | 14 | 15.6 | Residential | Yes | Behind the Meter | Net-metered residential rooftop and canopy |  | None | Vivint Solar Developer, LLC | PSE&G | Accepted | 2020-07-16 | 2020-07-20 | 2021-10-30 | Jinko Solar | JKM325M-60HBL | Solar Panels |  | 0.325 | 12 | 211 | 23 |  | Fixed | Roof
NJSTRE1545302317 |  | Transition Incentive Program | Mckee City | 8234 | 19 | 7.75 | Residential | Yes | Behind the Meter | Net-metered residential rooftop and canopy |  | None | Bright Planet Solar | AC Electric | Accepted | 2020-07-15 | 2020-07-20 | 2021-07-20 | LONGI | LR6-60HPB-310M | Solar Panels |  | 0.31 | 3 | 201 | 45 |  | Fixed | Roof
NJSTRE1545303961 |  | Transition Incentive Program | East Windsor | 8520 | 12 | 14.41 | Residential | No | Behind the Meter | Net-metered residential rooftop and canopy |  | None | Green Power Energy | JCP&L | Accepted | 2020-07-15 | 2020-07-21 | 2021-07-21 | Hanwha | Q.PEAK DUO BLK-G6 335 | Solar Panels |  | 0.335 | 14 | 15 | 30 |  | Fixed | Roof
NJSTRE1545303961 |  | Transition Incentive Program | East Windsor | 8520 | 12 | 14.41 | Residential | No | Behind the Meter | Net-metered residential rooftop and canopy |  | None | Green Power Energy | JCP&L | Accepted | 2020-07-15 | 2020-07-21 | 2021-07-21 | Hanwha | Q.PEAK DUO BLK-G6 335 | Solar Panels |  | 0.335 | 10 | 195 | 30 |  | Fixed | Roof
NJSTRE1545306957 |  | Transition Incentive Program | Somerville | 8876 | 5 | 7.44 | Residential | Yes | Behind the Meter | Net-metered residential rooftop and canopy |  | None | Bright Planet Solar | JCP&L | Accepted | 2020-07-16 | 2020-07-21 | 2021-07-21 | LONGI | LR6-60HPB-310M | Solar Panels |  | 0.31 | 4 | 118 | 45 |  | Fixed | Roof
NJSTRE1545306979 | NJSRRE1541643525 | Transition Incentive Program | Avenel | 7001 | 11 | 9.6 | Residential | Yes | Behind the meter | Behind the Meter |  | None | Skyline Solar, LLC | PSE&G | Eligible for TI Program | 2019-07-13 | 2019-07-16 | 2021-10-30 | Silfab | SLA32OM | Solar Panels |  | 0.32 | 14 | 172 | 18 |  | Fixed | Roof
NJSTRE1545306981 | NJSRRE1541643472 | Transition Incentive Program | Dumont Boro | 7628 | 7 | 5.12 | Residential | Yes | Behind the meter | Behind the Meter |  | None | Skyline Solar, LLC | PSE&G | Eligible for TI Program | 2019-07-13 | 2019-07-16 | 2021-10-30 | SILFAB | SLA320M | Solar Panels |  | 0.32 | 2 | 0 | 32 |  | Fixed | Roof
NJSTRE1545306977 |  | Transition Incentive Program | Long branch | 7740 | 17 | 7.14 | Residential | Yes | Behind the Meter | Net-metered residential rooftop and canopy |  | JCPL | Vision Solar LLC | JCP&L | Accepted | 2020-07-16 | 2020-07-21 | 2021-07-21 | HANWHA Q-CELLS | Q.PEAK DUO-G6 340 | Solar Panels |  | 0.34 | 6 | 3 | 20 |  | Fixed | Roof
NJSTRE1545384587 | NJSRRE1544523928 | Transition Incentive Program | East Orange City | 7017 | 9 | 5.44 | Residential | Yes | Behind the Meter | Behind the Meter |  | None | Skyline Solar, LLC | PSE&G | Eligible for TI Program | 2020-02-24 | 2020-02-26 | 2021-10-30 | SolarEdge | SE3800H-US | Inverters | 3800 |  | 1 |  |  | 0.99 |  | Outside | within ten feet of meter
NJSTRE1545384593 | NJSRRE1543443413 | Transition Incentive Program | PATERSON | 7503 | 6 | 10.4 | Residential | Yes | Behind the Meter | Net-metered residential rooftop and canopy |  | None | Vivint Solar Developer, LLC | PSE&G | Accepted | 2019-11-26 | 2019-11-27 | 2021-10-30 | SOLAREDGE | SE7600H-US | Inverters | 7600 |  | 1 |  |  | 0.992 |  | Outdoor | Near the Utility Meter
NJSTRE1545384607 | NJSRRE1543823772 | Transition Incentive Program | Flemington | 8822 | 4 | 28.8 | Residential | Yes | Behind the Meter | Net-metered residential ground mount |  | None | Pro Custom Solar dba Momentum Solar | JCP&L | Accepted |  | 2020-01-02 | 2021-10-30 | ENPHASE ENERGY | IQ6-60-2-US | Inverters | 240 |  | 96 |  |  | 0.97 |  | Outdoor | GROUND
NJSTRE1545384612 | NJSRRE1543434113 | Transition Incentive Program | Hazlet | 7730 | 17 | 10.4 | Residential | Yes | Behind the Meter | Net-metered residential rooftop and canopy |  | None | Pro Custom Solar dba Momentum Solar | JCP&L | Accepted |  | 2019-11-25 | 2021-10-30 | Enphase Energy | IQ6-60-2-US | Inverters | 240 |  | 33 |  |  | 0.97 |  | Outdoor | Roof
NJSTRE1545384628 | NJSRRE1544192850 | Transition Incentive Program | Hillsborough TWP | 8844 | 5 | 26.04 | Residential | Yes | Behind the Meter | Behind the Meter |  | None | 1st Light Energy Inc | PSE&G | Eligible for TI Program | 2020-01-17 | 2020-01-22 | 2021-10-30 | SMA | SB 7.0-1SP-US-41 (240V) | Inverters | 0.28 |  | 4 |  |  | 0.97 |  | Outside | within 10 feet of meter
NJSTRE1545384638 | NJSRRE1543533351 | Transition Incentive Program | Middletown | 7748 | 17 | 10.79 | Residential | Yes | Behind the Meter | Behind the Meter |  | None | Ad Energy | JCP&L | Eligible for TI Program | 2019-12-12 | 2019-12-19 | 2021-10-30 | Enphase Energy | IQ7XS-96-ACM-US | Inverters | 315 |  | 33 |  |  | 0.975 |  | Outdoor | At each panel
NJSTRE1545384655 | NJSRRE1544358305 | Transition Incentive Program | Orange City | 7050 | 9 | 5.27 | Residential | Yes | Behind the Meter | Behind the Meter |  | None | Sunrun Installation Services, Inc. | PSE&G | Eligible for TI Program | 2020-02-05 | 2020-02-07 | 2021-10-30 | Enphase Energy | IQ7-60-x-US (240V) | Inverters | 240 |  | 17 |  |  | 0.96 |  | Outdoor | Rooftop
NJSTRE1545384667 | NJSRRE1544524031 | Transition Incentive Program | Princeton | 8540 | 12 | 6.62 | Residential | Yes | Behind the Meter | Behind the Meter |  | None | Trinity Solar | PSE&G | Eligible for TI Program | 2020-02-24 | 2020-02-26 | 2021-10-30 | Solar Edge | SE5000H-US | Inverters | 5000 |  | 1 |  |  | 0.97 |  | Outside | side of home
NJSTRE1545301648 |  | Transition Incentive Program | Millville | 8332 | 20 | 7.04 | Residential | Yes | Behind the Meter | Net-metered residential rooftop and canopy |  | ACE | Vision Solar LLC | AC Electric | Accepted | 2020-07-15 | 2020-07-20 | 2021-07-20 | LG SOLAR | LG335N1K-V5 | Solar Panels |  | 0.335 | 2 | 155 | 10 |  | Fixed | Roof
NJSTRE1545301648 |  | Transition Incentive Program | Millville | 8332 | 20 | 7.04 | Residential | Yes | Behind the Meter | Net-metered residential rooftop and canopy |  | ACE | Vision Solar LLC | AC Electric | Accepted | 2020-07-15 | 2020-07-20 | 2021-07-20 | LG SOLAR | LG335N1K-V5 | Solar Panels |  | 0.335 | 4 | 65 | 24 |  | Fixed | Roof
NJSTRE1545301677 |  | Transition Incentive Program | EWING | 8638 | 12 | 4.23 | Residential | Yes | Behind the Meter | Net-metered residential rooftop and canopy |  | None | Vivint Solar Developer, LLC | PSE&G | Accepted | 2020-07-15 | 2020-07-20 | 2021-10-30 | Jinko Solar | JKM325M-60HBL | Solar Panels |  | 0.325 | 6 | 216 | 18 |  | Fixed | Roof
NJSTRE1545301701 | NJSRRE1544835910 | Transition Incentive Program | Point Pleasant | 8742 | 18 | 8.16 | Residential | Yes | Behind the Meter | Net-metered residential rooftop and canopy |  | None | Trinity Solar | JCP&L | Final As-Built Received |  | 2020-04-20 | 2021-10-30 | Hanwha | Q.PEAK DUO BLK-G6 340 | Solar Panels |  | 0.34 | 24 | 122 | 18 |  | Fixed | Roof
NJSTRE1545301772 | NJSRRE1544352829 | Transition Incentive Program | N. Arlington | 7031 | 7 | 7.88 | Residential | No | Behind the meter | Net-metered residential rooftop and canopy |  | None | Trinity Solar | PSE&G | Accepted | 2020-02-04 | 2020-02-07 | 2021-10-30 | Hanwha 315 | Q.PEAK DUO BLK-G5 315) | Solar Panels |  | 0.315 | 3 | 215 | 5 |  | Fixed | Roof
NJSTRE1545384626 | NJSRRE1544550153 | Transition Incentive Program | Pennington | 8534 | 12 | 11.66 | Residential | No | Behind the Meter | Net-metered residential rooftop and canopy |  | None | Vivint Solar Developer, LLC | PSE&G | Accepted | 2020-02-29 | 2020-03-04 | 2021-10-30 | SolarEdge | SE7600H-US | Inverters | 7600 |  | 1 |  |  | 0.992 |  | Outdoor | Near the utility meter
NJSTRE1545384635 | NJSRRE1544456511 | Transition Incentive Program | Pennsauken Twp | 8110 | 14 | 13.12 | Residential | Yes | Behind the Meter | Net-metered residential rooftop and canopy |  | None | Castle Energy, LLC | PSE&G | Final As-Built Received | 2020-02-14 | 2020-02-18 | 2021-10-30 | Enphase Energy | IQ7-60-2-US | Inverters | 240 |  | 41 |  |  | 0.967 |  | Outdoor | on the rooftop under each solar panel
NJSTRE1545384636 | NJSRRE1543547384 | Transition Incentive Program | Clifton | 7011 | 6 | 6.93 | Residential | Yes | Behind the Meter | Behind the Meter |  | None | Pro Custom Solar dba Momentum Solar | PSE&G | Eligible for TI Program | 2019-12-13 | 2019-12-17 | 2021-10-30 | Enphase Energy | IQ6-60-2-US | Inverters | 230 |  | 22 |  |  | 0.97 |  | Outdoor | Roof
NJSTRE1545384643 | NJSRRE1544463556 | Transition Incentive Program | Galloway | 8205 | 19 | 4.69 | Residential | Yes | Behind the Meter | Net-metered residential rooftop and canopy |  | None | Vision Solar LLC | AC Electric | Accepted | 2020-02-15 | 2020-02-19 | 2021-10-30 | enphase | iq7-60-2-us | Inverters | 0.25 |  | 14 |  |  | 0.96 |  | Other | behind panels
NJSTRE1545384651 | NJSRRE1544545536 | Transition Incentive Program | HAMMONTON | 8037 | 19 | 17.64 | Residential | Yes | Behind the Meter | Net-metered residential rooftop and canopy |  | None | Suntuity Solar LLC | AC Electric | Accepted | 2020-02-27 | 2020-03-02 | 2021-10-30 | Enphase Energy | IQ7-60-2-US | Inverters | 240 |  | 56 |  |  | 0.97 |  | Outdoor | Behind the PV Modules
NJSTRE1545384654 | NJSRRE1543880425 | Transition Incentive Program | Collingswood | 8108 | 14 | 20.48 | Residential | Yes | Behind the Meter | Behind the Meter |  | None | Sunrun Installation Services, Inc. | PSE&G | Eligible for TI Program | 2020-01-02 | 2020-01-07 | 2021-10-30 | Enphase Energy | IQ7-60-x-US (240V) | Inverters | 240 |  | 64 |  |  | 0.96 |  | Outdoor | Rooftop
NJSTRE1545384662 | NJSRRE1543464371 | Transition Incentive Program | Hewitt | 7421 | 6 | 45.43 | Non Profit | No | Behind the Meter | Behind the Meter |  | None | Self Install | Orange Rockland Electric | Eligible for TI Program | 2019-12-02 | 2019-12-23 | 2021-10-30 | SMA | Sunny Boy SB 6.0-US | Inverters | 6000 |  | 1 |  |  | 0.976 |  | Outdoor | mounted on building wall
NJSTRE1545384665 | NJSRRE1544450679 | Transition Incentive Program | Bloomsbury | 8804 | 4 | 29.76 | Residential | Yes | Behind the Meter | Net-metered residential ground mount |  | None | Vision Solar LLC | JCP&L | Accepted | 2020-02-14 | 2020-02-18 | 2021-10-30 | sunpower | type E | Inverters | 0.32 |  | 91 |  |  | 0.96 |  | Other | behind panels
NJSTRE1545384681 | NJSRRE1544184498 | Transition Incentive Program | Woodbury | 8096 | 15 | 3.15 | Residential | Yes | Behind the Meter | Behind the Meter |  | None | Trinity Solar | PSE&G | Eligible for TI Program | 2020-01-16 | 2020-01-21 | 2021-10-30 | Solar Edge | SE3000H-US | Inverters | 3000 |  | 1 |  |  | 0.97 |  | Outside | back of home
NJSTRE1545384682 | NJSRRE1544442811 | Transition Incentive Program | Evesham Twp | 8053 | 13 | 7.44 | Residential | No | Behind the Meter | Behind the Meter |  | None | 1st Light Energy Inc | PSE&G | Eligible for TI Program | 2020-02-13 | 2020-02-18 | 2021-10-30 | SMA | SB 6.0-1SP-US-41 (240V) | Inverters | 6000 |  | 1 |  |  | 0.97 |  | Outside | within 10 feet of meter
NJSTRE1545384683 | NJSRRE1544113874 | Transition Incentive Program | Little Egg Harbor Township | 8087 | 18 | 12.21 | Residential | No | Behind the Meter | Net-metered residential rooftop and canopy |  | None | Whitman Construction, LLC | AC Electric | Accepted | 2020-01-07 | 2020-01-09 | 2021-10-30 | Enphase Energy | IQ7X-96-2-US | Inverters | 0.315 |  | 37 |  |  | 0.975 |  | Outside | roof
NJSTRE1545384693 | NJSRRE1544148040 | Transition Incentive Program | Manalapan | 7726 | 17 | 11.55 | Residential | Yes | Behind the Meter | Behind the Meter |  | None | Pro Custom Solar dba Momentum Solar | JCP&L | Eligible for TI Program | 2020-01-08 | 2020-01-13 | 2021-10-30 | ENPHASE ENERGY | IQ7PLUS-72-2-US | Inverters | 295 |  | 33 |  |  | 0.97 |  | Outdoor | ROOF
NJSTRE1545384551 | NJSRRE1544161778 | Transition Incentive Program | Newark | 7107 | 9 | 6.08 | Residential | Yes | Behind the Meter | Behind the Meter |  | None | Sunrun Installation Services, Inc. | PSE&G | Eligible for TI Program | 2020-01-13 | 2020-01-16 | 2021-10-30 | Delta Electronics | M5-TL-US | Inverters | 4800 |  | 1 |  |  | 0.96 |  | Outdoor | Next To Meter
NJSTRE1545384552 | NJSRRE1543651841 | Transition Incentive Program | Bridgewater | 8807 | 5 | 7.56 | Residential | Yes | Behind the Meter | Behind the Meter |  | None | Pro Custom Solar dba Momentum Solar | PSE&G | Eligible for TI Program | 2019-12-23 | 2019-12-27 | 2021-10-30 | Enphase Energy | IQ6-60-2-US | Inverters | 240 |  | 24 |  |  | 0.97 |  | Outdoor | Roof
NJSTRE1545384558 | NJSRRE1544162059 | Transition Incentive Program | Millville | 8332 | 20 | 363.2 | Commercial | No | Behind the Meter | Behind the Meter |  | None | Direct Energy Solar | AC Electric | Eligible for TI Program | 2020-01-16 | 2020-01-24 | 2021-10-30 | Sunny Tripower | Sunny Tripower_Core1 33-US-41 | Inverters | 33300 |  | 1 |  |  | 0.975 |  | Outdoor | Outdoor
NJSTRE1545384581 | NJSRRE1543422183 | Transition Incentive Program | West Orange | 7052 | 9 | 11.31 | Residential | Yes | Behind the Meter | Behind the Meter |  | None | Sunrun Installation Services, Inc. | PSE&G | Eligible for TI Program | 2019-11-19 | 2019-11-22 | 2021-10-30 | Delta Electronics | M5-TL-US | Inverters | 4800 |  | 2 |  |  | 0.96 |  | Outdoor | Next To Meter
NJSTRE1545384589 | NJSRRE1543502310 | Transition Incentive Program | Irvington | 7111 | 9 | 6.09 | Residential | Yes | Behind the Meter | Behind the Meter |  | None | Sunrun Installation Services, Inc. | PSE&G | Eligible for TI Program | 2019-12-09 | 2019-12-12 | 2021-10-30 | Delta Electronics | M5-TL-US | Inverters | 4800 |  | 1 |  |  | 0.96 |  | Outdoor | Next To Meter
NJSTRE1545384598 | NJSRRE1544352926 | Transition Incentive Program | Hillsborough Township | 8844 | 5 | 6.51 | Residential | Yes | Behind the Meter | Behind the Meter |  | None | Sunrun Installation Services, Inc. | PSE&G | Eligible for TI Program | 2020-02-04 | 2020-02-07 | 2021-10-30 | SolarEdge Technologies | SE7600A-USS2RGM | Inverters | 7600 |  | 1 |  |  | 0.96 |  | Outdoor | Next To Meter
NJSTRE1545384600 | NJSRRE1544519822 | Transition Incentive Program | PENNSAUKEN | 8109 | 14 | 4.8 | Residential | Yes | Behind the Meter | Net-metered residential rooftop and canopy |  | None | Vivint Solar Developer, LLC | PSE&G | Accepted | 2020-02-22 | 2020-02-25 | 2021-10-30 | Solar Edge | SE3800H-US | Inverters | 3800 |  | 1 |  |  | 0.992 |  | Outdoor | Near the Utility Meter
NJSTRE1545384609 | NJSRRE1544512211 | Transition Incentive Program | Camden | 8105 | 14 | 10.14 | Residential | Yes | Behind the Meter | Net-metered residential rooftop and canopy |  | None | Castle Energy, LLC | PSE&G | Final As-Built Received | 2020-02-20 | 2020-02-24 | 2021-10-30 | SunPower | SPR-E20-327-E-AC | Inverters | 320 |  | 31 |  |  | 0.975 |  | Outdoor | on the rooftop under each solar panel
NJSTRE1545384621 | NJSRRE1544213584 | Transition Incentive Program | Sicklerville | 8081 | 14 | 5.76 | Residential | No | Behind the Meter | Net-metered residential rooftop and canopy |  | None | Castle Energy, LLC | AC Electric | Accepted | 2020-01-23 | 2020-01-27 | 2021-10-30 | Enphase Energy | IQ7-60-2-US | Inverters | 240 |  | 18 |  |  | 0.967 |  | Outdoor | on the rooftop under each solar panel
NJSTRE1545384641 | NJSRRE1544436656 | Transition Incentive Program | Pleasantville | 8232 | 19 | 8.18 | Residential | Yes | Behind the Meter | Net-metered residential rooftop and canopy |  | None | Castle Energy, LLC | AC Electric | Accepted | 2020-02-12 | 2020-02-14 | 2021-10-30 | SunPower | SPR-E20-327-C-AC | Inverters | 320 |  | 25 |  |  | 0.975 |  | Outdoor | on the rooftop under each solar panel
NJSTRE1545384647 | NJSRRE1544156349 | Transition Incentive Program | PENNSAUKEN | 8109 | 14 | 8.51 | Residential | Yes | Behind the Meter | Net-metered residential rooftop and canopy |  | None | Vivint Solar Developer, LLC | PSE&G | Accepted | 2020-01-15 | 2020-01-15 | 2021-10-30 | Solar Edge | SE7600H-US | Inverters | 7600 |  | 1 |  |  | 0.992 |  | Outdoor | Near the Utility Meter
NJSTRE1545384659 | NJSRRE1543446539 | Transition Incentive Program | Randolph | 7869 | 3 | 32.64 | Commercial | No | Behind the Meter | Behind the Meter |  | None | Green Power energy | JCP&L | Eligible for TI Program | 2019-11-26 | 2019-12-02 | 2021-10-30 | SolarEdge | SE14.4KUS | Inverters | 14.4 |  | 2 |  |  | 0.97 |  | Outside | Next to meter
NJSTRE1545307091 |  | Transition Incentive Program | Columbus | 8022 | 13 | 7.48 | Residential | No | Behind the Meter | Net-metered residential rooftop and canopy |  | None | Trinity Solar | PSE&G | Accepted | 2020-07-16 | 2020-07-21 | 2021-07-21 | Hanwha 340 | Q.PEAK DUO BLK-G6 340 | Solar Panels |  | 0.34 | 14 | 232 | 27 |  | Fixed | Roof
NJSTRE1545307074 |  | Transition Incentive Program | Lakewood | 8701 | 18 | 42.24 | Commercial | Yes | Behind the Meter | Net-metered non-residential rooftop and canopy |  | None | Powerlutions | JCP&L | Final As-Built Received | 2020-07-16 | 2020-07-21 | 2021-10-30 | Q-Cell | Q.Peak DUO BLK-G5 320Snap | Solar Panels |  | 0.32 | 18 | 96 | 22 |  | Fixed | Roof
NJSTRE1545307108 |  | Transition Incentive Program | Burlington TWP | 8016 | 13 | 18.6 | Residential | Yes | Behind the Meter | Net-metered residential rooftop and canopy |  | None | Bright Planet Solar | PSE&G | Accepted | 2020-07-16 | 2020-07-24 | 2021-07-24 | LONGI | LR6-60HPB-310M | Solar Panels |  | 0.31 | 33 | 72 | 33 |  | Fixed | Roof
NJSTRE1545307138 |  | Transition Incentive Program | Absecon | 8201 | 19 | 11.84 | Residential | Yes | Behind the Meter | Net-metered residential rooftop and canopy |  | ACE | RCL Enterprises Inc. | AC Electric | Accepted | 2020-07-16 | 2020-07-21 | 2021-07-21 | Trina Solar | TSM-320DD06M | Solar Panels |  | 0.32 | 11 | 181 | 18 |  | Fixed | Roof
NJSTRE1545307138 |  | Transition Incentive Program | Absecon | 8201 | 19 | 11.84 | Residential | Yes | Behind the Meter | Net-metered residential rooftop and canopy |  | ACE | RCL Enterprises Inc. | AC Electric | Accepted | 2020-07-16 | 2020-07-21 | 2021-07-21 | Trina Solar | TSM-320DD06M | Solar Panels |  | 0.32 | 26 | 181 | 18 |  | Fixed | Roof
NJSTRE1545307124 |  | Transition Incentive Program | Mays Landing | 8830 | 11 | 586.92 | Commercial | No | Behind the Meter | Net-metered non-residential rooftop and canopy |  | None | Infiniti Energy Services | AC Electric | Final As-Built Received | 2020-07-16 | 2020-07-22 | 2021-10-30 | ET Solar | ET-M672365WW/WB | Solar Panels |  | 0.365 | 1608 | 191.184 | 10 |  | Fixed | Roof
NJSTRE1545307186 |  | Transition Incentive Program | Howell | 7731 | 17 | 7.04 | Residential | No | Behind the Meter | Net-metered residential rooftop and canopy |  | None | Posigen NJ LLC | JCP&L | Accepted | 2020-07-16 | 2020-07-21 | 2021-07-21 | Hanwha Q-Cells | Q.PEAK DUO-G5 320 | Solar Panels |  | 0.32 | 22 | 80171 | 25 |  | Fixed | Roof
NJSTRE1545307340 |  | Transition Incentive Program | Trenton | 8638 | 12 | 5.12 | Residential | No | Behind the Meter | Net-metered residential rooftop and canopy |  | None | Posigen NJ LLC | PSE&G | Accepted | 2020-07-16 | 2020-07-21 | 2021-07-21 | Hanwha Q-Cells | Q.PEAK DUO-G5 320 | Solar Panels |  | 0.32 | 16 | 48228 | 32 |  | Fixed | Roof
NJSTRE1545307355 |  | Transition Incentive Program | SPRINGFIELD | 7081 | 10 | 12.24 | Residential | No | Behind the Meter | Net-metered residential rooftop and canopy |  | None | Tesla Energy Operations Inc. | JCP&L | Accepted | 2020-07-16 | 2020-07-21 | 2021-07-21 | Hanwha Q-Cells | Q.Peak DUO BLK-G6+/SC340 | Solar Panels |  | 0.34 | 7 | 126 | 23 |  | Fixed | Roof
NJSTRE1545384700 | NJSRRE1544431345 | Transition Incentive Program | Franklin Twp. | 8823 | 5 | 13.65 | Residential | Yes | Behind the Meter | Net-metered residential ground mount |  | None | Maier Solar Engineering dba Solar Me | PSE&G | Accepted | 2020-02-11 | 2020-02-13 | 2021-10-30 | Enphase | IQ7X | Inverters | 315 |  | 42 |  |  | 0.96 |  | Outdoor | Next to meter
NJSTRE1545384704 | NJSRRE1544354808 | Transition Incentive Program | BURLINGTON | 8016 | 13 | 11.03 | Residential | Yes | Behind the Meter | Net-metered residential rooftop and canopy |  | None | Vivint Solar Developer, LLC | PSE&G | Accepted | 2020-02-06 | 2020-02-07 | 2021-10-30 | SOLAREDGE | SE7600H-US | Inverters | 7600 |  | 1 |  |  | 0.992 |  | Outdoor | Near the Utility Meter
NJSTRE1545384721 | NJSRRE1544421987 | Transition Incentive Program | Englewood Cliffs | 7632 | 7 | 24.15 | Non Profit | No | Behind the Meter | Behind the Meter |  | None | TGI Solutions | PSE&G | Eligible for TI Program | 2020-02-09 | 2020-02-14 | 2021-10-30 | enphase | IQ7 | Inverters | 290 |  | 70 |  |  | 0.97 |  | Outdoor | under module
NJSTRE1545384728 | NJSRRE1544150741 | Transition Incentive Program | Millville | 8332 | 20 | 10.56 | Residential | No | Behind the Meter | Behind the Meter |  | None | Maier Solar Engineering dba Solar Me | AC Electric | Eligible for TI Program | 2020-01-09 | 2020-01-14 | 2021-10-30 | Enphase | IQ7 | Inverters | 240 |  | 33 |  |  | 0.96 |  | Outdoor | Next to meter
NJSTRE1545384729 | NJSRRE1544317068 | Transition Incentive Program | Clifton | 7011 | 6 | 16.42 | Residential | Yes | Behind the Meter | Net-metered residential rooftop and canopy |  | None | Vision Solar LLC | PSE&G | Accepted | 2020-01-28 | 2020-01-31 | 2021-10-30 | enphase | iq7-60-2-us | Inverters | 0.25 |  | 49 |  |  | 0.96 |  | Other | behind panels
NJSTRE1545384734 | NJSRRE1543848620 | Transition Incentive Program | NEWARK | 7106 | 9 | 3.78 | Residential | Yes | Behind the Meter | Net-metered residential rooftop and canopy |  | None | Vivint Solar Developer, LLC | PSE&G | Accepted | 2019-12-31 | 2020-01-06 | 2021-10-30 | Solar Edge | SE3800H-US | Inverters | 3800 |  | 1 |  |  | 0.992 |  | Outdoor | Near the utility meter
NJSTRE1545384739 | NJSRRE1543436368 | Transition Incentive Program | Jackson Township | 8527 | 18 | 15.44 | Residential | No | Behind the Meter | Net-metered residential rooftop and canopy |  | None | Suntuity Solar LLC | JCP&L | Accepted | 2019-11-22 | 2019-11-26 | 2021-10-30 | Enphase Energy | IQ7-60-2-US | Inverters | 240 |  | 49 |  |  | 0.97 |  | Outdoor | Behind the PV Modules
NJSTRE1545384745 | NJSRRE1544156353 | Transition Incentive Program | Sea Girt | 8750 | 17 | 10.05 | Residential | No | Behind the Meter | Behind the Meter |  | None | Green Power Energy | JCP&L | Eligible for TI Program | 2020-01-10 | 2020-01-15 | 2021-10-30 | SolarEdge | SE10000A | Inverters | 10000 |  | 1 |  |  | 0.97 |  | Outside | Next to meter
NJSTRE1545384763 | NJSRRE1544529499 | Transition Incentive Program | Brick | 8723 | 18 | 7.56 | Residential | Yes | Behind the Meter | Net-metered residential rooftop and canopy |  | None | Suntuity Solar LLC | JCP&L | Final As-Built Received | 2020-02-25 | 2020-02-27 | 2021-10-30 | Enphase Energy | IQ7-60-2-US | Inverters | 240 |  | 24 |  |  | 0.97 |  | Outdoor | Behind the PV Modules
NJSTRE1545384778 | NJSRRE1544538741 | Transition Incentive Program | MOUNT HOLLY | 8060 | 13 | 10.24 | Residential | Yes | Behind the Meter | Net-metered residential rooftop and canopy |  | None | Vivint Solar Developer, LLC | PSE&G | Accepted | 2020-02-26 | 2020-02-28 | 2021-10-30 | SOLAREDGE | SE7600H-US | Inverters | 7600 |  | 1 |  |  | 0.992 |  | Outdoor | Near the Utility Meter
NJSTRE1545384782 | NJSRRE1544152409 | Transition Incentive Program | Union | 7083 | 10 | 10.4 | Residential | Yes | Behind the Meter | Behind the Meter |  | None | Pro Custom Solar dba Momentum Solar | PSE&G | Eligible for TI Program | 2020-01-09 | 2020-01-14 | 2021-10-30 | ENPHASE ENERGY | IQ6-60-2-US | Inverters | 240 |  | 33 |  |  | 0.97 |  | Outdoor | ROOF
NJSTRE1545384822 | NJSRRE1544446724 | Transition Incentive Program | MOUNT HOLLY | 8060 | 13 | 8.32 | Residential | Yes | Behind the Meter | Net-metered residential rooftop and canopy |  | None | Vivint Solar Developer, LLC | PSE&G | Accepted | 2020-02-17 | 2020-02-18 | 2021-10-30 | SOLAREDGE | SE7600H-US | Inverters | 7600 |  | 1 |  |  | 0.992 |  | Outdoor | Near the Utility Meter
NJSTRE1545301798 |  | Transition Incentive Program | Perth Amboy | 8861 | 11 | 7.04 | Residential | No | Behind the Meter | Net-metered residential rooftop and canopy |  | None | New Jersey Suntech | PSE&G | Accepted | 2020-07-15 | 2020-07-20 | 2021-07-20 | Jinko | JKM320M | Solar Panels |  | 0.32 | 8 | 170 | 60 |  | Fixed | Roof
NJSTRE1545301817 |  | Transition Incentive Program | BORDENTOWN TWP | 8505 | 13 | 15.5 | Residential | No | Behind the Meter | Net-metered residential rooftop and canopy |  | None | Bright Planet Solar | PSE&G | Accepted | 2020-07-15 | 2020-07-20 | 2021-07-20 | LONGI | LR6-60HPB-310M | Solar Panels |  | 0.31 | 22 | 94 | 14 |  | Fixed | Roof
NJSTRE1545301824 |  | Transition Incentive Program | West New York TOWN | 7093 | 8 | 3.66 | Residential | Yes | Behind the Meter | Net-metered residential rooftop and canopy |  | None | Sunrun, Inc. | PSE&G | Accepted | 2020-07-16 | 2020-07-20 | 2021-07-20 | LONGi Green Energy Technology Co Ltd | LR6-60HPB-305M | Solar Panels |  | 0.305 | 4 | 122 | 12 |  | Fixed | Roof
NJSTRE1545302192 |  | Transition Incentive Program | Cherry Hill | 8003 | 14 | 15.08 | Residential | Yes | Behind the Meter | Net-metered residential rooftop and canopy |  | PSEG SL3 | Vision Solar LLC | PSE&G | Accepted | 2020-07-15 | 2020-07-20 | 2021-07-20 | LG SOLAR | LG335N1K-V5 | Solar Panels |  | 0.335 | 45 | 183 | 15 |  | Fixed | Roof
NJSTRE1545384660 | NJSRRE1543826651 | Transition Incentive Program | PARLIN | 8859 | 11 | 8.82 | Residential | Yes | Behind the Meter | Net-metered residential rooftop and canopy |  | None | Vivint Solar Developer, LLC | JCP&L | Accepted | 2019-12-30 | 2020-02-05 | 2021-10-30 | Solar Edge | SE7600H-US | Inverters | 7600 |  | 1 |  |  | 0.992 |  | Outdoor | Near the utility meter
NJSTRE1545384668 | NJSRRE1544192829 | Transition Incentive Program | Edison | 8817 | 11 | 199.29 | Commercial | No | Behind the Meter | Net-metered non-residential rooftop and canopy |  | None | US Clean Energy Construction Inc. | PSE&G | Accepted |  | 2020-01-24 | 2021-10-30 | SMA | Core1 62KW | Inverters | 62000 |  | 3 |  |  | 0.97 |  | Outdoor | roof top
NJSTRE1545384677 | NJSRRE1544524444 | Transition Incentive Program | Millville | 8332 | 20 | 11.16 | Residential | Yes | Behind the Meter | Behind the Meter |  | None | Sunrun Installation Services, Inc. | AC Electric | Eligible for TI Program | 2020-02-24 | 2020-02-26 | 2021-10-30 | Enphase Energy | IQ7-60-x-US (240V) | Inverters | 240 |  | 36 |  |  | 0.96 |  | Outdoor | Rooftop
NJSTRE1545384678 | NJSRRE1544529528 | Transition Incentive Program | Riverside | 8075 | 13 | 10.56 | Residential | Yes | Behind the Meter | Net-metered residential rooftop and canopy |  | None | Vivint Solar Developer, LLC | PSE&G | Accepted | 2020-02-25 | 2020-02-27 | 2021-10-30 | SolarEdge | SE7600H-US | Inverters | 7600 |  | 1 |  |  | 0.992 |  | Outdoor | Near the utility meter
NJSTRE1545301725 |  | Transition Incentive Program | EDISON | 8837 | 11 | 4.88 | Residential | Yes | Behind the Meter | Net-metered residential rooftop and canopy |  | None | Vivint Solar Developer, LLC | PSE&G | Final As-Built Received | 2020-07-15 | 2020-07-20 | 2021-10-30 | Jinko Solar | JKM325M-60HBL | Solar Panels |  | 0.325 | 15 | 262 | 24 |  | Fixed | Roof
NJSTRE1545301774 | NJSRRE1544710143 | Transition Incentive Program | Brick | 8723 | 18 | 10.88 | Residential | Yes | Behind the Meter | Net-metered residential rooftop and canopy |  | None | Trinity Solar | JCP&L | Accepted | 2020-03-18 | 2020-03-23 | 2021-10-30 | HANWHA | Q.PEAK DUO BLK-G6 340 | Solar Panels |  | 0.34 | 11 | 130 | 21 |  | Fixed | Roof
NJSTRE1545301774 | NJSRRE1544710143 | Transition Incentive Program | Brick | 8723 | 18 | 10.88 | Residential | Yes | Behind the Meter | Net-metered residential rooftop and canopy |  | None | Trinity Solar | JCP&L | Accepted | 2020-03-18 | 2020-03-23 | 2021-10-30 | HANWHA | Q.PEAK DUO BLK-G6 340 | Solar Panels |  | 0.34 | 6 | 130 | 15 |  | Fixed | Roof
NJSTRE1545301817 |  | Transition Incentive Program | BORDENTOWN TWP | 8505 | 13 | 15.5 | Residential | No | Behind the Meter | Net-metered residential rooftop and canopy |  | None | Bright Planet Solar | PSE&G | Accepted | 2020-07-15 | 2020-07-20 | 2021-07-20 | LONGI | LR6-60HPB-310M | Solar Panels |  | 0.31 | 3 | 184 | 33 |  | Fixed | Roof
NJSTRE1545302103 |  | Transition Incentive Program | Warren | 7059 | 5 | 18.2 | Residential | Yes | Behind the Meter | Net-metered residential rooftop and canopy |  | None | Vivint Solar Developer, LLC | JCP&L | Accepted | 2020-07-15 | 2020-07-20 | 2021-07-20 | Jinko Solar | JKM325M-60HBL | Solar Panels |  | 0.325 | 4 | 172 | 39 |  | Fixed | Roof
NJSTRE1545302115 |  | Transition Incentive Program | TRENTON | 8619 | 12 | 6.46 | Residential | Yes | Behind the Meter | Net-metered residential rooftop and canopy |  | None | Trinity Solar | PSE&G | Accepted | 2020-07-15 | 2020-07-20 | 2021-07-20 | HANWHA | Q.PEAK DUO BLK-G6 340 | Solar Panels |  | 0.34 | 8 | 86 | 41 |  | Fixed | Roof
NJSTRE1545302118 |  | Transition Incentive Program | Teaneck Twp. | 7666 | 7 | 9.61 | Residential | Yes | Behind the Meter | Net-metered residential rooftop and canopy |  | None | Bright Planet Solar | PSE&G | Accepted | 2020-07-15 | 2020-07-20 | 2021-07-20 | Longi | LR6-60HPB-310M | Solar Panels |  | 0.31 | 4 | 201 | 33 |  | Fixed | Roof
NJSTRE1545384750 | NJSRRE1543443602 | Transition Incentive Program | Hillside | 7205 | 10 | 10.4 | Residential | Yes | Behind the Meter | Net-metered residential rooftop and canopy |  | None | Vivint Solar Developer, LLC | PSE&G | Accepted | 2019-11-29 | 2019-12-02 | 2021-10-30 | solar edge | SE7600H-US | Inverters | 7600 |  | 1 |  |  | 0.992 |  | Outdoor | near utility meter
NJSTRE1545384767 | NJSRRE1544153980 | Transition Incentive Program | WOODBURY | 8096 | 15 | 6.3 | Residential | Yes | Behind the Meter | Net-metered residential rooftop and canopy |  | None | Vivint Solar Developer, LLC | PSE&G | Accepted | 2020-01-09 | 2020-01-14 | 2021-10-30 | SolarEdge | SE7600H-US | Inverters | 7600 |  | 1 |  |  | 0.992 |  | Outdoor | Near the utility meter
NJSTRE1545384770 | NJSRRE1544185702 | Transition Incentive Program | Lakewood Township | 8701 | 18 | 7.26 | Residential | No | Behind the Meter | Behind the Meter |  | None | Sunrun Installation Services, Inc. | JCP&L | Eligible for TI Program | 2020-01-16 | 2020-01-21 | 2021-10-30 | Delta Electronics | M6-TL-US | Inverters | 5760 |  | 1 |  |  | 0.96 |  | Outdoor | Next To Meter
NJSTRE1545384781 | NJSRRE1544413056 | Transition Incentive Program | IRVINGTON | 7111 | 9 | 11.52 | Residential | Yes | Behind the Meter | Net-metered residential rooftop and canopy |  | None | Vivint Solar Developer, LLC | PSE&G | Accepted | 2020-02-06 | 2020-02-10 | 2021-10-30 | SOLAREDGE | SE7600H-US | Inverters | 7600 |  | 1 |  |  | 0.992 |  | Outdoor | Near the Utility Meter
NJSTRE1545384786 | NJSRRE1544529781 | Transition Incentive Program | Hamilton Township | 8690 | 12 | 5.85 | Residential | No | Behind the Meter | Net-metered residential rooftop and canopy |  | None | Exact Solar | PSE&G | Accepted |  | 2020-02-27 | 2021-10-30 | Enphase | IQ7X | Inverters | 0.315 |  | 18 |  |  | 0.97 |  | Outdoor | under panels
NJSTRE1545384794 | NJSRRE1544308304 | Transition Incentive Program | Barnegat | 8005 | 18 | 5.94 | Residential | No | Behind the Meter | Behind the Meter |  | None | Whitman Construction, LLC | JCP&L | Eligible for TI Program | 2020-01-27 | 2020-01-29 | 2021-10-30 | Enphase Energy | IQ7X-96-2-US | Inverters | 0.315 |  | 18 |  |  | 0.975 |  | Outside | roof
NJSTRE1545384797 | NJSRRE1543974513 | Transition Incentive Program | Newark | 7104 | 9 | 6.87 | Residential | No | Behind the Meter | Net-metered residential rooftop and canopy |  | None | SunPower Corporation, Systems | PSE&G | Accepted |  | 2020-01-08 | 2021-10-30 | SUNPOWER | SPR-E20-327-E-AC | Inverters | 320 |  | 21 |  |  | 0.96 |  | Other | under each panel
NJSTRE1545384803 | NJSRRE1544343676 | Transition Incentive Program | Newtownville | 8346 | 19 | 5.12 | Residential | Yes | Behind the Meter | Behind the Meter |  | None | Skyline Solar, LLC | AC Electric | Eligible for TI Program | 2020-01-31 | 2020-02-05 | 2021-10-30 | SolarEdge | SE3800H-US | Inverters | 3800 |  | 1 |  |  | 0.99 |  | Outside | within ten feet
NJSTRE1545384835 | NJSRRE1543853701 | Transition Incentive Program | Voorhees | 8043 | 14 | 5.99 | Residential | Yes | Behind the Meter | Net-metered residential rooftop and canopy |  | None | Vivint Solar Developer, LLC | PSE&G | Accepted | 2020-01-02 | 2020-01-06 | 2021-10-30 | SolarEdge Technologies | SE7600H-US | Inverters | 7600 |  | 1 |  |  | 0.992 |  | Outdoor | Near the utility meter
NJSTRE1545384854 | NJSRRE1544465640 | Transition Incentive Program | Princeton | 8540 | 12 | 6.62 | Residential | No | Behind the Meter | Behind the Meter |  | None | Trinity Solar | PSE&G | Eligible for TI Program | 2020-02-17 | 2020-02-19 | 2021-10-30 | Solar Edge | SE5000H-US | Inverters | 5000 |  | 1 |  |  | 0.97 |  | Indoor | garage
NJSTRE1545384860 | NJSRRE1544331648 | Transition Incentive Program | Hillsborough Township | 8844 | 5 | 12.4 | Residential | No | Behind the Meter | Behind the Meter |  | None | Sunrun Installation Services, Inc. | PSE&G | Eligible for TI Program | 2020-01-29 | 2020-02-03 | 2021-10-30 | SolarEdge Technologies | SE3800A-USS2RGM | Inverters | 3800 |  | 1 |  |  | 0.96 |  | Outdoor | Next To Meter
NJSTRE1545384861 | NJSRRE1544543198 | Transition Incentive Program | Belleville | 7109 | 9 | 3.15 | Residential | No | Behind the Meter | Net-metered residential rooftop and canopy |  | None | Trinity Solar | PSE&G | Final As-Built Received | 2020-02-26 | 2020-02-28 | 2021-10-30 | Solar Edge | SE3000 | Inverters | 3000 |  | 1 |  |  | 0.97 |  | Outside | side of home
NJSTRE1545301779 | NJSRRE1544865682 | Transition Incentive Program | Bridgeton | 8302 | 20 | 1944 | Municipality | Yes | Behind the meter | Net-metered non-residential ground mount |  | None | Advanced Solar Products, Inc. | AC Electric | Accepted | 2020-04-20 | 2020-04-24 | 2021-10-30 | JINKO | 405W | Solar Panels |  | 0.405 | 3520 | 180 | 15 |  | Fixed | Pole
NJSTRE1545301818 |  | Transition Incentive Program | CHERRY HILL | 8002 | 14 | 10.72 | Residential | Yes | Behind the Meter | Net-metered residential rooftop and canopy |  | PSEG | Vision Solar LLC | PSE&G | Accepted | 2020-07-15 | 2020-07-20 | 2021-10-30 | LG SOLAR | LG335N1K-V5 | Solar Panels |  | 0.335 | 6 | 191 | 46 |  | Fixed | Roof
NJSTRE1545302113 |  | Transition Incentive Program | Bergenfield | 7621 | 7 | 5.1 | Residential | Yes | Behind the Meter | Net-metered residential rooftop and canopy |  | None | Trinity Solar | PSE&G | Accepted | 2020-07-15 | 2020-07-20 | 2021-07-20 | Hanwha | Q.PEAK DUO BLK-G6 340 | Solar Panels |  | 0.34 | 15 | 185 | 40 |  | Fixed | Roof
NJSTRE1545302204 |  | Transition Incentive Program | Toms River | 8757 | 18 | 6.4 | Residential | Yes | Behind the Meter | Net-metered residential rooftop and canopy |  | None | Reliable Power and Solar | JCP&L | Accepted | 2020-07-15 | 2020-07-20 | 2021-07-20 | trina | tsmdd05 | Solar Panels |  | 0.32 | 7 | 198 | 17 |  | Fixed | Roof | roof
NJSTRE1545302288 |  | Transition Incentive Program | Elizabeth | 7202 | 10 | 3.69 | Residential | Yes | Behind the Meter | Net-metered residential rooftop and canopy |  | None | Pro Custom Solar dba Momentum Solar | PSE&G | Accepted | 2020-07-15 | 2020-07-20 | 2021-07-20 | HANWHA | Q.PEAK DUO BLK G6+ 335 | Solar Panels |  | 0.335 | 5 | 106 | 23 |  | Fixed | Roof
NJSTRE1545303950 |  | Transition Incentive Program | Hewitt | 7421 | 6 | 5.44 | Residential | No | Behind the Meter | Net-metered residential rooftop and canopy |  | None | Accord Power Inc | Orange Rockland Electric | Accepted | 2020-07-21 | 2020-07-22 | 2021-10-30 | Hanwah | Q.Cell 340 | Solar Panels |  | 0.34 | 6 | 84 | 22 |  | Fixed | Roof
NJSTRE1545304181 |  | Transition Incentive Program | Belleville | 7109 | 9 | 8.05 | Residential | Yes | Behind the Meter | Net-metered residential rooftop and canopy |  | None | Pro Custom Solar dba Momentum Solar | PSE&G | Accepted | 2020-07-15 | 2020-07-20 | 2021-07-20 | LG ELECTRONICS | LG 350N1C-V5 | Solar Panels |  | 0.35 | 23 | 195 | 40 |  | Fixed | Roof
NJSTRE1545306962 |  | Transition Incentive Program | Deptford Twp | 8096 | 15 | 11.34 | Residential | Yes | Behind the Meter | Net-metered residential rooftop and canopy |  | None | Suntuity Solar LLC | PSE&G | Accepted | 2020-07-16 | 2020-07-21 | 2021-07-21 | Longi | LR6-60HPB-315M | Solar Panels |  | 0.315 | 15 | 235 | 22 |  | Fixed | Roof
NJSTRE1545307079 |  | Transition Incentive Program | Clarksboro | 8020 | 15 | 3.4 | Residential | Yes | Behind the Meter | Net-metered residential rooftop and canopy |  | ACE | Vision Solar LLC | AC Electric | Accepted | 2020-07-16 | 2020-07-21 | 2021-07-21 | HANWHA Q-CELLS | Q.PEAK DUO-G6 340 | Solar Panels |  | 0.34 | 10 | 136 | 20 |  | Fixed | Roof
NJSTRE1545307091 |  | Transition Incentive Program | Columbus | 8022 | 13 | 7.48 | Residential | No | Behind the Meter | Net-metered residential rooftop and canopy |  | None | Trinity Solar | PSE&G | Accepted | 2020-07-16 | 2020-07-21 | 2021-07-21 | Hanwha 340 | Q.PEAK DUO BLK-G6 340 | Solar Panels |  | 0.34 | 8 | 142 | 34 |  | Fixed | Roof
NJSTRE1545307136 |  | Transition Incentive Program | Summit | 7901 | 10 | 19.25 | Residential | No | Behind the Meter | Net-metered residential rooftop and canopy |  | None | Green Power Energy | JCP&L | Accepted | 2020-07-16 | 2020-07-21 | 2021-07-21 | Trina Solar | TSM-385DE14H(II) | Solar Panels |  | 0.385 | 50 | 95 | 10 |  | Fixed | Roof
NJSTRE1545307355 |  | Transition Incentive Program | SPRINGFIELD | 7081 | 10 | 12.24 | Residential | No | Behind the Meter | Net-metered residential rooftop and canopy |  | None | Tesla Energy Operations Inc. | JCP&L | Accepted | 2020-07-16 | 2020-07-21 | 2021-07-21 | Hanwha Q-Cells | Q.Peak DUO BLK-G6+/SC340 | Solar Panels |  | 0.34 | 10 | 216 | 23 |  | Fixed | Roof
NJSTRE1545307378 |  | Transition Incentive Program | Roselle Boro | 7203 | 10 | 10.54 | Residential | Yes | Behind the Meter | Net-metered residential rooftop and canopy |  | None | Bright Planet Solar | PSE&G | Final As-Built Received | 2020-07-16 | 2020-07-21 | 2021-10-30 | LONGI | LR6-60HPB-310M | Solar Panels |  | 0.31 | 18 | 348 | 30 |  | Fixed | Roof
NJSTRE1545384694 | NJSRRE1543552342 | Transition Incentive Program | Bloomfield | 7003 | 9 | 5.99 | Residential | Yes | Behind the Meter | Behind the Meter |  | None | Trinity Solar | PSE&G | Eligible for TI Program | 2019-12-16 | 2019-12-19 | 2021-10-30 | Solar Edge | SE5000 | Inverters | 5000 |  | 1 |  |  | 0.97 |  | Outside | side of home
NJSTRE1545384711 | NJSRRE1543556128 | Transition Incentive Program | Florence | 8518 | 13 | 7.56 | Residential | Yes | Behind the Meter | Behind the Meter |  | None | Pro Custom Solar dba Momentum Solar | PSE&G | Eligible for TI Program | 2019-12-17 | 2019-12-20 | 2021-10-30 | Enphase Energy | IQ6-60-2-US | Inverters | 230 |  | 24 |  |  | 0.97 |  | Outdoor | Roof
NJSTRE1545384714 | NJSRRE1543502165 | Transition Incentive Program | Keyport | 7735 | 17 | 4.73 | Residential | Yes | Behind the Meter | Net-metered residential rooftop and canopy |  | None | Vivint Solar Developer, LLC | JCP&L | Accepted | 2019-12-09 | 2019-12-12 | 2021-10-30 | Solar Edge | SE3800H-US | Inverters | 3800 |  | 1 |  |  | 0.992 |  | Outdoor | Near the utility meter
NJSTRE1545384720 | NJSRRE1544524192 | Transition Incentive Program | Woodbine | 8270 | 21 | 14.49 | Residential | Yes | Behind the Meter | Behind the Meter |  | None | Trinity Solar | AC Electric | Eligible for TI Program | 2020-02-24 | 2020-02-26 | 2021-10-30 | Solar Edge | SE10000 | Inverters | 10000 |  | 1 |  |  | 0.97 |  | Outside | side of home
NJSTRE1545384724 | NJSRRE1543477534 | Transition Incentive Program | RED BANK | 7701 | 17 | 10.08 | Residential | No | Behind the Meter | Net-metered residential rooftop and canopy |  | None | Vivint Solar Developer, LLC | JCP&L | Accepted | 2019-12-04 | 2019-12-06 | 2021-10-30 | Solar Edge | SE7600H-US | Inverters | 7600 |  | 1 |  |  | 0.992 |  | Outdoor | Near the utility meter
NJSTRE1545384733 | NJSRRE1544514389 | Transition Incentive Program | Ewing | 8638 | 12 | 10.71 | Residential | Yes | Behind the Meter | Net-metered residential rooftop and canopy |  | None | Vision Solar LLC | PSE&G | Accepted | 2020-02-21 | 2020-02-25 | 2021-10-30 | enphase | iq7-60-2-us | Inverters | 0.25 |  | 34 |  |  | 0.96 |  | Other | behind panels
NJSTRE1545384744 | NJSRRE1544113878 | Transition Incentive Program | South Amboy | 8879 | 11 | 4.29 | Residential | No | Behind the Meter | Behind the Meter |  | None | Sunrun Installation Services, Inc. | JCP&L | Eligible for TI Program | 2020-01-07 | 2020-01-09 | 2021-10-30 | Delta Electronics | M4-TL-US | Inverters | 3840 |  | 1 |  |  | 0.96 |  | Outdoor | Next To Meter
NJSTRE1545384746 | NJSRRE1544514520 | Transition Incentive Program | BRICK | 8723 | 18 | 7.68 | Residential | Yes | Behind the Meter | Net-metered residential rooftop and canopy |  | None | Vivint Solar Developer, LLC | JCP&L | Accepted | 2020-02-22 | 2020-02-25 | 2021-10-30 | SOLAREDGE | SE7600H-US | Inverters | 7600 |  | 1 |  |  | 0.992 |  | Outdoor | Near the Utility Meter
NJSTRE1545384754 | NJSRRE1544347235 | Transition Incentive Program | Burlington | 8016 | 13 | 12.6 | Residential | Yes | Behind the Meter | Behind the Meter |  | None | Trinity Solar | PSE&G | Eligible for TI Program | 2020-02-03 | 2020-02-05 | 2021-10-30 | Solar Edge | SE10000H-US | Inverters | 10000 |  | 1 |  |  | 0.97 |  | Outside | side of home
NJSTRE1545384755 | NJSRRE1543513139 | Transition Incentive Program | Jackson Township | 8527 | 18 | 7.83 | Residential | Yes | Behind the Meter | Net-metered residential rooftop and canopy |  | None | Complete Solar | JCP&L | Accepted | 2019-12-18 | 2019-12-19 | 2021-10-30 | SOLAREDGE TECHNOLOGIES | SE7600H-US RGM | Inverters | 7600 |  | 1 |  |  | 0.97 |  | Outdoor | BY MSP
NJSTRE1545384756 | NJSRRE1543481358 | Transition Incentive Program | Vineland | 8361 | 20 | 2.36 | Residential | No | Behind the Meter | Behind the Meter |  | None | Bright Planet Solar | Vineland Muni Electric | Eligible for TI Program | 2019-12-05 | 2019-12-09 | 2021-10-30 | SOLAR EDGE | SE3000H-USRGM | Inverters | 3000 |  | 1 |  |  | 0.98 |  | Outside | NEXT TO METER
NJSTRE1545384765 | NJSRRE1544333455 | Transition Incentive Program | ORANGE | 7050 | 9 | 8.19 | Residential | Yes | Behind the Meter | Net-metered residential rooftop and canopy |  | None | Vivint Solar Developer, LLC | PSE&G | Accepted | 2020-01-30 | 2020-02-03 | 2021-10-30 | SOLAREDGE | SE7600H-US | Inverters | 7600 |  | 1 |  |  | 0.992 |  | Outdoor | Near the Utility Meter
NJSTRE1545302203 |  | Transition Incentive Program | East Orange | 7018 | 9 | 7.04 | Residential | Yes | Behind the Meter | Net-metered residential rooftop and canopy |  | None | EMT Renewables | PSE&G | Accepted | 2020-07-15 | 2020-07-22 | 2021-07-22 | Trina | 320-BLK | Solar Panels |  | 0.32 | 4 | 291 | 40 |  | Fixed | Roof
NJSTRE1545303966 |  | Transition Incentive Program | Elizabeth | 7208 | 10 | 4.69 | Residential | Yes | Behind the Meter | Net-metered residential rooftop and canopy |  | None | Pro Custom Solar dba Momentum Solar | PSE&G | Accepted | 2020-07-15 | 2020-07-20 | 2021-07-20 | HANWHA | Q.PEAK DUO BLK G6+ 335 | Solar Panels |  | 0.335 | 11 | 217 | 39 |  | Fixed | Roof
NJSTRE1545306957 |  | Transition Incentive Program | Somerville | 8876 | 5 | 7.44 | Residential | Yes | Behind the Meter | Net-metered residential rooftop and canopy |  | None | Bright Planet Solar | JCP&L | Accepted | 2020-07-16 | 2020-07-21 | 2021-07-21 | LONGI | LR6-60HPB-310M | Solar Panels |  | 0.31 | 16 | 118 | 33 |  | Fixed | Roof
NJSTRE1545306961 |  | Transition Incentive Program | PAULSBORO | 8066 | 15 | 8.19 | Residential | Yes | Behind the Meter | Net-metered residential rooftop and canopy |  | None | Suntuity Solar LLC | AC Electric | Accepted | 2020-07-16 | 2020-07-21 | 2021-07-21 | Longi | LR6-60HPB-315M | Solar Panels |  | 0.315 | 15 | 7 | 27 |  | Fixed | Roof
NJSTRE1545306982 | NJSRRE1541624095 | Transition Incentive Program | Mays Landing | 8330 | 19 | 9.6 | Residential | Yes | Behind the meter | Behind the Meter |  | None | Skyline Solar, LLC | AC Electric | Eligible for TI Program | 2019-07-09 | 2019-07-29 | 2021-10-30 | REC | REC320TP2M | Solar Panels |  | 0.32 | 30 | 169 | 27 |  | Fixed | Roof
NJSTRE1545307041 |  | Transition Incentive Program | BRICK | 8723 | 18 | 5.1 | Residential | No | Behind the Meter | Net-metered residential rooftop and canopy |  | None | Trinity Solar | JCP&L | Final As-Built Received | 2020-07-16 | 2020-07-21 | 2021-10-30 | HANWHA | Q.PEAK DUO BLK-G6 340 | Solar Panels |  | 0.34 | 15 | 80 | 18 |  | Fixed | Roof
NJSTRE1545307167 |  | Transition Incentive Program | Marlton | 8053 | 13 | 8.5 | Residential | Yes | Behind the Meter | Net-metered residential rooftop and canopy |  | None | Trinity Solar | PSE&G | Accepted | 2020-07-16 | 2020-07-21 | 2021-07-21 | Hanwha | Q.PEAK DUO BLK-G6 340 | Solar Panels |  | 0.34 | 13 | 224 | 30 |  | Fixed | Roof
NJSTRE1545307368 |  | Transition Incentive Program | HILLSIDE | 7205 | 10 | 7.93 | Residential | Yes | Behind the Meter | Net-metered residential rooftop and canopy |  | None | Sunrun, Inc. | PSE&G | Accepted | 2020-07-17 | 2020-07-21 | 2021-07-21 | LONGi Green Energy Technology Co Ltd | LR6-60HPB-305M | Solar Panels |  | 0.305 | 26 | 145 | 28 |  | Fixed | Roof
NJSTRE1545307382 |  | Transition Incentive Program | CARTERET BORO | 7008 | 11 | 3.36 | Residential | Yes | Behind the Meter | Net-metered residential rooftop and canopy |  | None | Sunrun, Inc. | PSE&G | Accepted | 2020-07-17 | 2020-07-21 | 2021-07-21 | LONGi Green Energy Technology Co Ltd | LR6-60HPB-305M | Solar Panels |  | 0.305 | 11 | 78 | 20 |  | Fixed | Roof
NJSTRE1545307432 |  | Transition Incentive Program | BURLINGTON | 8016 | 13 | 10.08 | Residential | Yes | Behind the Meter | Net-metered residential rooftop and canopy |  | None | Vivint Solar Developer, LLC | PSE&G | Accepted | 2020-07-16 | 2020-07-21 | 2021-07-21 | JINKO SOLAR | JKM325M-60HBL | Solar Panels |  | 0.325 | 8 | 248 | 30 |  | Fixed | Roof
NJSTRE1545384698 | NJSRRE1544164738 | Transition Incentive Program | Newark | 7105 | 9 | 10.8 | Residential | No | Behind the Meter | Behind the Meter |  | None | Power Home Remodeling Group | PSE&G | Eligible for TI Program | 2020-01-14 | 2020-01-17 | 2021-10-30 | Solar Edge | SE7600H-US | Inverters | 7600 |  | 1 |  |  | 0.99 |  | Outdoor | Near meter
NJSTRE1545384717 | NJSRRE1544469961 | Transition Incentive Program | UNION | 7083 | 10 | 4.8 | Residential | Yes | Behind the Meter | Net-metered residential rooftop and canopy |  | None | Vivint Solar Developer, LLC | PSE&G | Accepted | 2020-02-19 | 2020-02-21 | 2021-10-30 | SOLAREDGE | SE3800H-US | Inverters | 3800 |  | 1 |  |  | 0.992 |  | Outdoor | Near the Utility Meter
NJSTRE1545384719 | NJSRRE1543433821 | Transition Incentive Program | Jersey City | 7307 | 8 | 4.41 | Residential | Yes | Behind the Meter | Net-metered residential rooftop and canopy |  | None | Vivint Solar Developer, LLC | PSE&G | Accepted | 2019-11-25 | 2019-11-25 | 2021-10-30 | solar edge | SE3800H-US000BNC4 | Inverters | 3800 |  | 1 |  |  | 0.992 |  | Outdoor | near utility meter
NJSTRE1545260809 |  | Transition Incentive Program | Williamstown | 8094 | 15 | 32.4 | Residential | No | Behind the Meter | Net-metered residential ground mount |  | None | Whitman Construction, LLC | AC Electric | Accepted | 2020-07-07 | 2020-07-15 | 2021-07-15 | Solaria Power | Solaria Power XT-360R-PD | Solar Panels |  | 0.36 | 90 | 180 | 25 |  | Fixed | Ground
NJSTRE1545260795 |  | Transition Incentive Program | BLOOMFIELD | 7003 | 9 | 4.48 | Residential | Yes | Behind the Meter | Net-metered residential rooftop and canopy |  | None | Vivint Solar Developer, LLC | PSE&G | Accepted | 2020-07-07 | 2020-07-13 | 2021-07-13 | JINKO SOLAR | JKM320M-60HBL | Solar Panels |  | 0.32 | 6 | 132 | 35 |  | Fixed | Roof
NJSTRE1545261814 |  | Transition Incentive Program | PATERSON | 7502 | 6 | 6.5 | Residential | Yes | Behind the Meter | Net-metered residential rooftop and canopy |  | None | Vivint Solar Developer, LLC | PSE&G | Accepted | 2020-07-07 | 2020-07-13 | 2021-07-13 | Jinko Solar | JKM325M-60HBL | Solar Panels |  | 0.325 | 10 | 51 | 20 |  | Fixed | Roof
NJSTRE1545261873 |  | Transition Incentive Program | Oaklyn | 8107 | 14 | 7.48 | Residential | No | Behind the Meter | Net-metered residential rooftop and canopy |  | None | Impact Solar LLC | PSE&G | Accepted | 2020-07-07 | 2020-07-13 | 2021-10-30 | Hanwha | Q.PEAKDUO-G5325 | Solar Panels |  | 0.325 | 14 | 58 | 31 |  | Fixed | Roof
NJSTRE1545261887 |  | Transition Incentive Program | Newark | 7112 | 9 | 8.04 | Residential | Yes | Behind the Meter | Net-metered residential rooftop and canopy |  | None | Pro Custom Solar dba Momentum Solar | PSE&G | Accepted | 2020-07-07 | 2020-07-13 | 2021-07-13 | HANWHA | Q.PEAK DUO BLK G6+ 335 | Solar Panels |  | 0.335 | 24 | 120 | 23 |  | Fixed | Roof
NJSTRE1545261944 |  | Transition Incentive Program | Rahway | 7065 | 10 | 5.25 | Residential | Yes | Behind the Meter | Net-metered residential rooftop and canopy |  | None | Pro Custom Solar dba Momentum Solar | PSE&G | Accepted | 2020-07-07 | 2020-07-13 | 2021-07-13 | LG ELECTRONICS | LG 350N1C-V5 | Solar Panels |  | 0.35 | 6 | 117 | 10 |  | Fixed | Roof
NJSTRE1545263835 |  | Transition Incentive Program | Paterson City | 7503 | 6 | 14.81 | Residential | No | Behind the Meter | Net-metered residential rooftop and canopy |  | None | Suntuity Solar LLC | PSE&G | Accepted | 2020-07-08 | 2020-07-20 | 2021-07-20 | Hanwha Solar | Q-Cells 315 Mono | Solar Panels |  | 0.315 | 5 | 166 | 22 |  | Fixed | Roof
NJSTRE1545383287 | NJSRRE1542513422 | Transition Incentive Program | Woodbridge Township | 7064 | 11 | 9.57 | Residential | Yes | Behind the Meter | Behind the Meter |  | None | Sunrun Installation Services, Inc. | PSE&G | Eligible for TI Program | 2019-10-07 | 2019-10-10 | 2021-10-30 | SolarEdge Technologies | SE7600H-USRGM | Inverters | 7600 |  | 1 |  |  | 0.96 |  | Outdoor | Next To Meter
NJSTRE1545383289 | NJSRRE1542584325 | Transition Incentive Program | Bridgeton | 8302 | 20 | 8.4 | Residential | Yes | Behind the Meter | Net-metered residential rooftop and canopy |  | None | Bright Planet Solar | AC Electric | Accepted |  | 2019-10-28 | 2021-10-30 | SOLAR EDGE | SE7600H-USRGM | Inverters | 7600 |  | 1 |  |  | 0.98 |  | Outdoor | NEXT TO METER
NJSTRE1545383304 | NJSRRE1542425448 | Transition Incentive Program | South Amboy | 8879 | 11 | 3.15 | Residential | Yes | Behind the Meter | Behind the Meter |  | None | Trinity Solar | JCP&L | Eligible for TI Program | 2019-09-20 | 2019-09-24 | 2021-10-30 | Solar Edge | SE3000 | Inverters | 3000 |  | 1 |  |  | 0.97 |  | Outside | side of home
NJSTRE1545383306 | NJSRRE1543056130 | Transition Incentive Program | Clifton | 7012 | 6 | 8.82 | Residential | Yes | Behind the Meter | Net-metered residential rooftop and canopy |  | None | Vivint Solar Developer, LLC | PSE&G | Accepted | 2019-11-07 | 2019-11-25 | 2021-10-30 | Solar Edge | SE3800H-US000BNC4 | Inverters | 3800 |  | 1 |  |  | 0.992 |  | Outdoor | Near the utility meter
NJSTRE1545383307 | NJSRRE1542476215 | Transition Incentive Program | Linden | 7036 | 10 | 7.59 | Residential | Yes | Behind the Meter | Behind the Meter |  | None | Pro Custom Solar dba Momentum Solar | PSE&G | Eligible for TI Program | 2019-10-01 | 2019-10-03 | 2021-10-30 | Enphase Energy | IQ7-60-2-US | Inverters | 250 |  | 22 |  |  | 0.97 |  | Outdoor | Roof
NJSTRE1545383319 | NJSRRE1542434010 | Transition Incentive Program | Toms River | 8753 | 18 | 14.06 | Residential | Yes | Behind the Meter | Net-metered residential rooftop and canopy |  | None | SunPower Corporation, Systems | JCP&L | Accepted |  | 2019-09-27 | 2021-10-30 | SUNPOWER | SPR-E20-327-E-AC | Inverters | 320 |  | 43 |  |  | 0.96 |  | Other | under each panel
NJSTRE1545302203 |  | Transition Incentive Program | East Orange | 7018 | 9 | 7.04 | Residential | Yes | Behind the Meter | Net-metered residential rooftop and canopy |  | None | EMT Renewables | PSE&G | Accepted | 2020-07-15 | 2020-07-22 | 2021-07-22 | Trina | 320-BLK | Solar Panels |  | 0.32 | 6 | 201 | 50 |  | Fixed | Roof
NJSTRE1545302255 |  | Transition Incentive Program | Newark City | 7106 | 9 | 8.68 | Residential | Yes | Behind the Meter | Net-metered residential rooftop and canopy |  | None | Bright Planet Solar | PSE&G | Accepted | 2020-07-15 | 2020-07-20 | 2021-07-20 | LONGI | LR6-60HPB-310M | Solar Panels |  | 0.31 | 14 | 113 | 30 |  | Fixed | Roof
NJSTRE1545303961 |  | Transition Incentive Program | East Windsor | 8520 | 12 | 14.41 | Residential | No | Behind the Meter | Net-metered residential rooftop and canopy |  | None | Green Power Energy | JCP&L | Accepted | 2020-07-15 | 2020-07-21 | 2021-07-21 | Hanwha | Q.PEAK DUO BLK-G6 335 | Solar Panels |  | 0.335 | 8 | 195 | 30 |  | Fixed | Roof
NJSTRE1545306957 |  | Transition Incentive Program | Somerville | 8876 | 5 | 7.44 | Residential | Yes | Behind the Meter | Net-metered residential rooftop and canopy |  | None | Bright Planet Solar | JCP&L | Accepted | 2020-07-16 | 2020-07-21 | 2021-07-21 | LONGI | LR6-60HPB-310M | Solar Panels |  | 0.31 | 4 | 204 | 33 |  | Fixed | Roof
NJSTRE1545306978 | NJSRRE1541643526 | Transition Incentive Program | Edison | 8817 | 11 | 6.84 | Residential | Yes | Behind the meter | Behind the Meter |  | None | Skyline Solar, LLC | PSE&G | Eligible for TI Program | 2019-07-13 | 2019-07-16 | 2021-10-30 | Solar World | Sunmodule Plus SW 285 Mono | Solar Panels |  | 0.285 | 24 | 135 | 18 |  | Fixed | Roof
NJSTRE1545306983 | NJSRRE1541688877 | Transition Incentive Program | Franklin Twp Som | 8873 | 5 | 7.04 | Residential | Yes | Behind the meter | Net-metered residential rooftop and canopy |  | None | Skyline Solar, LLC | PSE&G | Accepted | 2019-07-19 | 2019-07-29 | 2021-10-30 | Canadian Solar | CS3K-320MS | Solar Panels |  | 0.32 | 14 | 154 | 22 |  | Fixed | Roof
NJSTRE1545307074 |  | Transition Incentive Program | Lakewood | 8701 | 18 | 42.24 | Commercial | Yes | Behind the Meter | Net-metered non-residential rooftop and canopy |  | None | Powerlutions | JCP&L | Final As-Built Received | 2020-07-16 | 2020-07-21 | 2021-10-30 | Q-Cell | Q.Peak DUO BLK-G5 320Snap | Solar Panels |  | 0.32 | 13 | 276 | 22 |  | Fixed | Roof
NJSTRE1545307118 |  | Transition Incentive Program | Mckee City | 8234 | 19 | 13.02 | Residential | Yes | Behind the Meter | Net-metered residential rooftop and canopy |  | None | Bright Planet Solar | AC Electric | Accepted | 2020-07-16 | 2020-07-21 | 2021-07-21 | LONGI | LR-60HPB-310M | Solar Panels |  | 0.31 | 7 | 111 | 18 |  | Fixed | Roof
NJSTRE1545307441 |  | Transition Incentive Program | Franklin Township | 8873 | 5 | 12.24 | Residential | No | Behind the Meter | Net-metered residential rooftop and canopy |  | None | Tesla Energy Operations Inc | PSE&G | Accepted | 2020-07-16 | 2020-07-21 | 2021-07-21 | Hanwha Q-Cells | # Q.Peak DUO BLK-G6/SC340 | Solar Panels |  | 0.34 | 10 | 197 | 37 |  | Fixed | Ground
NJSTRE1545307605 |  | Transition Incentive Program | East Orange | 7017 | 9 | 9.8 | Residential | Yes | Behind the Meter | Net-metered residential rooftop and canopy |  | None | Pro Custom Solar dba Momentum Solar | PSE&G | Accepted | 2020-07-16 | 2020-07-21 | 2021-07-21 | LG ELECTRONICS | LG 350N1C-V5 | Solar Panels |  | 0.35 | 17 | 115 | 40 |  | Fixed | Roof
NJSTRE1545307622 |  | Transition Incentive Program | Jackson | 8527 | 18 | 13.12 | Residential | No | Behind the Meter | Net-metered residential rooftop and canopy |  | None | Powerlutions | JCP&L | Accepted | 2020-07-16 | 2020-07-21 | 2021-07-21 | Trina | TSM-320 DD06M.05 | Solar Panels |  | 0.32 | 22 | 132 | 30 |  | Fixed | Roof
NJSTRE1545307711 |  | Transition Incentive Program | Pequannock Township | 7440 | 3 | 11.77 | Residential | Yes | Behind the Meter | Net-metered residential rooftop and canopy |  | None | Seabright Solar | JCP&L | Accepted | 2020-07-23 | 2020-07-23 | 2021-07-23 | Sunpower | SPR-E20-327 | Solar Panels |  | 0.327 | 2 | 171 | 30 |  | Fixed | Roof
NJSTRE1545307715 |  | Transition Incentive Program | Willingboro Twp | 8046 | 13 | 11.28 | Residential | No | Behind the Meter | Net-metered residential rooftop and canopy |  | None | Tesla Energy Operations Inc | PSE&G | Accepted | 2020-07-16 | 2020-07-21 | 2021-07-21 | Tesla SRV3 | 5014123-00-B | Solar Panels |  | 0.05847 | 15 | 304 | 25 |  | Fixed | Roof
NJSTRE1545307414 |  | Transition Incentive Program | PEMBERTON | 8068 | 13 | 4.55 | Residential | Yes | Behind the Meter | Net-metered residential rooftop and canopy |  | None | Vivint Solar Developer, LLC | JCP&L | Accepted | 2020-07-16 | 2020-07-21 | 2021-07-21 | JINKO SOLAR | JKM325M-60HBL | Solar Panels |  | 0.325 | 8 | 340 | 18 |  | Fixed | Roof
NJSTRE1545384670 | NJSRRE1544175361 | Transition Incentive Program | Piscataway | 8854 | 11 | 6.3 | Residential | No | Behind the Meter | Behind the Meter |  | None | Pro Custom Solar dba Momentum Solar | PSE&G | Eligible for TI Program | 2020-01-16 | 2020-01-21 | 2021-10-30 | ENPHASE ENERGY | IQ7PLUS-72-2-US | Inverters | 295 |  | 18 |  |  | 0.97 |  | Outdoor | ROOF
NJSTRE1545384680 | NJSRRE1544185779 | Transition Incentive Program | Absecon | 8201 | 19 | 8.75 | Residential | No | Behind the Meter | Net-metered residential rooftop and canopy |  | None | Ampericon | New Construction | Accepted | 2020-01-16 | 2020-01-22 | 2021-10-30 | EnPhase | IQ7 | Inverters | 240 |  | 25 |  |  | 0.965 |  | Other | Roof
NJSTRE1545384685 | NJSRRE1543555615 | Transition Incentive Program | Edison | 8820 | 11 | 8.51 | Residential | No | Behind the Meter | Net-metered residential rooftop and canopy |  | None | Suntuity Solar LLC | PSE&G | Accepted | 2019-12-17 | 2019-12-20 | 2021-10-30 | Enphase Energy | IQ7-60-2-US | Inverters | 240 |  | 27 |  |  | 0.97 |  | Outdoor | Behind the PV Modules
NJSTRE1545384689 | NJSRRE1543565235 | Transition Incentive Program | NORWOOD | 7648 | 7 | 21.74 | Residential | Yes | Behind the Meter | Net-metered residential rooftop and canopy |  | None | Vivint Solar Developer, LLC | Orange Rockland Electric | Accepted | 2019-12-18 | 2019-12-23 | 2021-10-30 | SOLAREDGE | SE7600H-US | Inverters | 7600 |  | 2 |  |  | 0.992 |  | Outdoor | Near the Utility Meter
NJSTRE1545384710 | NJSRRE1544546652 | Transition Incentive Program | Bridgewater Township | 8836 | 5 | 14.88 | Residential | No | Behind the Meter | Behind the Meter |  | None | Sunrun Installation Services, Inc. | PSE&G | Eligible for TI Program | 2020-02-27 | 2020-03-03 | 2021-10-30 | SolarEdge Technologies | SE3800H-USRGM | Inverters | 3800 |  | 1 |  |  | 0.96 |  | Outdoor | Next To Meter
NJSTRE1545384731 | NJSRRE1544343734 | Transition Incentive Program | Camden | 8104 | 14 | 7.92 | Residential | Yes | Behind the Meter | Net-metered residential rooftop and canopy |  | None | Castle Energy, LLC | PSE&G | Accepted | 2020-01-31 | 2020-02-05 | 2021-10-30 | Enphase Energy | IQ7PLUS-72-2-US | Inverters | 290 |  | 22 |  |  | 0.967 |  | Outdoor | on the rooftop under each solar panel
NJSTRE1545384732 | NJSRRE1544153346 | Transition Incentive Program | Piscataway TWP | 8854 | 11 | 6.82 | Residential | No | Behind the Meter | Net-metered residential rooftop and canopy |  | None | Palmetto Solar LLC | PSE&G | Accepted | 2020-01-09 | 2020-01-15 | 2021-10-30 | SolarEdge | SE6000H-US | Inverters | 6000 |  | 1 |  |  | 0.98 |  | Outside | side of the house
NJSTRE1545384737 | NJSRRE1543474185 | Transition Incentive Program | Irvington | 7111 | 9 | 3.45 | Residential | Yes | Behind the Meter | Behind the Meter |  | None | Pro Custom Solar dba Momentum Solar | PSE&G | Eligible for TI Program | 2019-12-03 | 2019-12-05 | 2021-10-30 | Enphase Energy | IQ7PLUS-72-2-US | Inverters | 295 |  | 10 |  |  | 0.97 |  | Outdoor | Roof
NJSTRE1545384757 | NJSRRE1543509268 | Transition Incentive Program | Cranbury | 8831 | 11 | 54.67 | Commercial | No | Behind the Meter | Net-metered non-residential rooftop and canopy |  | None | Green Power Energy | PSE&G | Final As-Built Received |  | 2019-12-13 | 2021-10-30 | SolarEdge | SE43.2KUS | Inverters | 43.2 |  | 1 |  |  | 0.97 |  | Outside | Next to meter
NJSTRE1545384760 | NJSRRE1544374114 | Transition Incentive Program | Paterson | 7504 | 6 | 9.1 | Residential | Yes | Behind the Meter | Behind the Meter |  | None | Pro Custom Solar dba Momentum Solar | PSE&G | Eligible for TI Program | 2020-02-05 | 2020-02-10 | 2021-10-30 | enphase energy | IQ7PLUS-72-2-US | Inverters | 295 |  | 26 |  |  | 0.97 |  | Outdoor | roof
NJSTRE1545384780 | NJSRRE1544333955 | Transition Incentive Program | Pompton Lakes | 7442 | 6 | 5.27 | Residential | Yes | Behind the Meter | Behind the Meter |  | None | Sunrun Installation Services, Inc. | JCP&L | Eligible for TI Program | 2020-01-30 | 2020-02-03 | 2021-10-30 | Delta Electronics | M5-TL-US | Inverters | 4800 |  | 1 |  |  | 0.96 |  | Outdoor | Next To Meter
NJSTRE1545384751 | NJSRRE1544150951 | Transition Incentive Program | Pleasantville | 8232 | 19 | 6.08 | Residential | Yes | Behind the Meter | Behind the Meter |  | None | Sunrun Installation Services, Inc. | AC Electric | Eligible for TI Program | 2020-01-09 | 2020-01-14 | 2021-10-30 | Enphase Energy | IQ7-60-x-US (240V) | Inverters | 240 |  | 19 |  |  | 0.96 |  | Outdoor | Rooftop
NJSTRE1545384764 | NJSRRE1544428440 | Transition Incentive Program | Sicklerville | 8081 | 14 | 9.72 | Residential | Yes | Behind the Meter | Net-metered residential rooftop and canopy |  | None | Vision Solar LLC | AC Electric | Accepted | 2020-02-10 | 2020-02-12 | 2021-10-30 | enphase | iq7-60-2-us | Inverters | 0.25 |  | 29 |  |  | 0.96 |  | Other | behind panels
NJSTRE1545384783 | NJSRRE1543466184 | Transition Incentive Program | CAMDEN | 8105 | 14 | 4.41 | Residential | Yes | Behind the Meter | Net-metered residential rooftop and canopy |  | None | Vivint Solar Developer, LLC | PSE&G | Accepted | 2019-12-03 | 2019-12-05 | 2021-10-30 | Solar Edge | SE3800H-US | Inverters | 3800 |  | 1 |  |  | 0.992 |  | Outdoor | Near the Utility Meter
NJSTRE1545384788 | NJSRRE1543422048 | Transition Incentive Program | Newton | 7860 | 1 | 10.14 | Residential | No | Behind the Meter | Net-metered residential rooftop and canopy |  | None | SunPower Capital LLC | JCP&L | Accepted | 2019-11-19 | 2019-11-25 | 2021-10-30 | sunpower | e20-327-e-ac | Inverters | 0.32 |  | 31 |  |  | 0.96 |  | Other | behind panels
NJSTRE1545384793 | NJSRRE1544343689 | Transition Incentive Program | Pleasantville | 8232 | 19 | 6.4 | Residential | Yes | Behind the Meter | Net-metered residential rooftop and canopy |  | None | Castle Energy, LLC | AC Electric | Final As-Built Received | 2020-01-31 | 2020-02-05 | 2021-10-30 | Enphase Energy | IQ7-60-2-US | Inverters | 240 |  | 20 |  |  | 0.967 |  | Outdoor | on the rooftop under each solar panel
NJSTRE1545384799 | NJSRRE1544456592 | Transition Incentive Program | Sicklerville | 8081 | 14 | 8.37 | Residential | Yes | Behind the Meter | Behind the Meter |  | None | Sunrun Installation Services, Inc. | AC Electric | Eligible for TI Program | 2020-02-14 | 2020-02-28 | 2021-10-30 | Delta Electronics | M8-TL-US | Inverters | 7680 |  | 1 |  |  | 0.96 |  | Outdoor | Next To Meter
NJSTRE1545384800 | NJSRRE1544535698 | Transition Incentive Program | Pleasantville | 8232 | 19 | 27.84 | Residential | Yes | Behind the Meter | Net-metered residential rooftop and canopy |  | None | Castle Energy, LLC | AC Electric | Accepted | 2020-02-25 | 2020-02-27 | 2021-10-30 | Enphase Energy | IQ7-60-2-US | Inverters | 240 |  | 87 |  |  | 0.967 |  | Outdoor | on the rooftop under each solar panel
NJSTRE1545384804 | NJSRRE1543586592 | Transition Incentive Program | clementon | 8021 | 14 | 23.1 | Commercial | Yes | Behind the Meter | Net-metered non-residential rooftop and canopy |  | None | Hytek Energy | AC Electric | Final As-Built Received |  | 2019-12-30 | 2021-10-30 | se10kw | solaredge hd | Inverters | 11550 |  | 2 |  |  | 0.98 |  | Outdoor | attached to building
NJSTRE1545384805 | NJSRRE1544442809 | Transition Incentive Program | Erial | 8081 | 14 | 7.75 | Residential | Yes | Behind the Meter | Behind the Meter |  | None | Sunrun Installation Services, Inc. | AC Electric | Eligible for TI Program | 2020-02-13 | 2020-02-18 | 2021-10-30 | Delta Electronics | M8-TL-US | Inverters | 7680 |  | 1 |  |  | 0.96 |  | Outdoor | Next To Meter
NJSTRE1545384811 | NJSRRE1543464359 | Transition Incentive Program | PARLIN | 8859 | 11 | 5.99 | Residential | Yes | Behind the Meter | Net-metered residential rooftop and canopy |  | None | Vivint Solar Developer, LLC | JCP&L | Accepted | 2019-12-02 | 2019-12-04 | 2021-10-30 | SOLAREDGE | SE7600H-US | Inverters | 7600 |  | 1 |  |  | 0.992 |  | Outdoor | Near the Utility Meter
NJSTRE1545384816 | NJSRRE1544347736 | Transition Incentive Program | Bridgeton | 8302 | 20 | 7.67 | Residential | Yes | Behind the Meter | Net-metered residential rooftop and canopy |  | None | Bright Planet Solar | AC Electric | Accepted |  | 2020-02-06 | 2021-10-30 | SOLAR EDGE | SE6000H-USRGM | Inverters | 6000 |  | 1 |  |  | 0.98 |  | Outdoor | OUTSIDE
NJSTRE1545384817 | NJSRRE1543500287 | Transition Incentive Program | Bloomfield | 7003 | 9 | 5.04 | Residential | Yes | Behind the Meter | Net-metered residential rooftop and canopy |  | None | Vivint Solar Developer, LLC | PSE&G | Accepted | 2019-12-09 | 2019-12-10 | 2021-10-30 | SolarEdge | SE3800H-US | Inverters | 3800 |  | 1 |  |  | 0.992 |  | Outdoor | Near the Utility Meter
NJSTRE1545384699 | NJSRRE1543651759 | Transition Incentive Program | South Amboy | 8879 | 11 | 9.16 | Residential | Yes | Behind the Meter | Net-metered residential rooftop and canopy |  | None | SunnyMac LLC | JCP&L | Accepted |  | 2019-12-27 | 2021-10-30 | Enphase | IQ7XS-96-ACM-US | Inverters | 0.315 |  | 28 |  |  | 0.99 |  | Outdoor | roof
NJSTRE1545384710 | NJSRRE1544546652 | Transition Incentive Program | Bridgewater Township | 8836 | 5 | 14.88 | Residential | No | Behind the Meter | Behind the Meter |  | None | Sunrun Installation Services, Inc. | PSE&G | Eligible for TI Program | 2020-02-27 | 2020-03-03 | 2021-10-30 | SolarEdge Technologies | SE7600A-USS2RGM | Inverters | 7600 |  | 1 |  |  | 0.96 |  | Outdoor | Next To Meter
NJSTRE1545384716 | NJSRRE1543514557 | Transition Incentive Program | Warren | 7059 | 5 | 3.78 | Residential | No | Behind the Meter | Behind the Meter |  | None | Tesla Energy Operations Inc. | JCP&L | Eligible for TI Program | 2019-12-11 | 2019-12-16 | 2021-10-30 | SOLAREDGE | SE3800H-US000SNC2 | Inverters | 3800 |  | 1 |  |  | 0.99 |  | Indoor | Indoor
NJSTRE1545384725 | NJSRRE1544446885 | Transition Incentive Program | Estelle Manor | 8319 | 19 | 18 | Residential | Yes | Behind the Meter | Net-metered residential ground mount |  | None | All Season Solar | AC Electric | Accepted | 2020-02-13 | 2020-02-18 | 2021-10-30 | Enphase | IQ7 | Inverters | 240 |  | 60 |  |  | 0.97 |  | Outdoor | Under Module
NJSTRE1545384726 | NJSRRE1544512016 | Transition Incentive Program | Newark | 7106 | 9 | 4.65 | Residential | No | Behind the Meter | Net-metered residential rooftop and canopy |  | None | Whitman Construction, LLC | PSE&G | Accepted | 2020-02-20 | 2020-02-24 | 2021-10-30 | Enphase Energy | IQ7-60-2-US | Inverters | 0.24 |  | 15 |  |  | 0.976 |  | Outside | roof
NJSTRE1545384740 | NJSRRE1544501705 | Transition Incentive Program | Voorhees TWP | 8043 | 14 | 0.01 | Residential | No | Behind the Meter | Net-metered residential rooftop and canopy |  | None | Ampericon | PSE&G | Final As-Built Received | 2020-03-06 | 2020-03-09 | 2021-10-30 | EnPhase | IQ7 | Inverters | 240 |  | 23 |  |  | 0.965 |  | Other | Roof
NJSTRE1545384748 | NJSRRE1544540674 | Transition Incentive Program | Mickelton | 8056 | 15 | 10.08 | Residential | No | Behind the Meter | Behind the Meter |  | None | Sunny Corp | AC Electric | Eligible for TI Program | 2020-02-26 | 2020-03-02 | 2021-10-30 | Enphase | IQ7X | Inverters | 320 |  | 31 |  |  | 0.965 |  | Outdoor | rooftop
NJSTRE1545384753 | NJSRRE1544316814 | Transition Incentive Program | Middletown | 7748 | 17 | 8.19 | Residential | Yes | Behind the Meter | Net-metered residential rooftop and canopy |  | None | Vivint Solar Developer, LLC | JCP&L | Accepted | 2020-01-28 | 2020-01-31 | 2021-10-30 | SolarEdge | SE7600H-US | Inverters | 7600 |  | 1 |  |  | 0.992 |  | Outdoor | Near the utility meter
NJSTRE1545384784 | NJSRRE1544428648 | Transition Incentive Program | Dayton | 8810 | 11 | 4.55 | Residential | Yes | Behind the Meter | Net-metered residential rooftop and canopy |  | None | Pro Custom Solar dba Momentum Solar | PSE&G | Final As-Built Received | 2020-02-10 | 2020-02-13 | 2021-10-30 | enphase energy | IQ7PLUS-72-2-US | Inverters | 295 |  | 13 |  |  | 0.97 |  | Outdoor | roof
NJSTRE1545384801 | NJSRRE1544215649 | Transition Incentive Program | Paterson | 7504 | 6 | 4.41 | Residential | Yes | Behind the Meter | Behind the Meter |  | None | Trinity Solar | PSE&G | Eligible for TI Program | 2020-01-23 | 2020-01-28 | 2021-10-30 | Solar Edge | SE3800H-US000BNC4 | Inverters | 3800 |  | 1 |  |  | 0.97 |  | Outdoor | side of home
NJSTRE1545384813 | NJSRRE1544309439 | Transition Incentive Program | Haledon | 7508 | 6 | 9.3 | Residential | Yes | Behind the Meter | Behind the Meter |  | None | Sunrun Installation Services, Inc. | PSE&G | Eligible for TI Program | 2020-01-27 | 2020-01-30 | 2021-10-30 | Delta Electronics | M4-TL-US | Inverters | 3840 |  | 2 |  |  | 0.96 |  | Outdoor | Next To Meter
NJSTRE1545384824 | NJSRRE1544521923 | Transition Incentive Program | Rivervale | 7675 | 7 | 29.3 | Residential | Yes | Behind the Meter | Net-metered residential rooftop and canopy |  | None | Vision Solar LLC | PSE&G | Accepted | 2020-02-22 | 2020-02-25 | 2021-10-30 | enphase | iq7-60-2-us | Inverters | 0.25 |  | 93 |  |  | 0.96 |  | Other | behind panels
NJSTRE1545384831 | NJSRRE1543481103 | Transition Incentive Program | RARITAN | 8869 | 5 | 3.47 | Residential | Yes | Behind the Meter | Net-metered residential rooftop and canopy |  | None | Vivint Solar Developer, LLC | PSE&G | Accepted | 2019-12-07 | 2019-12-09 | 2021-10-30 | Solar Edge | SE3800H-US | Inverters | 3800 |  | 1 |  |  | 0.992 |  | Outdoor | near the utility meter
NJSTRE1545384773 | NJSRRE1544161021 | Transition Incentive Program | Camden | 8105 | 14 | 5.12 | Residential | Yes | Behind the Meter | Behind the Meter |  | None | Skyline Solar, LLC | PSE&G | Eligible for TI Program | 2020-01-13 | 2020-01-16 | 2021-10-30 | SolarEdge | SE3800H-US | Inverters | 3800 |  | 1 |  |  | 0.99 |  | Outside | within ten feet of meter
NJSTRE1545384774 | NJSRRE1544529878 | Transition Incentive Program | BRICK | 8724 | 18 | 3.78 | Residential | Yes | Behind the Meter | Net-metered residential rooftop and canopy |  | None | Vivint Solar Developer, LLC | JCP&L | Accepted | 2020-02-26 | 2020-02-27 | 2021-10-30 | SOLAREDGE | SE3800H-US | Inverters | 3800 |  | 1 |  |  | 0.992 |  | Outdoor | Near the Utility Meter
NJSTRE1545384775 | NJSRRE1544442824 | Transition Incentive Program | Cream Ridge | 8514 | 17 | 18.91 | Residential | No | Behind the Meter | Behind the Meter |  | None | Sunrun Installation Services, Inc. | JCP&L | Eligible for TI Program | 2020-02-13 | 2020-02-18 | 2021-10-30 | Enphase Energy | IQ7-60-x-US (240V) | Inverters | 240 |  | 61 |  |  | 0.96 |  | Outdoor | Rooftop
NJSTRE1545384795 | NJSRRE1544326473 | Transition Incentive Program | EDISON | 8820 | 11 | 8.82 | Residential | Yes | Behind the Meter | Net-metered residential rooftop and canopy |  | None | Vivint Solar Developer, LLC | PSE&G | Accepted | 2020-01-29 | 2020-02-03 | 2021-10-30 | SolarEdge | SE7600H-US | Inverters | 7600 |  | 1 |  |  | 0.992 |  | Outdoor | Near the utility meter
NJSTRE1545384802 | NJSRRE1544446796 | Transition Incentive Program | Newton | 7860 | 1 | 3.84 | Residential | No | Behind the Meter | Behind the Meter |  | None | Maier Solar Engineering dba Solar Me | JCP&L | Eligible for TI Program | 2020-02-13 | 2020-02-18 | 2021-10-30 | Solar Edg | SE3800A-US | Inverters | 3800 |  | 1 |  |  | 0.97 |  | Outdoor | Next to meter
NJSTRE1545384814 | NJSRRE1543565059 | Transition Incentive Program | NORTH BRUNSWICK | 8902 | 11 | 11.03 | Residential | Yes | Behind the Meter | Net-metered residential rooftop and canopy |  | None | Vivint Solar Developer, LLC | PSE&G | Accepted | 2019-12-18 | 2019-12-23 | 2021-10-30 | SOLAREDGE | SE7600H-US | Inverters | 7600 |  | 1 |  |  | 0.992 |  | Outdoor | Near the Utility Meter
NJSTRE1545384815 | NJSRRE1543446645 | Transition Incentive Program | Manalapan | 7726 | 17 | 6.3 | Residential | No | Behind the Meter | Behind the Meter |  | None | Pro Custom Solar dba Momentum Solar | JCP&L | Eligible for TI Program | 2019-11-26 | 2019-12-02 | 2021-10-30 | Enphase Energy | IQ6-60-2-US | Inverters | 240 |  | 20 |  |  | 0.97 |  | Outdoor | Roof
NJSTRE1545384825 | NJSRRE1544532789 | Transition Incentive Program | NORTH PLAINFIELD | 7060 | 10 | 7.63 | Residential | No | Behind the Meter | Behind the Meter |  | None | Infinity Solar Systems | PSE&G | Eligible for TI Program | 2020-02-25 | 2020-02-27 | 2021-10-30 | ENPHASE | IQ7-60-X-US | Inverters | 240 |  | 25 |  |  | 0.97 |  | Outside | MICROINVERTERS
NJSTRE1545384828 | NJSRRE1543827007 | Transition Incentive Program | Clayton | 8312 | 15 | 11.12 | Residential | Yes | Behind the Meter | Behind the Meter |  | None | Seabright Solar | AC Electric | Eligible for TI Program | 2020-01-24 | 2020-01-27 | 2021-10-30 | Sunpower | SPR-E20-327 | Inverters | 0.32 |  | 34 |  |  | 0.99 |  | Outside | Roof
NJSTRE1545384840 | NJSRRE1544511939 | Transition Incentive Program | Blackwood | 8012 | 14 | 5.12 | Residential | Yes | Behind the Meter | Behind the Meter |  | None | Skyline Solar, LLC | PSE&G | Eligible for TI Program | 2020-02-20 | 2020-02-24 | 2021-10-30 | SolarEdge | SE3800H-US | Inverters | 3800 |  | 1 |  |  | 0.99 |  | Outside | within ten feet of meter
NJSTRE1545384841 | NJSRRE1544331655 | Transition Incentive Program | Hopatcong | 7843 | 1 | 7.13 | Residential | Yes | Behind the Meter | Behind the Meter |  | None | Sunrun Installation Services, Inc. | JCP&L | Eligible for TI Program | 2020-01-29 | 2020-02-03 | 2021-10-30 | Enphase Energy | IQ7-60-x-US (240V) | Inverters | 240 |  | 23 |  |  | 0.96 |  | Outdoor | Rooftop
NJSTRE1545384848 | NJSRRE1544524250 | Transition Incentive Program | Point Pleasant | 8742 | 18 | 21.78 | Residential | No | Behind the Meter | Net-metered residential rooftop and canopy |  | None | Whitman Construction, LLC | JCP&L | Accepted | 2020-03-05 | 2020-03-30 | 2021-10-30 | Enphase Energy | IQ7X-96-2-US | Inverters | 0.315 |  | 66 |  |  | 0.975 |  | Outside | roof
NJSTRE1545383320 | NJSRRE1542883158 | Transition Incentive Program | Pennsauken Township | 8109 | 14 | 6.84 | Residential | Yes | Behind the Meter | Net-metered residential rooftop and canopy |  | None | SunPower Corporation, Systems | PSE&G | Accepted |  | 2019-11-05 | 2021-10-30 | SUNPOWER | SPR-X22-360-D-AC | Inverters | 320 |  | 19 |  |  | 0.96 |  | Other | under each panel
NJSTRE1545383345 | NJSRRE1542839929 | Transition Incentive Program | Paterson | 7502 | 6 | 7.25 | Residential | Yes | Behind the Meter | Behind the Meter |  | None | Pro Custom Solar dba Momentum Solar | PSE&G | Eligible for TI Program | 2019-10-31 | 2019-11-04 | 2021-10-30 | Enphase Energy | IQ7-60-2-US | Inverters | 250 |  | 23 |  |  | 0.97 |  | Outdoor | Roof
NJSTRE1545383352 | NJSRRE1542967130 | Transition Incentive Program | New Brunswick | 8901 | 11 | 16.91 | Residential | Yes | Behind the Meter | Behind the Meter |  | None | Pro Custom Solar dba Momentum Solar | PSE&G | Eligible for TI Program | 2019-11-05 | 2019-11-07 | 2021-10-30 | Enphase Energy | IQ7Plus-72-2-US | Inverters | 0.295 |  | 49 |  |  | 0.97 |  | Outdoor | Roof
NJSTRE1545383355 | NJSRRE1542478635 | Transition Incentive Program | East Brunswick | 8816 | 11 | 8.12 | Residential | Yes | Behind the Meter | Behind the Meter |  | None | Sunrun Installation Services, Inc. | JCP&L | Eligible for TI Program | 2019-10-01 | 2019-10-03 | 2021-10-30 | SolarEdge Technologies | SE7600H-USRGM | Inverters | 7600 |  | 1 |  |  | 0.96 |  | Outdoor | Next To Meter
NJSTRE1545383358 | NJSRRE1542851469 | Transition Incentive Program | Camden | 8105 | 14 | 5.04 | Residential | Yes | Behind the Meter | Net-metered residential rooftop and canopy |  | None | Vivint Solar Developer, LLC | PSE&G | Accepted | 2019-11-01 | 2019-11-05 | 2021-10-30 | Solar Edge | SE3800H-US000BNC4 | Inverters | 3800 |  | 1 |  |  | 0.992 |  | Outdoor | Near the Utility Meter
NJSTRE1545383361 | NJSRRE1543058027 | Transition Incentive Program | Sicklerville | 8081 | 14 | 6.93 | Residential | Yes | Behind the Meter | Behind the Meter |  | None | Trinity Solar | AC Electric | Eligible for TI Program | 2019-11-08 | 2019-11-12 | 2021-10-30 | Solar Edge | SE6000H-US000BNC4 | Inverters | 6000 |  | 1 |  |  | 0.97 |  | Outdoor | side of home
NJSTRE1545383364 | NJSRRE1542527731 | Transition Incentive Program | Haledon | 7508 | 6 | 3.15 | Residential | No | Behind the Meter | Net-metered residential rooftop and canopy |  | None | Suntuity Solar LLC | PSE&G | Accepted | 2019-10-11 | 2019-10-14 | 2021-10-30 | Enphase Energy | IQ7-60-2-US | Inverters | 240 |  | 10 |  |  | 0.97 |  | Outdoor | Behind the PV Modules
NJSTRE1545383374 | NJSRRE1542911465 | Transition Incentive Program | East Orange | 7017 | 9 | 5.99 | Residential | Yes | Behind the Meter | Behind the Meter |  | None | Trinity Solar | PSE&G | Eligible for TI Program | 2019-11-05 | 2019-11-06 | 2021-10-30 | Solar Edge | SE5000 | Inverters | 5000 |  | 1 |  |  | 0.97 |  | Outside | side of home
NJSTRE1545383386 | NJSRRE1542887945 | Transition Incentive Program | Totowa | 7512 | 6 | 9.28 | Residential | No | Behind the Meter | Behind the Meter |  | None | Sunrun Installation Services, Inc. | PSE&G | Eligible for TI Program | 2019-11-01 | 2019-11-05 | 2021-10-30 | SolarEdge Technologies | SE7600H-USRGM | Inverters | 7600 |  | 1 |  |  | 0.96 |  | Outdoor | Next To Meter
NJSTRE1545383388 | NJSRRE1542460966 | Transition Incentive Program | Palmyra | 8065 | 13 | 9.86 | Residential | Yes | Behind the Meter | Behind the Meter |  | None | Sunrun Installation Services, Inc. | PSE&G | Eligible for TI Program | 2019-09-30 | 2019-10-02 | 2021-10-30 | SolarEdge Technologies | SE7600H-USRGM | Inverters | 7600 |  | 1 |  |  | 0.96 |  | Outdoor | Next To Meter
NJSTRE1545383390 | NJSRRE1542578828 | Transition Incentive Program | Millville | 8332 | 20 | 8.19 | Residential | Yes | Behind the Meter | Behind the Meter |  | None | Pro Custom Solar dba Momentum Solar | AC Electric | Eligible for TI Program | 2019-10-23 | 2019-10-25 | 2021-10-30 | Enphase Energy | IQ6-60-2-US | Inverters | 240 |  | 26 |  |  | 0.97 |  | Outdoor | Roof
NJSTRE1545383408 | NJSRRE1542445121 | Transition Incentive Program | Haledon | 7508 | 6 | 9.66 | Residential | Yes | Behind the Meter | Behind the Meter |  | None | Pro Custom Solar dba Momentum Solar | PSE&G | Eligible for TI Program | 2019-09-26 | 2019-09-30 | 2021-10-30 | Enphase Energy | IQ7-60-2-US | Inverters | 250 |  | 28 |  |  | 0.97 |  | Outdoor | Roof
NJSTRE1545307766 |  | Transition Incentive Program | Randolph | 7869 | 3 | 7.32 | Residential | Yes | Behind the Meter | Net-metered residential rooftop and canopy |  | None | Sunrun, Inc. | JCP&L | Accepted | 2020-07-16 | 2020-07-21 | 2021-07-21 | LONGi Green Energy Technology Co Ltd | LR6-60HPB-305M | Solar Panels |  | 0.305 | 24 | 235 | 25 |  | Fixed | Roof
NJSTRE1545307781 |  | Transition Incentive Program | Pleasantville | 8232 | 19 | 11.88 | Residential | Yes | Behind the Meter | Net-metered residential rooftop and canopy |  | None | Castle Energy, LLC | AC Electric | Accepted | 2020-07-16 | 2020-07-21 | 2021-07-21 | SunPower | SPR-X22-360-E-AC | Solar Panels |  | 0.36 | 3 | 26 | 20 |  | Fixed | Roof
NJSTRE1545384827 | NJSRRE1544152610 | Transition Incentive Program | Swedesboro | 8085 | 15 | 12.25 | Residential | Yes | Behind the Meter | Net-metered residential rooftop and canopy |  | None | SunPower Corporation, Systems | AC Electric | Accepted |  | 2020-01-14 | 2021-10-30 | SUNPOWER | SPR-X21-350-BLK-E-AC | Inverters | 320 |  | 35 |  |  | 0.96 |  | Other | under each panel
NJSTRE1545384833 | NJSRRE1543822183 | Transition Incentive Program | Pleasantville | 8232 | 19 | 3.5 | Residential | Yes | Behind the Meter | Behind the Meter |  | None | Pro Custom Solar dba Momentum Solar | AC Electric | Eligible for TI Program | 2019-12-26 | 2019-12-31 | 2021-10-30 | Enphase Energy | IQ7Plus-72-2-US | Inverters | 290 |  | 10 |  |  | 0.97 |  | Outdoor | Roof
NJSTRE1545384838 | NJSRRE1544326535 | Transition Incentive Program | New Gretna | 8224 | 13 | 15.51 | Residential | No | Behind the Meter | Behind the Meter |  | None | Sunrun Installation Services, Inc. | AC Electric | Eligible for TI Program | 2020-01-29 | 2020-02-03 | 2021-10-30 | Delta Electronics | M8-TL-US | Inverters | 7680 |  | 1 |  |  | 0.96 |  | Outdoor | Next To Meter
NJSTRE1545384838 | NJSRRE1544326535 | Transition Incentive Program | New Gretna | 8224 | 13 | 15.51 | Residential | No | Behind the Meter | Behind the Meter |  | None | Sunrun Installation Services, Inc. | AC Electric | Eligible for TI Program | 2020-01-29 | 2020-02-03 | 2021-10-30 | Delta Electronics | M5-TL-US | Inverters | 4800 |  | 1 |  |  | 0.96 |  | Outdoor | Next To Meter
NJSTRE1545384850 | NJSRRE1544523368 | Transition Incentive Program | West Windsor Township | 8550 | 12 | 11.88 | Residential | No | Behind the Meter | Behind the Meter |  | None | Panatec Corporation | PSE&G | Eligible for TI Program | 2020-02-23 | 2020-02-26 | 2021-10-30 | Enphase | IQ 7X | Inverters | 330 |  | 36 |  |  | 0.975 |  | Outdoor | Outdoor
NJSTRE1545384856 | NJSRRE1544501450 | Transition Incentive Program | Jersey City | 7304 | 8 | 7.44 | Residential | Yes | Behind the Meter | Behind the Meter |  | None | Skyline Solar, LLC | PSE&G | Eligible for TI Program | 2020-02-20 | 2020-02-24 | 2021-10-30 | Solar Edge | SE5000H-US000NNC2 | Inverters | 5000 |  | 1 |  |  | 0.99 |  | Outdoor | within ten of meter
NJSTRE1545384864 | NJSRRE1544214202 | Transition Incentive Program | East Brunswick | 8816 | 11 | 7.35 | Residential | Yes | Behind the Meter | Behind the Meter |  | None | Pro Custom Solar dba Momentum Solar | PSE&G | Eligible for TI Program | 2020-01-22 | 2020-01-28 | 2021-10-30 | ENPHASE ENERGY | IQ7PLUS-72-2-US | Inverters | 295 |  | 21 |  |  | 0.97 |  | Outdoor | ROOF
NJSTRE1545384865 | NJSRRE1544501672 | Transition Incentive Program | Atlantic City | 8401 | 19 | 4.41 | Residential | Yes | Behind the Meter | Net-metered residential rooftop and canopy |  | None | Vision Solar LLC | AC Electric | Accepted | 2020-02-19 | 2020-02-24 | 2021-10-30 | enphase | iq7-60-2-us | Inverters | 0.25 |  | 14 |  |  | 0.96 |  | Other | behind panels
NJSTRE1545384872 | NJSRRE1543474155 | Transition Incentive Program | Hewitt | 7421 | 6 | 37.92 | Non Profit | No | Behind the Meter | Behind the Meter |  | None | Self Install | Orange Rockland Electric | Eligible for TI Program | 2019-12-19 | 2019-12-23 | 2021-10-30 | SMA | Sunny Boy SB 6.0-US | Inverters | 6000 |  | 6 |  |  | 0.976 |  | Outdoor | roof-mounted adjacent to panels
NJSTRE1545384877 | NJSRRE1544354910 | Transition Incentive Program | Mullica Hill | 8062 | 15 | 8.45 | Residential | No | Behind the Meter | Behind the Meter |  | None | Sunny Corp | AC Electric | Eligible for TI Program | 2020-02-05 | 2020-02-07 | 2021-10-30 | ENPHAS | IQ7X-96-2 | Inverters | 1.31 |  | 26 |  |  | 0.1 |  | Outdoor | ON ROOF
NJSTRE1545384821 | NJSRRE1544473229 | Transition Incentive Program | Mannington | 8079 | 16 | 8.99 | Residential | No | Behind the Meter | Behind the Meter |  | None | Sunrun Installation Services, Inc. | AC Electric | Eligible for TI Program | 2020-02-19 | 2020-02-24 | 2021-10-30 | Delta Electronics | M8-TL-US | Inverters | 7680 |  | 1 |  |  | 0.96 |  | Outdoor | Next To Meter
NJSTRE1545384826 | NJSRRE1543425693 | Transition Incentive Program | Port Reading | 7064 | 11 | 3.15 | Residential | Yes | Behind the Meter | Behind the Meter |  | None | Pro Custom Solar dba Momentum Solar | PSE&G | Eligible for TI Program | 2019-11-20 | 2019-11-25 | 2021-10-30 | Enphase Energy | IQ6-60-2-US | Inverters | 240 |  | 10 |  |  | 0.97 |  | Outdoor | Roof
NJSTRE1545384834 | NJSRRE1544144199 | Transition Incentive Program | Wayne | 7470 | 6 | 8.19 | Residential | Yes | Behind the Meter | Net-metered residential rooftop and canopy |  | None | Vivint Solar Developer, LLC | PSE&G | Accepted | 2020-01-08 | 2020-01-13 | 2021-10-30 | SOLAREDGE | SE7600H-US | Inverters | 7600 |  | 1 |  |  | 0.992 |  | Outdoor | Near the Utility Meter
NJSTRE1545384849 | NJSRRE1544331661 | Transition Incentive Program | Bloomfield | 7003 | 9 | 3.72 | Residential | No | Behind the Meter | Behind the Meter |  | None | Sunrun Installation Services, Inc. | PSE&G | Eligible for TI Program | 2020-01-29 | 2020-02-03 | 2021-10-30 | Delta Electronics | M4-TL-US | Inverters | 3840 |  | 1 |  |  | 0.96 |  | Outdoor | Next To Meter
NJSTRE1545384855 | NJSRRE1543425499 | Transition Incentive Program | North Bergen | 7047 | 8 | 7.25 | Residential | Yes | Behind the Meter | Net-metered residential rooftop and canopy |  | None | Suntuity Solar LLC | PSE&G | Accepted | 2019-11-20 | 2019-11-25 | 2021-10-30 | Enphase Energy | IQ7-60-2-US | Inverters | 240 |  | 23 |  |  | 0.97 |  | Outdoor | Behind the PV Modules
NJSTRE1545384866 | NJSRRE1544442723 | Transition Incentive Program | CLIFTON | 7011 | 6 | 7.68 | Residential | Yes | Behind the Meter | Net-metered residential rooftop and canopy |  | None | Vivint Solar Developer, LLC | PSE&G | Accepted | 2020-02-17 | 2020-02-18 | 2021-10-30 | SOLAREDGE | SE7600H-US | Inverters | 7600 |  | 1 |  |  | 0.992 |  | Outdoor | Near the Utility Meter
NJSTRE1545384871 | NJSRRE1544521926 | Transition Incentive Program | West Depford | 8096 | 15 | 4.48 | Residential | Yes | Behind the Meter | Net-metered residential rooftop and canopy |  | None | Vivint Solar Developer, LLC | PSE&G | Accepted | 2020-02-22 | 2020-02-25 | 2021-10-30 | SOLAREDGE | SE3800H-US | Inverters | 3800 |  | 1 |  |  | 0.992 |  | Outdoor | Near the Utility Meter
NJSTRE1545384878 | NJSRRE1544549853 | Transition Incentive Program | Paulsboro | 8066 | 15 | 9.6 | Residential | Yes | Behind the Meter | Behind the Meter |  | None | Skyline Solar, LLC | AC Electric | Eligible for TI Program | 2020-02-28 | 2020-03-03 | 2021-10-30 | SolarEdge | SE7600H-US | Inverters | 7600 |  | 1 |  |  | 0.99 |  | Outside | within ten feet of meter
NJSTRE1545384889 | NJSRRE1543536119 | Transition Incentive Program | Little Egg Harbor Twp | 8087 | 18 | 9.6 | Residential | Yes | Behind the Meter | Behind the Meter |  | None | Skyline Solar, LLC | AC Electric | Eligible for TI Program | 2019-12-13 | 2019-12-17 | 2021-10-30 | SolarEdge | SE7600H-US | Inverters | 7600 |  | 1 |  |  | 0.99 |  | Outside | within ten feet of meter
NJSTRE1545384909 | NJSRRE1543441626 | Transition Incentive Program | Mt. Ephraim | 8059 | 14 | 7.25 | Residential | Yes | Behind the Meter | Behind the Meter |  | None | Trinity Solar | PSE&G | Eligible for TI Program | 2019-11-25 | 2019-11-27 | 2021-10-30 | Solar Edge | SE6000 | Inverters | 6000 |  | 1 |  |  | 0.97 |  | Outside | side of home
NJSTRE1545384910 | NJSRRE1544373977 | Transition Incentive Program | Pleasantville | 8232 | 19 | 10.88 | Residential | No | Behind the Meter | Net-metered residential rooftop and canopy |  | None | Castle Energy, LLC | AC Electric | Accepted | 2020-02-05 | 2020-02-07 | 2021-10-30 | Enphase Energy | IQ7-60-2-US | Inverters | 240 |  | 34 |  |  | 0.967 |  | Outdoor | on the rooftop under each solar panel
NJSTRE1545384924 | NJSRRE1543657018 | Transition Incentive Program | Atlantic Highlands | 7716 | 17 | 8.82 | Residential | Yes | Behind the Meter | Behind the Meter |  | None | Trinity Solar | JCP&L | Eligible for TI Program | 2019-12-23 | 2019-12-27 | 2021-10-30 | SOLAR EDGE | SE7600H-US | Inverters | 7600 |  | 1 |  |  | 0.97 |  | Outside | SIDE OF HOME
NJSTRE1545384842 | NJSRRE1543823233 | Transition Incentive Program | union | 7083 | 10 | 11.05 | Residential | No | Behind the Meter | Behind the Meter |  | None | Maier Solar Engineering dba Solar Me | PSE&G | Eligible for TI Program | 2019-12-27 | 2020-01-02 | 2021-10-30 | Enphase | IQ7 | Inverters | 240 |  | 34 |  |  | 0.96 |  | Outdoor | Next to meter
NJSTRE1545384863 | NJSRRE1544546698 | Transition Incentive Program | SICKLERVILLE | 8081 | 14 | 20.16 | Residential | Yes | Behind the Meter | Net-metered residential rooftop and canopy |  | None | Vivint Solar Developer, LLC | AC Electric | Accepted | 2020-02-28 | 2020-03-03 | 2021-10-30 | SOLAREDGE | SE7600H-US | Inverters | 7600 |  | 2 |  |  | 0.992 |  | Outdoor | Near the Utility Meter
NJSTRE1545384876 | NJSRRE1544446867 | Transition Incentive Program | Sewell | 8080 | 15 | 27.47 | Residential | Yes | Behind the Meter | Net-metered residential rooftop and canopy |  | None | Vision Solar LLC | AC Electric | Final As-Built Received | 2020-02-13 | 2020-02-18 | 2021-10-30 | enphase | iq7-60-2-us | Inverters | 0.25 |  | 82 |  |  | 0.96 |  | Other | behind panels
NJSTRE1545384892 | NJSRRE1543434941 | Transition Incentive Program | North Plainfield | 7060 | 10 | 8.82 | Residential | No | Behind the Meter | Net-metered residential rooftop and canopy |  | None | Pro Custom Solar dba Momentum Solar | PSE&G | Accepted |  | 2019-11-26 | 2021-10-30 | Enphase Energy | IQ6-60-2-US | Inverters | 240 |  | 28 |  |  | 0.97 |  | Outdoor | Roof
NJSTRE1545384897 | NJSRRE1544353289 | Transition Incentive Program | Carteret | 7008 | 11 | 180.18 | Commercial | Yes | Behind the Meter | Net-metered non-residential rooftop and canopy |  | None | Apollo Solar Partners | PSE&G | Accepted | 2020-02-04 | 2020-02-07 | 2021-10-30 | chint power systems | CPS SCA 50 KTL DO US 480 | Inverters | 50 |  | 3 |  |  | 0.988 |  | Outdoor | ROOF
NJSTRE1545384902 | NJSRRE1543532516 | Transition Incentive Program | Sicklerville | 8081 | 14 | 7.19 | Residential | Yes | Behind the Meter | Net-metered residential rooftop and canopy |  | None | SunnyMac LLC | AC Electric | Accepted |  | 2019-12-16 | 2021-10-30 | Enphase | IQ7XS-96-ACM-US | Inverters | 0.315 |  | 22 |  |  | 0.99 |  | Outdoor | roof
NJSTRE1545384906 | NJSRRE1543509256 | Transition Incentive Program | Clifton | 7011 | 6 | 5.99 | Residential | Yes | Behind the Meter | Behind the Meter |  | None | Trinity Solar | PSE&G | Eligible for TI Program | 2019-12-11 | 2019-12-13 | 2021-10-30 | Solar Edge | SE5000 | Inverters | 5000 |  | 1 |  |  | 0.97 |  | Outside | side of home
NJSTRE1545384926 | NJSRRE1543652062 | Transition Incentive Program | Manahawkin | 8050 | 18 | 11.34 | Residential | Yes | Behind the Meter | Net-metered residential rooftop and canopy |  | None | Vivint Solar Developer, LLC | AC Electric | Accepted | 2019-12-23 | 2019-12-27 | 2021-10-30 | Solar Edge | SE7600H-US | Inverters | 7600 |  | 1 |  |  | 0.992 |  | Outdoor | Near the utility meter
NJSTRE1545384931 | NJSRRE1543547800 | Transition Incentive Program | Sicklerville | 8081 | 14 | 13.34 | Residential | Yes | Behind the Meter | Behind the Meter |  | None | Sunrun Installation Services, Inc. | AC Electric | Eligible for TI Program | 2019-12-13 | 2019-12-18 | 2021-10-30 | Delta Electronics | M8-TL-US | Inverters | 7680 |  | 1 |  |  | 0.96 |  | Outdoor | Next To Meter
NJSTRE1545384948 | NJSRRE1544519701 | Transition Incentive Program | LAWRENCE TWP MER | 8540 | 12 | 7.56 | Residential | Yes | Behind the Meter | Behind the Meter |  | None | Tesla Energy Operations Inc. | PSE&G | Eligible for TI Program | 2020-02-21 | 2020-02-25 | 2021-10-30 | Delta Electronics | M8-TL-US [240V] | Inverters | 7680 |  | 1 |  |  | 0.975 |  | Outdoor | Outdoor
NJSTRE1545384952 | NJSRRE1543501899 | Transition Incentive Program | Matawan | 7747 | 17 | 5.51 | Residential | Yes | Behind the Meter | Behind the Meter |  | None | Sunrun Installation Services, Inc. | JCP&L | Eligible for TI Program | 2019-12-09 | 2019-12-11 | 2021-10-30 | Delta Electronics | M5-TL-US | Inverters | 4800 |  | 1 |  |  | 0.96 |  | Outdoor | Next To Meter
NJSTRE1545384962 | NJSRRE1544501820 | Transition Incentive Program | Middlesex | 8846 | 11 | 5.27 | Residential | No | Behind the Meter | Behind the Meter |  | None | Sunrun Installation Services, Inc. | PSE&G | Eligible for TI Program | 2020-02-19 | 2020-02-24 | 2021-10-30 | Enphase Energy | IQ7-60-x-US (240V) | Inverters | 240 |  | 17 |  |  | 0.96 |  | Outdoor | Rooftop
NJSTRE1545384727 | NJSRRE1543821204 | Transition Incentive Program | NEW BRUNSWICK | 8901 | 11 | 18.57 | Commercial | No | Behind the Meter | Net-metered non-residential rooftop and canopy |  | None | SEA BRIGHT SOLAR, LLC | PSE&G | Accepted | 2019-12-26 | 2019-12-31 | 2021-10-30 | SOLAR EDGE | SE9KUS | Inverters | 9000 |  | 2 |  |  | 0.97 |  | Indoor | ELECTRICAL ROOM
NJSTRE1545384730 | NJSRRE1544456600 | Transition Incentive Program | West New York | 7093 | 8 | 3.35 | Residential | Yes | Behind the Meter | Net-metered residential rooftop and canopy |  | None | Vision Solar LLC | PSE&G | Accepted | 2020-02-14 | 2020-02-19 | 2021-10-30 | enphase | iq7-60-2-us | Inverters | 0.25 |  | 10 |  |  | 0.96 |  | Other | behind panels
NJSTRE1545384738 | NJSRRE1543474751 | Transition Incentive Program | PATERSON | 7513 | 6 | 8.19 | Residential | Yes | Behind the Meter | Behind the Meter |  | None | Pro Custom Solar dba Momentum Solar | PSE&G | Eligible for TI Program | 2019-12-03 | 2019-12-06 | 2021-10-30 | Enphase Energy | IQ6-60-2-US | Inverters | 240 |  | 26 |  |  | 0.97 |  | Outdoor | Roof
NJSTRE1545384741 | NJSRRE1544546608 | Transition Incentive Program | Medford | 8055 | 13 | 3.78 | Residential | Yes | Behind the Meter | Net-metered residential rooftop and canopy |  | None | Tesla Energy Operations | AC Electric | Accepted | 2020-02-27 | 2020-03-02 | 2021-10-30 | SolarEdge Technologies Ltd | SE3800H-US [240V] | Inverters | 3800 |  | 1 |  |  | 0.99 |  | Outdoor | outside
NJSTRE1545384749 | NJSRRE1543574922 | Transition Incentive Program | PISCATAWAY | 8854 | 11 | 10.08 | Residential | Yes | Behind the Meter | Net-metered residential rooftop and canopy |  | None | Vivint Solar Developer, LLC | PSE&G | Accepted | 2019-12-20 | 2019-12-26 | 2021-10-30 | Solar Edge | SE7600H-US | Inverters | 7600 |  | 1 |  |  | 0.992 |  | Outdoor | Near the Utility Meter
NJSTRE1545384752 | NJSRRE1544419258 | Transition Incentive Program | WEST ORANGE | 7052 | 9 | 6.65 | Residential | No | Behind the Meter | Behind the Meter |  | None | Infinity Solar Systems | PSE&G | Eligible for TI Program | 2020-02-07 | 2020-02-11 | 2021-10-30 | ENPHASE | IQ7-60-X-US | Inverters | 240 |  | 19 |  |  | 0.97 |  | Outside | MICROINVERTERS
NJSTRE1545384759 | NJSRRE1544428727 | Transition Incentive Program | Woodbridge | 7095 | 11 | 6.4 | Residential | Yes | Behind the Meter | Net-metered residential rooftop and canopy |  | None | Vivint Solar Developer, LLC | PSE&G | Accepted | 2020-02-10 | 2020-02-13 | 2021-10-30 | SOLAREDGE | SE7600H-US | Inverters | 7600 |  | 1 |  |  | 0.992 |  | Outdoor | Near the Utility Meter
NJSTRE1545384776 | NJSRRE1544467016 | Transition Incentive Program | berlin | 8009 | 14 | 5.36 | Residential | Yes | Behind the Meter | Net-metered residential rooftop and canopy |  | None | Vision Solar LLC | PSE&G | Accepted | 2020-02-17 | 2020-02-20 | 2021-10-30 | enphase | iq7-60-2-us | Inverters | 0.25 |  | 16 |  |  | 0.96 |  | Other | behind panels
NJSTRE1545384777 | NJSRRE1543474697 | Transition Incentive Program | Cherry Hill | 8003 | 14 | 8.82 | Residential | No | Behind the Meter | Behind the Meter |  | None | Trinity Solar | PSE&G | Eligible for TI Program | 2019-12-03 | 2019-12-06 | 2021-10-30 | Solar Edge | SE7600H-US000BNC4 | Inverters | 7600 |  | 1 |  |  | 0.97 |  | Outdoor | side of home
NJSTRE1545384787 | NJSRRE1544354828 | Transition Incentive Program | Mount Laurel | 8054 | 13 | 5.2 | Residential | No | Behind the Meter | Behind the Meter |  | None | Sunny Corp | PSE&G | Eligible for TI Program | 2020-02-05 | 2020-02-07 | 2021-10-30 | ENPHASE | IQ7X-96-2 | Inverters | 1.31 |  | 16 |  |  | 0.1 |  | Outdoor | ON ROOF
NJSTRE1545384798 | NJSRRE1544524627 | Transition Incentive Program | Short Hills | 7078 | 9 | 13.33 | Residential | Yes | Behind the Meter | Behind the Meter |  | None | Sunrun Installation Services, Inc. | JCP&L | Eligible for TI Program | 2020-02-24 | 2020-02-27 | 2021-10-30 | Enphase Energy | IQ7-60-x-US (240V) | Inverters | 240 |  | 43 |  |  | 0.96 |  | Outdoor | Rooftop
NJSTRE1545384809 | NJSRRE1544543762 | Transition Incentive Program | Oakhurst | 7755 | 17 | 30.8 | Residential | No | Behind the Meter | Net-metered residential rooftop and canopy |  | None | Ampericon | JCP&L | Accepted | 2020-02-26 | 2020-03-02 | 2021-10-30 | EnPhase | IQ7PLUS-72-2-INT | Inverters | 240 |  | 88 |  |  | 0.965 |  | Other | Roof
NJSTRE1545384823 | NJSRRE1544524631 | Transition Incentive Program | Montclair | 7042 | 9 | 3.72 | Residential | Yes | Behind the Meter | Behind the Meter |  | None | Sunrun Installation Services, Inc. | PSE&G | Eligible for TI Program | 2020-02-24 | 2020-02-27 | 2021-10-30 | Enphase Energy | IQ7-60-x-US (240V) | Inverters | 240 |  | 12 |  |  | 0.96 |  | Outdoor | Rooftop
NJSTRE1545384785 | NJSRRE1544199700 | Transition Incentive Program | Fortescue | 8321 | 20 | 5.67 | Residential | Yes | Behind the Meter | Net-metered residential rooftop and canopy |  | None | Trinity Solar | AC Electric | Final As-Built Received |  | 2020-01-23 | 2021-10-30 | Solar Edge | SE5000 | Inverters | 5000 |  | 1 |  |  | 0.97 |  | Outside | side of home
NJSTRE1545384790 | NJSRRE1544171959 | Transition Incentive Program | Carneys Point | 8069 | 16 | 14.06 | Residential | Yes | Behind the Meter | Behind the Meter |  | None | Seabright Solar | AC Electric | Eligible for TI Program | 2020-01-21 | 2020-01-21 | 2021-10-30 | Sunpower | SPR-E20-327 | Inverters | 0.32 |  | 43 |  |  | 0.99 |  | Outside | Roof
NJSTRE1545384808 | NJSRRE1543433672 | Transition Incentive Program | North Arlington | 7031 | 7 | 5.67 | Residential | Yes | Behind the Meter | Behind the Meter |  | None | Trinity Solar | PSE&G | Eligible for TI Program | 2019-11-21 | 2019-11-25 | 2021-10-30 | Solar Edge | SE5000 | Inverters | 5000 |  | 1 |  |  | 0.97 |  | Outside | side of home
NJSTRE1545384818 | NJSRRE1544512009 | Transition Incentive Program | Stockton | 8559 | 4 | 10.01 | Residential | Yes | Behind the Meter | Behind the Meter |  | None | Sunrun Installation Services, Inc. | JCP&L | Eligible for TI Program | 2020-02-20 | 2020-02-24 | 2021-10-30 | Enphase Energy | IQ7PLUS-72-x-US (240V) | Inverters | 290 |  | 29 |  |  | 0.96 |  | Outdoor | Rooftop
NJSTRE1545384819 | NJSRRE1544430490 | Transition Incentive Program | Clifton | 7011 | 6 | 2.52 | Residential | Yes | Behind the Meter | Net-metered residential rooftop and canopy |  | None | Trinity Solar | PSE&G | Final As-Built Received | 2020-02-11 | 2020-02-13 | 2021-10-30 | SOLAR EDGE | SE3000 | Inverters | 3000 |  | 1 |  |  | 0.97 |  | Outside | SIDE OF HOME
NJSTRE1545384830 | NJSRRE1544164208 | Transition Incentive Program | Tenafly | 7670 | 7 | 4.41 | Residential | Yes | Behind the Meter | Behind the Meter |  | None | Pro Custom Solar dba Momentum Solar | PSE&G | Eligible for TI Program | 2020-01-14 | 2020-01-17 | 2021-10-30 | ENPHASE ENERGY | IQ6-60-2-US | Inverters | 240 |  | 14 |  |  | 0.97 |  | Outdoor | ROOF
NJSTRE1545384846 | NJSRRE1543919015 | Transition Incentive Program | Edison | 8837 | 11 | 11.03 | Residential | No | Behind the Meter | Net-metered residential rooftop and canopy |  | None | Pro Custom Solar dba Momentum Solar | PSE&G | Accepted |  | 2020-01-08 | 2021-10-30 | ENPHASE ENERGY | IQ6-60-2-US | Inverters | 240 |  | 35 |  |  | 0.97 |  | Outdoor | ROOF
NJSTRE1545384853 | NJSRRE1544422876 | Transition Incentive Program | penns grove | 8069 | 16 | 7.04 | Residential | Yes | Behind the Meter | Net-metered residential rooftop and canopy |  | None | Vision Solar LLC | AC Electric | Accepted | 2020-02-10 | 2020-02-12 | 2021-10-30 | enphase | iq7-60-2-us | Inverters | 0.25 |  | 21 |  |  | 0.96 |  | Other | behind panels
NJSTRE1545307421 |  | Transition Incentive Program | Rahway | 7065 | 10 | 4.95 | Residential | No | Behind the Meter | Net-metered residential rooftop and canopy |  | None | Sunrun Installation Services, Inc. | PSE&G | Accepted | 2020-07-17 | 2020-07-21 | 2021-07-21 | LG Electronics | LG330N1C-A5 | Solar Panels |  | 0.33 | 7 | 267 | 34 |  | Fixed | Roof
NJSTRE1545307421 |  | Transition Incentive Program | Rahway | 7065 | 10 | 4.95 | Residential | No | Behind the Meter | Net-metered residential rooftop and canopy |  | None | Sunrun Installation Services, Inc. | PSE&G | Accepted | 2020-07-17 | 2020-07-21 | 2021-07-21 | LG Electronics | LG330N1C-A5 | Solar Panels |  | 0.33 | 8 | 87 | 34 |  | Fixed | Roof
NJSTRE1545307432 |  | Transition Incentive Program | BURLINGTON | 8016 | 13 | 10.08 | Residential | Yes | Behind the Meter | Net-metered residential rooftop and canopy |  | None | Vivint Solar Developer, LLC | PSE&G | Accepted | 2020-07-16 | 2020-07-21 | 2021-07-21 | JINKO SOLAR | JKM325M-60HBL | Solar Panels |  | 0.325 | 11 | 68 | 30 |  | Fixed | Roof
NJSTRE1545307604 |  | Transition Incentive Program | PENNSAUKEN | 8110 | 14 | 7.15 | Residential | Yes | Behind the Meter | Net-metered residential rooftop and canopy |  | None | Vivint Solar Developer, LLC | PSE&G | Accepted | 2020-07-16 | 2020-07-21 | 2021-07-21 | JINKO SOLAR | JKM325M-60HL | Solar Panels |  | 0.325 | 11 | 237 | 25 |  | Fixed | Roof
NJSTRE1545307618 |  | Transition Incentive Program | AVENEL | 7001 | 11 | 4.88 | Residential | Yes | Behind the Meter | Net-metered residential rooftop and canopy |  | None | Vivint Solar Developer, LLC | PSE&G | Accepted | 2020-07-17 | 2020-07-21 | 2021-07-21 | JINKO SOLAR | JKM325M-60HBL | Solar Panels |  | 0.325 | 5 | 282 | 12 |  | Fixed | Roof
NJSTRE1545384929 | NJSRRE1544545544 | Transition Incentive Program | Pennsauken | 8110 | 14 | 14.4 | Residential | Yes | Behind the Meter | Net-metered residential rooftop and canopy |  | None | Vivint Solar Developer, LLC | PSE&G | Accepted | 2020-02-27 | 2020-03-02 | 2021-10-30 | SolarEdge | SE10000H-US | Inverters | 10000 |  | 1 |  |  | 0.992 |  | Outdoor | Near the utility meter
NJSTRE1545384933 | NJSRRE1544352728 | Transition Incentive Program | Mays Landing | 8330 | 19 | 10.56 | Residential | Yes | Behind the Meter | Behind the Meter |  | None | Acos Energy, LLC | AC Electric | Eligible for TI Program | 2020-02-04 | 2020-02-07 | 2021-10-30 | Enphase | IQ7-60-2-US | Inverters | 0.24 |  | 33 |  |  | 0.97 |  | Outside | roof
NJSTRE1545384939 | NJSRRE1544352375 | Transition Incentive Program | Cherry Hill Twp | 8003 | 14 | 6.54 | Residential | No | Behind the Meter | Net-metered residential rooftop and canopy |  | None | SunnyMac LLC | PSE&G | Accepted |  | 2020-02-06 | 2021-10-30 | enphase | IQ7XS-96-ACM-US | Inverters | 0.315 |  | 20 |  |  | 0.99 |  | Outdoor | roof
NJSTRE1545384950 | NJSRRE1543447080 | Transition Incentive Program | PATERSON | 7524 | 6 | 5.67 | Residential | Yes | Behind the Meter | Behind the Meter |  | None | Pro Custom Solar dba Momentum Solar | PSE&G | Eligible for TI Program | 2019-11-26 | 2019-12-02 | 2021-10-30 | Enphase Energy | IQ7-60-2-US | Inverters | 250 |  | 18 |  |  | 0.97 |  | Outdoor | Roof
NJSTRE1545384960 | NJSRRE1544199725 | Transition Incentive Program | Highlands | 7732 | 17 | 8.05 | Residential | Yes | Behind the Meter | Behind the Meter |  | None | Pro Custom Solar dba Momentum Solar | JCP&L | Eligible for TI Program | 2020-01-20 | 2020-01-23 | 2021-10-30 | ENPHASE ENERGY | IQ7PLUS-72-2-US | Inverters | 295 |  | 23 |  |  | 0.97 |  | Outdoor | ROOF
NJSTRE1545302140 |  | Transition Incentive Program | West New York | 7093 | 8 | 4.88 | Residential | Yes | Behind the Meter | Net-metered residential rooftop and canopy |  | None | Sunrun, Inc. | PSE&G | Accepted | 2020-07-16 | 2020-07-20 | 2021-07-20 | LONGi Green Energy Technology Co Ltd | LR6-60HPB-305M | Solar Panels |  | 0.305 | 6 | 302 | 16 |  | Fixed | Roof
NJSTRE1545302138 |  | Transition Incentive Program | Atlantic City | 8401 | 19 | 5.23 | Residential | Yes | Behind the Meter | Net-metered residential rooftop and canopy |  | None | Castle Energy, LLC | AC Electric | Accepted | 2020-07-15 | 2020-07-20 | 2021-07-20 | SunPower | SPR-E20-327-E-AC | Solar Panels |  | 0.327 | 16 | 0 | 0 |  | Fixed | Roof
NJSTRE1545302203 |  | Transition Incentive Program | East Orange | 7018 | 9 | 7.04 | Residential | Yes | Behind the Meter | Net-metered residential rooftop and canopy |  | None | EMT Renewables | PSE&G | Accepted | 2020-07-15 | 2020-07-22 | 2021-07-22 | Trina | 320-BLK | Solar Panels |  | 0.32 | 7 | 201 | 44 |  | Fixed | Roof
NJSTRE1545302203 |  | Transition Incentive Program | East Orange | 7018 | 9 | 7.04 | Residential | Yes | Behind the Meter | Net-metered residential rooftop and canopy |  | None | EMT Renewables | PSE&G | Accepted | 2020-07-15 | 2020-07-22 | 2021-07-22 | Trina | 320-BLK | Solar Panels |  | 0.32 | 5 | 111 | 40 |  | Fixed | Roof
NJSTRE1545303950 |  | Transition Incentive Program | Hewitt | 7421 | 6 | 5.44 | Residential | No | Behind the Meter | Net-metered residential rooftop and canopy |  | None | Accord Power Inc | Orange Rockland Electric | Accepted | 2020-07-21 | 2020-07-22 | 2021-10-30 | Hanwah | Q.Cell 340 | Solar Panels |  | 0.34 | 3 | 174 | 27 |  | Fixed | Roof
NJSTRE1545303961 |  | Transition Incentive Program | East Windsor | 8520 | 12 | 14.41 | Residential | No | Behind the Meter | Net-metered residential rooftop and canopy |  | None | Green Power Energy | JCP&L | Accepted | 2020-07-15 | 2020-07-21 | 2021-07-21 | Hanwha | Q.PEAK DUO BLK-G6 335 | Solar Panels |  | 0.335 | 7 | 105 | 40 |  | Fixed | Roof
NJSTRE1545304167 |  | Transition Incentive Program | Browns Mills | 8015 | 13 | 6.3 | Residential | Yes | Behind the Meter | Net-metered residential rooftop and canopy |  | None | Pro Custom Solar dba Momentum Solar | PSE&G | Final As-Built Received | 2020-07-15 | 2020-07-24 | 2021-10-30 | LG ELECTRONICS | LG 350N1C-V5 | Solar Panels |  | 0.35 | 18 | 193 | 23 |  | Fixed | Roof
NJSTRE1545304176 |  | Transition Incentive Program | Willingboro | 8046 | 13 | 5.95 | Residential | Yes | Behind the Meter | Net-metered residential rooftop and canopy |  | None | Pro Custom Solar dba Momentum Solar | PSE&G | Accepted | 2020-07-15 | 2020-07-21 | 2021-07-21 | LG ELECTRONICS | LG 350N1C-V5 | Solar Panels |  | 0.35 | 11 | 182 | 40 |  | Fixed | Roof
NJSTRE1545384852 | NJSRRE1544469580 | Transition Incentive Program | Hamilton Township | 8610 | 12 | 10.23 | Residential | Yes | Behind the Meter | Behind the Meter |  | None | Sunrun Installation Services, Inc. | PSE&G | Eligible for TI Program | 2020-02-18 | 2020-02-21 | 2021-10-30 | Enphase Energy | IQ7-60-x-US (240V) | Inverters | 240 |  | 33 |  |  | 0.96 |  | Outdoor | Rooftop
NJSTRE1545304184 |  | Transition Incentive Program | Willingboro | 8046 | 13 | 13.3 | Residential | Yes | Behind the Meter | Net-metered residential rooftop and canopy |  | None | Pro Custom Solar dba Momentum Solar | PSE&G | Accepted | 2020-07-15 | 2020-07-20 | 2021-10-30 | LG ELECTRONICS | LG 350N1C-V5 | Solar Panels |  | 0.35 | 8 | 124 | 27 |  | Fixed | Roof
NJSTRE1545306963 |  | Transition Incentive Program | CLEMENTON | 8021 | 14 | 8.82 | Residential | Yes | Behind the Meter | Net-metered residential rooftop and canopy |  | None | Suntuity Solar LLC | AC Electric | Accepted | 2020-07-16 | 2020-07-21 | 2021-07-21 | Longi | LR6-60HPB-315M | Solar Panels |  | 0.315 | 15 | 157 | 25 |  | Fixed | Roof
NJSTRE1545306979 | NJSRRE1541643525 | Transition Incentive Program | Avenel | 7001 | 11 | 9.6 | Residential | Yes | Behind the meter | Behind the Meter |  | None | Skyline Solar, LLC | PSE&G | Eligible for TI Program | 2019-07-13 | 2019-07-16 | 2021-10-30 | SILFAB | SLA320M | Solar Panels |  | 0.32 | 16 | 172 | 8 |  | Fixed | Roof
NJSTRE1545306977 |  | Transition Incentive Program | Long branch | 7740 | 17 | 7.14 | Residential | Yes | Behind the Meter | Net-metered residential rooftop and canopy |  | JCPL | Vision Solar LLC | JCP&L | Accepted | 2020-07-16 | 2020-07-21 | 2021-07-21 | HANWHA Q-CELLS | Q.PEAK DUO-G6 340 | Solar Panels |  | 0.34 | 9 | 183 | 20 |  | Fixed | Roof
NJSTRE1545307074 |  | Transition Incentive Program | Lakewood | 8701 | 18 | 42.24 | Commercial | Yes | Behind the Meter | Net-metered non-residential rooftop and canopy |  | None | Powerlutions | JCP&L | Final As-Built Received | 2020-07-16 | 2020-07-21 | 2021-10-30 | Q-Cell | Q.Peak DUO BLK-G5 320Snap | Solar Panels |  | 0.32 | 45 | 97 | 22 |  | Fixed | Roof
NJSTRE1545307074 |  | Transition Incentive Program | Lakewood | 8701 | 18 | 42.24 | Commercial | Yes | Behind the Meter | Net-metered non-residential rooftop and canopy |  | None | Powerlutions | JCP&L | Final As-Built Received | 2020-07-16 | 2020-07-21 | 2021-10-30 | Q-Cell | Q.Peak DUO BLK-G5 320Snap | Solar Panels |  | 0.32 | 11 | 186 | 41 |  | Fixed | Roof
NJSTRE1545307118 |  | Transition Incentive Program | Mckee City | 8234 | 19 | 13.02 | Residential | Yes | Behind the Meter | Net-metered residential rooftop and canopy |  | None | Bright Planet Solar | AC Electric | Accepted | 2020-07-16 | 2020-07-21 | 2021-07-21 | LONGI | LR-60HPB-310M | Solar Panels |  | 0.31 | 15 | 111 | 22 |  | Fixed | Roof
NJSTRE1545307129 |  | Transition Incentive Program | Egg Harbor Township | 8234 | 19 | 5.36 | Residential | No | Behind the Meter | Net-metered residential rooftop and canopy |  | None | Vivint Solar Developer, LLC | AC Electric | Accepted | 2020-07-16 | 2020-07-21 | 2021-07-21 | LG | LG315N1K-V5 | Solar Panels |  | 0.315 | 17 | 111 | 18 |  | Fixed | Roof
NJSTRE1545307159 |  | Transition Incentive Program | Sicklerville | 8081 | 14 | 5.12 | Residential | No | Behind the Meter | Net-metered residential rooftop and canopy |  | None | Posigen NJ LLC | AC Electric | Accepted | 2020-07-16 | 2020-07-21 | 2021-07-21 | Hanwha Q-Cells | Q.PEAK DUO-G5 320 | Solar Panels |  | 0.32 | 16 | 173353 | 18 |  | Fixed | Roof
NJSTRE1545307145 |  | Transition Incentive Program | Westampton TWP | 8060 | 13 | 7.75 | Residential | Yes | Behind the Meter | Net-metered residential rooftop and canopy |  | None | Bright Planet Solar | PSE&G | Accepted | 2020-07-16 | 2020-07-21 | 2021-07-21 | LONGI | LR6-60HPB-310M | Solar Panels |  | 0.31 | 25 | 199 | 33 |  | Fixed | Roof
NJSTRE1545307356 |  | Transition Incentive Program | Hazlet | 7730 | 17 | 8.54 | Residential | Yes | Behind the Meter | Net-metered residential rooftop and canopy |  | None | Sunrun, Inc. | JCP&L | Accepted | 2020-07-16 | 2020-07-21 | 2021-07-21 | LONGi Green Energy Technology Co Ltd | LR6-60HPB-305M | Solar Panels |  | 0.305 | 21 | 260 | 23 |  | Fixed | Roof
NJSTRE1545307355 |  | Transition Incentive Program | SPRINGFIELD | 7081 | 10 | 12.24 | Residential | No | Behind the Meter | Net-metered residential rooftop and canopy |  | None | Tesla Energy Operations Inc. | JCP&L | Accepted | 2020-07-16 | 2020-07-21 | 2021-07-21 | Hanwha Q-Cells | Q.Peak DUO BLK-G6+/SC340 | Solar Panels |  | 0.34 | 6 | 306 | 23 |  | Fixed | Roof
NJSTRE1545384867 | NJSRRE1544352314 | Transition Incentive Program | Atco | 8004 | 14 | 7.25 | Residential | Yes | Behind the Meter | Net-metered residential rooftop and canopy |  | None | Trinity Solar | AC Electric | Accepted |  | 2020-02-06 | 2021-10-30 | Solar Edge | SE6000 | Inverters | 6000 |  | 1 |  |  | 0.97 |  | Outside | side of home
NJSTRE1545384888 | NJSRRE1543501767 | Transition Incentive Program | TOWACO | 7082 | 3 | 11.34 | Residential | No | Behind the Meter | Net-metered residential rooftop and canopy |  | None | Tesla Energy Operations Inc. | JCP&L | Accepted | 2019-12-09 | 2019-12-11 | 2021-10-30 | SOLAREDGE | SE5000H-US000SNC2 | Inverters | 5000 |  | 2 |  |  | 0.99 |  | Indoor | Indoor
NJSTRE1545384899 | NJSRRE1543848874 | Transition Incentive Program | Wharton | 7885 | 3 | 9.28 | Residential | No | Behind the Meter | Behind the Meter |  | None | JEC Solar | JCP&L | Eligible for TI Program | 2019-12-31 | 2020-02-27 | 2021-10-30 | Enphase | IQ7PLUS-72-2-US | Inverters | 0.32 |  | 29 |  |  | 0.97 |  | Outdoor | Mounted on roof
NJSTRE1545307432 |  | Transition Incentive Program | BURLINGTON | 8016 | 13 | 10.08 | Residential | Yes | Behind the Meter | Net-metered residential rooftop and canopy |  | None | Vivint Solar Developer, LLC | PSE&G | Accepted | 2020-07-16 | 2020-07-21 | 2021-07-21 | JINKO SOLAR | JKM325M-60HBL | Solar Panels |  | 0.325 | 12 | 248 | 30 |  | Fixed | Roof
NJSTRE1545307605 |  | Transition Incentive Program | East Orange | 7017 | 9 | 9.8 | Residential | Yes | Behind the Meter | Net-metered residential rooftop and canopy |  | None | Pro Custom Solar dba Momentum Solar | PSE&G | Accepted | 2020-07-16 | 2020-07-21 | 2021-07-21 | LG ELECTRONICS | LG 350N1C-V5 | Solar Panels |  | 0.35 | 11 | 295 | 40 |  | Fixed | Roof
NJSTRE1545307621 |  | Transition Incentive Program | Pleasantville | 8232 | 19 | 12.92 | Residential | Yes | Behind the Meter | Net-metered residential rooftop and canopy |  | None | Castle Energy, LLC | AC Electric | Accepted | 2020-07-17 | 2020-07-21 | 2021-07-21 | Hanwha Q-Cells | Q.Peak DUO BLK-G6 340 | Solar Panels |  | 0.34 | 6 | 114 | 21 |  | Fixed | Roof
NJSTRE1545307621 |  | Transition Incentive Program | Pleasantville | 8232 | 19 | 12.92 | Residential | Yes | Behind the Meter | Net-metered residential rooftop and canopy |  | None | Castle Energy, LLC | AC Electric | Accepted | 2020-07-17 | 2020-07-21 | 2021-07-21 | Hanwha Q-Cells | Q.Peak DUO BLK-G6 340 | Solar Panels |  | 0.34 | 14 | 295 | 42 |  | Fixed | Roof
NJSTRE1545307678 |  | Transition Incentive Program | UNION TWP | 7083 | 10 | 6.1 | Residential | Yes | Behind the Meter | Net-metered residential rooftop and canopy |  | None | Sunrun, Inc. | PSE&G | Accepted | 2020-07-17 | 2020-07-21 | 2021-07-21 | LONGi Green Energy Technology Co Ltd | LR6-60HPB-305M | Solar Panels |  | 0.305 | 4 | 337 | 14 |  | Fixed | Roof
NJSTRE1545307711 |  | Transition Incentive Program | Pequannock Township | 7440 | 3 | 11.77 | Residential | Yes | Behind the Meter | Net-metered residential rooftop and canopy |  | None | Seabright Solar | JCP&L | Accepted | 2020-07-23 | 2020-07-23 | 2021-07-23 | Sunpower | SPR-E20-327 | Solar Panels |  | 0.327 | 5 | 261 | 16 |  | Fixed | Roof
NJSTRE1545307711 |  | Transition Incentive Program | Pequannock Township | 7440 | 3 | 11.77 | Residential | Yes | Behind the Meter | Net-metered residential rooftop and canopy |  | None | Seabright Solar | JCP&L | Accepted | 2020-07-23 | 2020-07-23 | 2021-07-23 | Sunpower | SPR-E20-327 | Solar Panels |  | 0.327 | 17 | 171 | 16 |  | Fixed | Roof
NJSTRE1545307715 |  | Transition Incentive Program | Willingboro Twp | 8046 | 13 | 11.28 | Residential | No | Behind the Meter | Net-metered residential rooftop and canopy |  | None | Tesla Energy Operations Inc | PSE&G | Accepted | 2020-07-16 | 2020-07-21 | 2021-07-21 | Tesla SRV3 | 5014123-00-B | Solar Panels |  | 0.05847 | 15 | 124 | 25 |  | Fixed | Roof
NJSTRE1545307724 |  | Transition Incentive Program | Secaucus | 7094 | 8 | 13.07 | Residential | No | Behind the Meter | Net-metered residential rooftop and canopy |  | None | Public Service Solar | PSE&G | Accepted | 2020-07-16 | 2020-07-21 | 2021-07-21 | LG | N1K-V5 | Solar Panels |  | 0.335 | 16 | 299 | 27 |  | Fixed | Roof
NJSTRE1545307749 |  | Transition Incentive Program | Union | 7083 | 10 | 4.2 | Residential | Yes | Behind the Meter | Net-metered residential rooftop and canopy |  | None | Pro Custom Solar dba Momentum Solar | PSE&G | Accepted | 2020-07-16 | 2020-07-21 | 2021-07-21 | LG ELECTRONICS | LG 350N1C-V5 | Solar Panels |  | 0.35 | 12 | 174 | 43 |  | Fixed | Roof
NJSTRE1545384972 | NJSRRE1543452915 | Transition Incentive Program | Keyport | 7735 | 17 | 4.1 | Residential | Yes | Behind the Meter | Net-metered residential rooftop and canopy |  | None | Vivint Solar Developer, LLC | JCP&L | Accepted | 2019-11-29 | 2019-12-03 | 2021-10-30 | Solar Edge | SE3800H-US | Inverters | 3800 |  | 1 |  |  | 0.992 |  | Outdoor | Near the utility meter
NJSTRE1545384973 | NJSRRE1544546437 | Transition Incentive Program | Perth Amboy | 8861 | 11 | 2.84 | Residential | Yes | Behind the Meter | Net-metered residential rooftop and canopy |  | None | Trinity Solar | PSE&G | Accepted |  | 2020-03-02 | 2021-10-30 | Solar Edge | SE3000 | Inverters | 3000 |  | 1 |  |  | 0.97 |  | Outside | side of home
NJSTRE1545384985 | NJSRRE1544108445 | Transition Incentive Program | ridgewood | 7450 | 7 | 8.19 | Residential | Yes | Behind the Meter | Net-metered residential rooftop and canopy |  | None | Vision Solar LLC | PSE&G | Accepted | 2020-01-07 | 2020-01-09 | 2021-10-30 | Enphase | iq7-60-2-us | Inverters | 0.25 |  | 26 |  |  | 0.96 |  | Other | behind panels
NJSTRE1545384993 | NJSRRE1544501760 | Transition Incentive Program | East Brunswick | 8816 | 11 | 14.57 | Residential | Yes | Behind the Meter | Behind the Meter |  | None | Sunrun Installation Services, Inc. | PSE&G | Eligible for TI Program | 2020-02-19 | 2020-02-24 | 2021-10-30 | Enphase Energy | IQ7-60-x-US (240V) | Inverters | 240 |  | 47 |  |  | 0.96 |  | Outdoor | Rooftop
NJSTRE1545385007 | NJSRRE1543456384 | Transition Incentive Program | Woodbine | 8270 | 21 | 9.45 | Residential | Yes | Behind the Meter | Net-metered residential rooftop and canopy |  | None | Suntuity Solar LLC | AC Electric | Accepted | 2019-11-28 | 2019-12-04 | 2021-10-30 | Enphase Energy | IQ7-60-2-US | Inverters | 240 |  | 30 |  |  | 0.97 |  | Outdoor | Behind the PV Modules
NJSTRE1545385014 | NJSRRE1543972635 | Transition Incentive Program | OAKHURST | 7755 | 17 | 5.67 | Residential | Yes | Behind the Meter | Net-metered residential rooftop and canopy |  | None | Vivint Solar Developer, LLC | JCP&L | Accepted | 2020-01-06 | 2020-01-08 | 2021-10-30 | SOLAREDGE | SE3800H-US | Inverters | 3800 |  | 1 |  |  | 0.992 |  | Outdoor | Near the Utility Meter
NJSTRE1545306981 | NJSRRE1541643472 | Transition Incentive Program | Dumont Boro | 7628 | 7 | 5.12 | Residential | Yes | Behind the meter | Behind the Meter |  | None | Skyline Solar, LLC | PSE&G | Eligible for TI Program | 2019-07-13 | 2019-07-16 | 2021-10-30 | Silfab | SLA320M | Solar Panels |  | 0.32 | 14 | 180 | 32 |  | Fixed | Roof
NJSTRE1545307074 |  | Transition Incentive Program | Lakewood | 8701 | 18 | 42.24 | Commercial | Yes | Behind the Meter | Net-metered non-residential rooftop and canopy |  | None | Powerlutions | JCP&L | Final As-Built Received | 2020-07-16 | 2020-07-21 | 2021-10-30 | Q-Cell | Q.Peak DUO BLK-G5 320Snap | Solar Panels |  | 0.32 | 45 | 96 | 22 |  | Fixed | Roof
NJSTRE1545307108 |  | Transition Incentive Program | Burlington TWP | 8016 | 13 | 18.6 | Residential | Yes | Behind the Meter | Net-metered residential rooftop and canopy |  | None | Bright Planet Solar | PSE&G | Accepted | 2020-07-16 | 2020-07-24 | 2021-07-24 | LONGI | LR6-60HPB-310M | Solar Panels |  | 0.31 | 15 | 252 | 33 |  | Fixed | Roof
NJSTRE1545307118 |  | Transition Incentive Program | Mckee City | 8234 | 19 | 13.02 | Residential | Yes | Behind the Meter | Net-metered residential rooftop and canopy |  | None | Bright Planet Solar | AC Electric | Accepted | 2020-07-16 | 2020-07-21 | 2021-07-21 | LONGI | LR-60HPB-310M | Solar Panels |  | 0.31 | 20 | 293 | 22 |  | Fixed | Roof
NJSTRE1545307143 |  | Transition Incentive Program | Ewing Twp | 8638 | 12 | 7.75 | Residential | Yes | Behind the Meter | Net-metered residential rooftop and canopy |  | None | Bright Planet Solar | PSE&G | Accepted | 2020-07-16 | 2020-07-21 | 2021-07-21 | LONGI | LR6-60HPB-310 | Solar Panels |  | 0.31 | 25 | 135 | 22 |  | Fixed | Roof
NJSTRE1545307342 |  | Transition Incentive Program | Clementon | 8021 | 14 | 6.8 | Residential | No | Behind the Meter | Net-metered residential rooftop and canopy |  | ACE | Maier Solar Engineering dba Solar Me | AC Electric | Accepted | 2020-07-16 | 2020-07-21 | 2021-07-21 | Hanwha | Q.CELLS DUO BLK-G6 340W | Solar Panels |  | 0.34 | 20 | 336 | 20 |  | Fixed | Roof
NJSTRE1545307350 |  | Transition Incentive Program | WEYMOUTH | 8330 | 19 | 13.6 | Residential | No | Behind the Meter | Net-metered residential rooftop and canopy |  | None | Trinity Solar | AC Electric | Accepted | 2020-07-16 | 2020-07-21 | 2021-07-21 | HANWHA | Q.PEAK DUO BLK-G6 340 | Solar Panels |  | 0.34 | 40 | 180 | 30 |  | Fixed | Roof
NJSTRE1545384845 | NJSRRE1544514319 | Transition Incentive Program | vineland | 8360 | 20 | 4.73 | Residential | Yes | Behind the Meter | Net-metered residential rooftop and canopy |  | None | Vision Solar LLC | Vineland Muni Electric | Accepted | 2020-02-21 | 2020-02-25 | 2021-10-30 | enphase | iq7-60-2-us | Inverters | 0.25 |  | 15 |  |  | 0.96 |  | Other | behind panels
NJSTRE1545384857 | NJSRRE1544161963 | Transition Incentive Program | Secaucus | 7094 | 8 | 11.03 | Residential | Yes | Behind the Meter | Behind the Meter |  | None | Pro Custom Solar dba Momentum Solar | PSE&G | Eligible for TI Program | 2020-01-13 | 2020-01-16 | 2021-10-30 | ENPHASE ENERGY | IQ6-60-2-US | Inverters | 240 |  | 35 |  |  | 0.97 |  | Outdoor | ROOF
NJSTRE1545384891 | NJSRRE1544144731 | Transition Incentive Program | Vineland | 8360 | 20 | 4.91 | Residential | Yes | Behind the Meter | Net-metered residential rooftop and canopy |  | None | Castle Energy, LLC | Vineland Muni Electric | Accepted | 2020-01-08 | 2020-01-13 | 2021-10-30 | SunPower | SPR-E20-327-E-AC | Inverters | 320 |  | 15 |  |  | 0.975 |  | Outdoor | on the rooftop under each solar panel
NJSTRE1545384908 | NJSRRE1544162351 | Transition Incentive Program | Mansfield | 8022 | 13 | 4.73 | Residential | No | Behind the Meter | Behind the Meter |  | None | Pro Custom Solar dba Momentum Solar | PSE&G | Eligible for TI Program | 2020-01-13 | 2020-01-16 | 2021-10-30 | ENPHASE ENERGY | IQ6-60-2-US | Inverters | 240 |  | 15 |  |  | 0.97 |  | Outdoor | ROOF
NJSTRE1545384916 | NJSRRE1543478383 | Transition Incentive Program | Marlboro Township | 7746 | 17 | 30 | Residential | Yes | Behind the Meter | Net-metered residential rooftop and canopy |  | None | SunPower Corporation, Systems | JCP&L | Accepted |  | 2019-12-06 | 2021-10-30 | SUNPOWER | SPR-A400-G-AC | Inverters | 320 |  | 75 |  |  | 0.97 |  | Other | under each panel
NJSTRE1545384920 | NJSRRE1544505734 | Transition Incentive Program | Galloway | 8205 | 19 | 11.34 | Residential | Yes | Behind the Meter | Net-metered residential rooftop and canopy |  | None | Suntuity Solar LLC | AC Electric | Accepted | 2020-02-20 | 2020-02-24 | 2021-10-30 | Enphase Energy | IQ7-60-2-US | Inverters | 240 |  | 36 |  |  | 0.97 |  | Outdoor | Behind the PV Modules
NJSTRE1545384928 | NJSRRE1544514393 | Transition Incentive Program | Millville | 8332 | 20 | 9.6 | Residential | Yes | Behind the Meter | Net-metered residential rooftop and canopy |  | None | Vivint Solar Developer, LLC | AC Electric | Accepted | 2020-02-22 | 2020-02-25 | 2021-10-30 | SOLAREDGE | SE7600H-US | Inverters | 7600 |  | 1 |  |  | 0.992 |  | Outdoor | Near the Utility Meter
NJSTRE1545384938 | NJSRRE1544175401 | Transition Incentive Program | Cliffwood | 7721 | 17 | 10.08 | Residential | No | Behind the Meter | Net-metered residential rooftop and canopy |  | None | Vivint Solar Developer, LLC | JCP&L | Accepted | 2020-01-16 | 2020-01-21 | 2021-10-30 | SolarEdge | SE7600H-US | Inverters | 7600 |  | 1 |  |  | 0.992 |  | Outdoor | Near the utility meter
NJSTRE1545384940 | NJSRRE1544465614 | Transition Incentive Program | TOMS RIVER | 8753 | 18 | 6.3 | Residential | Yes | Behind the Meter | Net-metered residential rooftop and canopy |  | None | Suntuity Solar LLC | JCP&L | Accepted | 2020-02-17 | 2020-02-19 | 2021-10-30 | Enphase Energy | IQ7-60-2-US | Inverters | 240 |  | 20 |  |  | 0.97 |  | Outdoor | Behind the PV Modules
NJSTRE1545384958 | NJSRRE1543463107 | Transition Incentive Program | Perth Amboy | 8861 | 11 | 5.27 | Residential | Yes | Behind the Meter | Net-metered residential rooftop and canopy |  | None | Palmetto Solar LLC | PSE&G | Accepted | 2019-12-12 | 2019-12-13 | 2021-10-30 | SolarEdge Technologies | SE5000H-US | Inverters | 5000 |  | 1 |  |  | 0.99 |  | Outside | Side of the house
NJSTRE1545384969 | NJSRRE1544511525 | Transition Incentive Program | Medford TWP | 8055 | 13 | 12.16 | Residential | Yes | Behind the Meter | Net-metered residential rooftop and canopy |  | None | Solar Spectrum LLC | PSE&G | Accepted | 2020-02-20 | 2020-02-24 | 2021-10-30 | SolarEdge | SE10000H-US | Inverters | 42 |  | 1 |  |  | 0.99 |  | Outdoor | near meter
NJSTRE1545384971 | NJSRRE1543570719 | Transition Incentive Program | Bergenfield | 7621 | 7 | 4.1 | Residential | Yes | Behind the Meter | Behind the Meter |  | None | Pro Custom Solar dba Momentum Solar | PSE&G | Eligible for TI Program | 2019-12-19 | 2019-12-23 | 2021-10-30 | Enphase Energy | IQ6-60-2-US | Inverters | 240 |  | 13 |  |  | 0.97 |  | Outdoor | Roof
NJSTRE1545384890 | NJSRRE1543825729 | Transition Incentive Program | Monroe Twp | 8831 | 11 | 9.38 | Residential | No | Behind the Meter | Net-metered residential rooftop and canopy |  | None | Morgan Associates and Consulting LLC | JCP&L | Accepted |  | 2020-01-03 | 2021-10-30 | ENphase | 28 X ENPHASE IQ7-60-2-US | Inverters | 0.24 |  | 28 |  |  | 0.99 |  | Outdoor | roof
NJSTRE1545384895 | NJSRRE1544333385 | Transition Incentive Program | CRANBURY | 8512 | 11 | 6.3 | Residential | Yes | Behind the Meter | Net-metered residential rooftop and canopy |  | None | Vivint Solar Developer, LLC | PSE&G | Accepted | 2020-01-30 | 2020-02-04 | 2021-10-30 | SolarEdge | SE7600H-US | Inverters | 7600 |  | 1 |  |  | 0.992 |  | Outdoor | Near the utility meter
NJSTRE1545384900 | NJSRRE1544524664 | Transition Incentive Program | COLUMBUS | 8022 | 13 | 14.72 | Residential | Yes | Behind the Meter | Net-metered residential rooftop and canopy |  | None | Vivint Solar Developer, LLC | PSE&G | Accepted | 2020-02-25 | 2020-03-31 | 2021-10-30 | SOLAREDGE | SE10000H-US | Inverters | 10000 |  | 1 |  |  | 0.992 |  | Outdoor | Near the Utility Meter
NJSTRE1545384905 | NJSRRE1543974479 | Transition Incentive Program | Trenton | 8610 | 12 | 19.84 | Residential | No | Behind the Meter | Net-metered residential rooftop and canopy |  | None | Castle Energy, LLC | PSE&G | Accepted | 2020-01-06 | 2020-01-08 | 2021-10-30 | Enphase Energy | IQ7-60-2-US | Inverters | 240 |  | 62 |  |  | 0.967 |  | Outdoor | on the rooftop under each solar panel
NJSTRE1545384915 | NJSRRE1544524658 | Transition Incentive Program | Elizabeth City | 7201 | 10 | 3.41 | Residential | Yes | Behind the Meter | Behind the Meter |  | None | Sunrun Installation Services, Inc. | PSE&G | Eligible for TI Program | 2020-02-24 | 2020-02-27 | 2021-10-30 | Enphase Energy | IQ7-60-x-US (240V) | Inverters | 240 |  | 11 |  |  | 0.96 |  | Outdoor | Rooftop
NJSTRE1545384918 | NJSRRE1543447267 | Transition Incentive Program | Vauxhall | 7088 | 10 | 5.99 | Residential | Yes | Behind the Meter | Behind the Meter |  | None | Pro Custom Solar dba Momentum Solar | PSE&G | Eligible for TI Program | 2019-11-26 | 2019-12-03 | 2021-10-30 | Enphase Energy | IQ6-60-2-US | Inverters | 240 |  | 19 |  |  | 0.97 |  | Outdoor | Roof
NJSTRE1545384919 | NJSRRE1544150630 | Transition Incentive Program | Bellmawr | 8031 | 14 | 13.55 | Residential | No | Behind the Meter | Net-metered residential rooftop and canopy |  | None | Advanced Renewable Solutions LLC | PSE&G | Accepted | 2020-01-09 | 2020-01-14 | 2021-10-30 | Solaredge | SE7600H-US | Inverters | 7600 |  | 2 |  |  | 0.992 |  | Indoor | Basement
NJSTRE1545384959 | NJSRRE1543514668 | Transition Incentive Program | Lakewood | 7029 | 8 | 5.39 | Residential | No | Behind the Meter | Net-metered residential rooftop and canopy |  | None | Powerlutions | PSE&G | Accepted | 2019-12-11 | 2019-12-19 | 2021-10-30 | Solar Edge | SE5000H-US | Inverters | 5 |  | 1 |  |  | 0.99 |  | Outdoor | near meter
NJSTRE1545307781 |  | Transition Incentive Program | Pleasantville | 8232 | 19 | 11.88 | Residential | Yes | Behind the Meter | Net-metered residential rooftop and canopy |  | None | Castle Energy, LLC | AC Electric | Accepted | 2020-07-16 | 2020-07-21 | 2021-07-21 | SunPower | SPR-X22-360-E-AC | Solar Panels |  | 0.36 | 8 | 295 | 30 |  | Fixed | Roof
NJSTRE1545308063 |  | Transition Incentive Program | BARNEGAT | 8005 | 18 | 11.7 | Residential | Yes | Behind the Meter | Net-metered residential rooftop and canopy |  | None | Vivint Solar Developer, LLC | AC Electric | Accepted | 2020-07-17 | 2020-07-21 | 2021-07-21 | JINKO SOLAR | JKM325M-60HBL | Solar Panels |  | 0.325 | 3 | 244 | 18 |  | Fixed | Roof
NJSTRE1545308063 |  | Transition Incentive Program | BARNEGAT | 8005 | 18 | 11.7 | Residential | Yes | Behind the Meter | Net-metered residential rooftop and canopy |  | None | Vivint Solar Developer, LLC | AC Electric | Accepted | 2020-07-17 | 2020-07-21 | 2021-07-21 | JINKO SOLAR | JKM325M-60HBL | Solar Panels |  | 0.325 | 17 | 244 | 33 |  | Fixed | Roof
NJSTRE1545309960 |  | Transition Incentive Program | Newton | 7860 | 1 | 16.91 | Residential | Yes | Behind the Meter | Net-metered residential rooftop and canopy |  | None | Sunrun, Inc. | JCP&L | Accepted | 2020-07-17 | 2020-07-21 | 2021-07-21 | LG Electronics | LG345N1C-V5 | Solar Panels |  | 0.345 | 12 | 145 | 23 |  | Fixed | Roof
NJSTRE1545384978 | NJSRRE1544441390 | Transition Incentive Program | Kearny | 7032 | 8 | 6.65 | Residential | Yes | Behind the Meter | Behind the Meter |  | None | Pro Custom Solar dba Momentum Solar | PSE&G | Eligible for TI Program | 2020-02-12 | 2020-02-17 | 2021-10-30 | Enphase Energy | IQ7Plus-72-2-US | Inverters | 290 |  | 19 |  |  | 0.97 |  | Outdoor | Roof
NJSTRE1545384979 | NJSRRE1544465232 | Transition Incentive Program | Bayonne City | 7002 | 8 | 14.72 | Non Profit | Yes | Behind the Meter | Net-metered non-residential rooftop and canopy |  | None | CE Team Inc. | PSE&G | Final As-Built Received | 2020-02-17 | 2020-02-19 | 2021-10-30 | Solaredge | SE11400H | Inverters | 11400 |  | 1 |  |  | 0.992 |  | Outdoor | South Wall
NJSTRE1545384988 | NJSRRE1543464279 | Transition Incentive Program | Millville | 8332 | 20 | 5.12 | Residential | Yes | Behind the Meter | Behind the Meter |  | None | Skyline Solar, LLC | AC Electric | Eligible for TI Program | 2019-12-02 | 2019-12-04 | 2021-10-30 | SolarEdge | SE3800H-US | Inverters | 3800 |  | 1 |  |  | 0.99 |  | Outside | within ten feet of meter
NJSTRE1545384998 | NJSRRE1543436909 | Transition Incentive Program | SUCCASUNNA | 7876 | 3 | 15.95 | Residential | Yes | Behind the Meter | Behind the Meter |  | None | Sunrun Installation Services, Inc. | JCP&L | Eligible for TI Program | 2019-11-22 | 2019-11-26 | 2021-10-30 | Delta Electronics | M4-TL-US | Inverters | 3840 |  | 1 |  |  | 0.96 |  | Outdoor | Next To Meter
NJSTRE1545384998 | NJSRRE1543436909 | Transition Incentive Program | SUCCASUNNA | 7876 | 3 | 15.95 | Residential | Yes | Behind the Meter | Behind the Meter |  | None | Sunrun Installation Services, Inc. | JCP&L | Eligible for TI Program | 2019-11-22 | 2019-11-26 | 2021-10-30 | Delta Electronics | M10-TL-US | Inverters | 9600 |  | 1 |  |  | 0.96 |  | Outdoor | Next To Meter
NJSTRE1545385009 | NJSRRE1543477291 | Transition Incentive Program | Pennsville | 8070 | 16 | 24.48 | Commercial | No | Behind the Meter | Net-metered non-residential rooftop and canopy |  | None | Star Power Services LLC | AC Electric | Accepted |  | 2019-12-06 | 2021-10-30 | SolarEdge | SE14.4KUS | Inverters | 14.4 |  | 1 |  |  | 0.97 |  | Outdoor | meter
NJSTRE1545385012 | NJSRRE1543556206 | Transition Incentive Program | West New York | 7093 | 8 | 7.25 | Residential | Yes | Behind the Meter | Behind the Meter |  | None | Pro Custom Solar dba Momentum Solar | PSE&G | Eligible for TI Program | 2019-12-17 | 2019-12-20 | 2021-10-30 | Enphase Energy | IQ6-60-2-US | Inverters | 230 |  | 23 |  |  | 0.97 |  | Outdoor | Roof
NJSTRE1545385021 | NJSRRE1544342381 | Transition Incentive Program | Toms River | 8753 | 18 | 8.82 | Residential | Yes | Behind the Meter | Behind the Meter |  | None | Trinity Solar | JCP&L | Eligible for TI Program | 2020-01-31 | 2020-02-04 | 2021-10-30 | Solar Edge | SE7600 | Inverters | 7600 |  | 1 |  |  | 0.97 |  | Outside | side of home
NJSTRE1545385028 | NJSRRE1544352910 | Transition Incentive Program | TURNERSVILLE | 8012 | 14 | 5.04 | Residential | Yes | Behind the Meter | Net-metered residential rooftop and canopy |  | None | Vivint Solar Developer, LLC | AC Electric | Accepted | 2020-02-05 | 2020-02-07 | 2021-10-30 | SolarEdge | SE3800H-US | Inverters | 3800 |  | 1 |  |  | 0.992 |  | Outdoor | Near the utility meter
NJSTRE1545385040 | NJSRRE1544191675 | Transition Incentive Program | North Bergen | 7047 | 8 | 11.03 | Residential | Yes | Behind the Meter | Behind the Meter |  | None | Pro Custom Solar dba Momentum Solar | PSE&G | Eligible for TI Program | 2020-01-17 | 2020-01-22 | 2021-10-30 | ENPHASE ENERGY | IQ6-60-2-US | Inverters | 240 |  | 35 |  |  | 0.97 |  | Outdoor | ROOF
NJSTRE1545307436 |  | Transition Incentive Program | Marlton | 8053 | 13 | 4.08 | Residential | No | Behind the Meter | Net-metered residential rooftop and canopy |  | None | Trinity Solar | PSE&G | Accepted | 2020-07-16 | 2020-07-21 | 2021-07-21 | Hanwha | Q.PEAK DUO BLK-G6 340 | Solar Panels |  | 0.34 | 9 | 203 | 30 |  | Fixed | Roof
NJSTRE1545307678 |  | Transition Incentive Program | UNION TWP | 7083 | 10 | 6.1 | Residential | Yes | Behind the Meter | Net-metered residential rooftop and canopy |  | None | Sunrun, Inc. | PSE&G | Accepted | 2020-07-17 | 2020-07-21 | 2021-07-21 | LONGi Green Energy Technology Co Ltd | LR6-60HPB-305M | Solar Panels |  | 0.305 | 4 | 247 | 16 |  | Fixed | Roof
NJSTRE1545307678 |  | Transition Incentive Program | UNION TWP | 7083 | 10 | 6.1 | Residential | Yes | Behind the Meter | Net-metered residential rooftop and canopy |  | None | Sunrun, Inc. | PSE&G | Accepted | 2020-07-17 | 2020-07-21 | 2021-07-21 | LONGi Green Energy Technology Co Ltd | LR6-60HPB-305M | Solar Panels |  | 0.305 | 4 | 67 | 16 |  | Fixed | Roof
NJSTRE1545307431 |  | Transition Incentive Program | Montgomery | 8502 | 5 | 8.16 | Residential | No | Behind the Meter | Net-metered residential rooftop and canopy |  | None | Tesla Energy Operations Inc. | PSE&G | Accepted | 2020-07-16 | 2020-07-21 | 2021-07-21 | Hanwha Q-Cells | Q.Peak DUO BLK-G6+/SC340 | Solar Panels |  | 0.34 | 8 | 80 | 23 |  | Fixed | Roof
NJSTRE1545307581 |  | Transition Incentive Program | TOMS RIVER | 8753 | 18 | 12.68 | Residential | Yes | Behind the Meter | Net-metered residential rooftop and canopy |  | None | Vivint Solar Developer, LLC | JCP&L | Accepted | 2020-07-16 | 2020-07-21 | 2021-07-21 | JINKO SOLAR | JKM325M-60HBL | Solar Panels |  | 0.325 | 22 | 184 | 23 |  | Fixed | Roof
NJSTRE1545307581 |  | Transition Incentive Program | TOMS RIVER | 8753 | 18 | 12.68 | Residential | Yes | Behind the Meter | Net-metered residential rooftop and canopy |  | None | Vivint Solar Developer, LLC | JCP&L | Accepted | 2020-07-16 | 2020-07-21 | 2021-07-21 | JINKO SOLAR | JKM325M-60HBL | Solar Panels |  | 0.325 | 6 | 4 | 23 |  | Fixed | Roof
NJSTRE1545307441 |  | Transition Incentive Program | Franklin Township | 8873 | 5 | 12.24 | Residential | No | Behind the Meter | Net-metered residential rooftop and canopy |  | None | Tesla Energy Operations Inc | PSE&G | Accepted | 2020-07-16 | 2020-07-21 | 2021-07-21 | Hanwha Q Cells | # Q.Peak DUO BLK-G6/SC340 | Solar Panels |  | 0.34 | 26 | 107 | 37 |  | Fixed | Roof
NJSTRE1545307678 |  | Transition Incentive Program | UNION TWP | 7083 | 10 | 6.1 | Residential | Yes | Behind the Meter | Net-metered residential rooftop and canopy |  | None | Sunrun, Inc. | PSE&G | Accepted | 2020-07-17 | 2020-07-21 | 2021-07-21 | LONGi Green Energy Technology Co Ltd | LR6-60HPB-305M | Solar Panels |  | 0.305 | 4 | 157 | 37 |  | Fixed | Roof
NJSTRE1545307781 |  | Transition Incentive Program | Pleasantville | 8232 | 19 | 11.88 | Residential | Yes | Behind the Meter | Net-metered residential rooftop and canopy |  | None | Castle Energy, LLC | AC Electric | Accepted | 2020-07-16 | 2020-07-21 | 2021-07-21 | SunPower | SPR-X22-360-E-AC | Solar Panels |  | 0.36 | 3 | 295 | 5 |  | Fixed | Roof
NJSTRE1545309951 |  | Transition Incentive Program | Pemberton | 8068 | 13 | 9.15 | Residential | Yes | Behind the Meter | Net-metered residential rooftop and canopy |  | None | Sunrun, Inc. | JCP&L | Accepted | 2020-07-17 | 2020-07-21 | 2021-07-21 | LONGi Green Energy Technology Co Ltd | LR6-60HPB-305M | Solar Panels |  | 0.305 | 17 | 323 | 22 |  | Fixed | Roof
NJSTRE1545384860 | NJSRRE1544331648 | Transition Incentive Program | Hillsborough Township | 8844 | 5 | 12.4 | Residential | No | Behind the Meter | Behind the Meter |  | None | Sunrun Installation Services, Inc. | PSE&G | Eligible for TI Program | 2020-01-29 | 2020-02-03 | 2021-10-30 | SolarEdge Technologies | SE6000H-USRGM | Inverters | 6000 |  | 1 |  |  | 0.96 |  | Outdoor | Next To Meter
NJSTRE1545384862 | NJSRRE1544442566 | Transition Incentive Program | ATLANTIC CITY | 8401 | 19 | 6.93 | Residential | Yes | Behind the Meter | Net-metered residential rooftop and canopy |  | None | Vivint Solar Developer, LLC | AC Electric | Accepted | 2020-02-18 | 2020-02-18 | 2021-10-30 | SOLAREDGE | SE3800H-US | Inverters | 3800 |  | 2 |  |  | 0.992 |  | Outdoor | Near the Utility Meter
NJSTRE1545384869 | NJSRRE1544501408 | Transition Incentive Program | Lumberton | 8048 | 13 | 7.04 | Residential | Yes | Behind the Meter | Behind the Meter |  | None | Skyline Solar, LLC | PSE&G | Eligible for TI Program | 2020-02-19 | 2020-02-28 | 2021-10-30 | Solar Edge | SE5000H-US000NNC2 | Inverters | 5000 |  | 1 |  |  | 0.99 |  | Outdoor | within ten feet of meter
NJSTRE1545384873 | NJSRRE1544529842 | Transition Incentive Program | SOUTH AMBOY | 8879 | 11 | 2.56 | Residential | Yes | Behind the Meter | Net-metered residential rooftop and canopy |  | None | Vivint Solar Developer, LLC | JCP&L | Accepted | 2020-02-26 | 2020-02-27 | 2021-10-30 | SOLAREDGE | SE3800H-US | Inverters | 3800 |  | 1 |  |  | 0.992 |  | Outdoor | Near the Utility Meter
NJSTRE1545384903 | NJSRRE1544524642 | Transition Incentive Program | Manville | 8835 | 5 | 4.96 | Residential | No | Behind the Meter | Behind the Meter |  | None | Sunrun Installation Services, Inc. | PSE&G | Eligible for TI Program | 2020-02-24 | 2020-02-27 | 2021-10-30 | Enphase Energy | IQ7-60-x-US (240V) | Inverters | 240 |  | 16 |  |  | 0.96 |  | Outdoor | Rooftop
NJSTRE1545307781 |  | Transition Incentive Program | Pleasantville | 8232 | 19 | 11.88 | Residential | Yes | Behind the Meter | Net-metered residential rooftop and canopy |  | None | Castle Energy, LLC | AC Electric | Accepted | 2020-07-16 | 2020-07-21 | 2021-07-21 | SunPower | SPR-X22-360-E-AC | Solar Panels |  | 0.36 | 4 | 206 | 20 |  | Fixed | Roof
NJSTRE1545307830 |  | Transition Incentive Program | Pemberton | 8068 | 13 | 10.35 | Residential | Yes | Behind the Meter | Net-metered residential rooftop and canopy |  | None | Sunrun, Inc. | JCP&L | Accepted | 2020-07-16 | 2020-07-21 | 2021-07-21 | LG Electronics | LG345N1C-V5 | Solar Panels |  | 0.345 | 15 | 213 | 18 |  | Fixed | Roof
NJSTRE1545309959 |  | Transition Incentive Program | Keyport | 7735 | 17 | 10.37 | Residential | Yes | Behind the Meter | Net-metered residential rooftop and canopy |  | None | Sunrun, Inc. | JCP&L | Accepted | 2020-07-17 | 2020-07-21 | 2021-07-21 | LONGi Green Energy Technology Co Ltd | LR6-60HPB-305M | Solar Panels |  | 0.305 | 9 | 29 | 27 |  | Fixed | Roof
NJSTRE1545309962 |  | Transition Incentive Program | Lindenwold | 8021 | 14 | 15.75 | Residential | Yes | Behind the Meter | Net-metered residential rooftop and canopy |  | None | Suntuity Solar LLC | AC Electric | Accepted | 2020-07-17 | 2020-07-21 | 2021-07-21 | Longi | LR6-60HPB-315M | Solar Panels |  | 0.315 | 20 | 331 | 30 |  | Fixed | Roof
NJSTRE1545309962 |  | Transition Incentive Program | Lindenwold | 8021 | 14 | 15.75 | Residential | Yes | Behind the Meter | Net-metered residential rooftop and canopy |  | None | Suntuity Solar LLC | AC Electric | Accepted | 2020-07-17 | 2020-07-21 | 2021-07-21 | Longi | LR6-60HPB-315M | Solar Panels |  | 0.315 | 11 | 241 | 45 |  | Fixed | Roof
NJSTRE1545309993 |  | Transition Incentive Program | Vineland | 8360 | 20 | 6.8 | Residential | Yes | Behind the Meter | Net-metered residential rooftop and canopy |  | None | Vision Solar LLC | Vineland Muni Electric | Accepted | 2020-07-17 | 2020-07-21 | 2021-07-21 | HANWHA Q-CELLS | Q.PEAK DUO-G6 340 | Solar Panels |  | 0.34 | 9 | 271 | 20 |  | Fixed | Roof
NJSTRE1545310012 |  | Transition Incentive Program | CLIFTON | 7011 | 6 | 4.69 | Residential | Yes | Behind the Meter | Net-metered residential rooftop and canopy |  | PSEG | Vision Solar LLC | PSE&G | Accepted | 2020-07-17 | 2020-07-21 | 2021-07-21 | LG SOLAR | LG335N1K-V5 | Solar Panels |  | 0.335 | 14 | 258 | 39 |  | Fixed | Roof
NJSTRE1545310028 |  | Transition Incentive Program | Runnemede | 8078 | 14 | 8.16 | Residential | No | Behind the Meter | Net-metered residential rooftop and canopy |  | None | Trinity Solar | PSE&G | Final As-Built Received | 2020-07-17 | 2020-07-21 | 2021-10-30 | HANWHA | Q.PEAK DUO BLK-G6 340 | Solar Panels |  | 0.34 | 14 | 43 | 11 |  | Single Axis | Roof
NJSTRE1545310176 |  | Transition Incentive Program | CARTERET BORO | 7008 | 11 | 6.4 | Residential | Yes | Behind the Meter | Net-metered residential rooftop and canopy |  | None | Sunrun, Inc. | PSE&G | Accepted | 2020-07-21 | 2020-07-22 | 2021-07-22 | LG Electronics | LG330N1C-A5 | Solar Panels |  | 0.33 | 2 | 306 | 18 |  | Fixed | Roof
NJSTRE1545310223 |  | Transition Incentive Program | Voorhees Township | 8043 | 14 | 13.07 | Residential | No | Behind the Meter | Net-metered residential rooftop and canopy |  | None | Green Power Energy | PSE&G | Accepted | 2020-07-17 | 2020-07-23 | 2021-07-23 | Hanwha | Q.PEAK DUO BLK-G6 | Solar Panels |  | 0.335 | 11 | 250 | 25 |  | Fixed | Roof
NJSTRE1545310302 |  | Transition Incentive Program | Linden | 7036 | 10 | 5.95 | Residential | Yes | Behind the Meter | Net-metered residential rooftop and canopy |  | None | Pro Custom Solar dba Momentum Solar | PSE&G | Accepted | 2020-07-24 | 2020-07-24 | 2021-07-24 | LG ELECTRONICS | LG 350N1C-V5 | Solar Panels |  | 0.35 | 8 | 129 | 24 |  | Fixed | Roof
NJSTRE1545310316 |  | Transition Incentive Program | Williamstown | 8094 | 15 | 10.88 | Residential | Yes | Behind the Meter | Net-metered residential rooftop and canopy |  | None | Trinity Solar | AC Electric | Accepted | 2020-07-17 | 2020-07-22 | 2021-07-22 | Hanwha 340 | Q.PEAK DUO BLK-G6 340 | Solar Panels |  | 0.34 | 14 | 189 | 34 |  | Fixed | Roof
NJSTRE1545310343 |  | Transition Incentive Program | Lakewood | 8701 | 18 | 7.68 | Residential | Yes | Behind the Meter | Net-metered residential rooftop and canopy |  | None | Powerlutions | JCP&L | Accepted | 2020-07-21 | 2020-07-21 | 2021-07-21 | Axitec | AC-320MH/120S | Solar Panels |  | 0.32 | 11 | 187 | 30 |  | Fixed | Roof
NJSTRE1545307621 |  | Transition Incentive Program | Pleasantville | 8232 | 19 | 12.92 | Residential | Yes | Behind the Meter | Net-metered residential rooftop and canopy |  | None | Castle Energy, LLC | AC Electric | Accepted | 2020-07-17 | 2020-07-21 | 2021-07-21 | Hanwha Q-Cells | Q.Peak DUO BLK-G6 340 | Solar Panels |  | 0.34 | 9 | 115 | 42 |  | Fixed | Roof
NJSTRE1545307621 |  | Transition Incentive Program | Pleasantville | 8232 | 19 | 12.92 | Residential | Yes | Behind the Meter | Net-metered residential rooftop and canopy |  | None | Castle Energy, LLC | AC Electric | Accepted | 2020-07-17 | 2020-07-21 | 2021-07-21 | Hanwha Q-Cells | Q.Peak DUO BLK-G6 340 | Solar Panels |  | 0.34 | 6 | 295 | 42 |  | Fixed | Roof
NJSTRE1545307622 |  | Transition Incentive Program | Jackson | 8527 | 18 | 13.12 | Residential | No | Behind the Meter | Net-metered residential rooftop and canopy |  | None | Powerlutions | JCP&L | Accepted | 2020-07-16 | 2020-07-21 | 2021-07-21 | Trina | TSM-320 DD06M.05 | Solar Panels |  | 0.32 | 6 | 222 | 36 |  | Fixed | Roof
NJSTRE1545307646 |  | Transition Incentive Program | PENNSAUKEN | 8110 | 14 | 2.6 | Residential | Yes | Behind the Meter | Net-metered residential rooftop and canopy |  | None | Vivint Solar Developer, LLC | PSE&G | Accepted | 2020-07-17 | 2020-07-21 | 2021-07-21 | JINKO SOLAR | JKM325M-60HL | Solar Panels |  | 0.325 | 3 | 238 | 14 |  | Fixed | Roof
NJSTRE1545307662 |  | Transition Incentive Program | Edison | 8817 | 11 | 5.6 | Residential | Yes | Behind the Meter | Net-metered residential rooftop and canopy |  | None | Pro Custom Solar dba Momentum Solar | PSE&G | Accepted | 2020-07-16 | 2020-07-21 | 2021-07-21 | LG ELECTRONICS | LG 350N1C-V5 | Solar Panels |  | 0.35 | 16 | 252 | 20 |  | Fixed | Roof
NJSTRE1545307678 |  | Transition Incentive Program | UNION TWP | 7083 | 10 | 6.1 | Residential | Yes | Behind the Meter | Net-metered residential rooftop and canopy |  | None | Sunrun, Inc. | PSE&G | Accepted | 2020-07-17 | 2020-07-21 | 2021-07-21 | LONGi Green Energy Technology Co Ltd | LR6-60HPB-305M | Solar Panels |  | 0.305 | 4 | 157 | 16 |  | Fixed | Roof
NJSTRE1545307673 |  | Transition Incentive Program | woodstown | 8098 | 16 | 9.28 | Residential | No | Behind the Meter | Net-metered residential rooftop and canopy |  | None | Wysocki Electric | AC Electric | Accepted | 2020-07-20 | 2020-07-21 | 2021-07-21 | canadian solar | cs1h-320m | Solar Panels |  | 0.32 | 29 | 210 | 21 |  | Fixed | Roof
NJSTRE1545307714 |  | Transition Incentive Program | Trenton | 8620 | 12 | 7.35 | Residential | Yes | Behind the Meter | Net-metered residential rooftop and canopy |  | None | Pro Custom Solar dba Momentum Solar | PSE&G | Accepted | 2020-07-16 | 2020-07-21 | 2021-07-21 | LG ELECTRONICS | LG 350N1C-V5 | Solar Panels |  | 0.35 | 8 | 189 | 22 |  | Fixed | Roof
NJSTRE1545307779 |  | Transition Incentive Program | Hillsborough | 8844 | 5 | 7.35 | Residential | Yes | Behind the Meter | Net-metered residential rooftop and canopy |  | None | Pro Custom Solar dba Momentum Solar | PSE&G | Accepted | 2020-07-16 | 2020-07-21 | 2021-07-21 | LG ELECTRONICS | LG 350N1C-V5 | Solar Panels |  | 0.35 | 13 | 274 | 28 |  | Fixed | Roof
NJSTRE1545307781 |  | Transition Incentive Program | Pleasantville | 8232 | 19 | 11.88 | Residential | Yes | Behind the Meter | Net-metered residential rooftop and canopy |  | None | Castle Energy, LLC | AC Electric | Accepted | 2020-07-16 | 2020-07-21 | 2021-07-21 | SunPower | SPR-X22-360-E-AC | Solar Panels |  | 0.36 | 13 | 115 | 30 |  | Fixed | Roof
NJSTRE1545309955 |  | Transition Incentive Program | Howell Township | 7731 | 17 | 13.73 | Residential | Yes | Behind the Meter | Net-metered residential rooftop and canopy |  | None | Sunrun, Inc. | JCP&L | Accepted | 2020-07-17 | 2020-07-21 | 2021-07-21 | LONGi Green Energy Technology Co Ltd | LR6-60HPB-305M | Solar Panels |  | 0.305 | 2 | 65 | 18 |  | Fixed | Roof
NJSTRE1545309957 |  | Transition Incentive Program | Jackson Township | 8527 | 18 | 3.66 | Residential | Yes | Behind the Meter | Net-metered residential rooftop and canopy |  | None | Sunrun, Inc. | JCP&L | Accepted | 2020-07-17 | 2020-07-21 | 2021-07-21 | LONGi Green Energy Technology Co Ltd | LR6-60HPB-305M | Solar Panels |  | 0.305 | 12 | 214 | 16 |  | Fixed | Roof
NJSTRE1545309993 |  | Transition Incentive Program | Vineland | 8360 | 20 | 6.8 | Residential | Yes | Behind the Meter | Net-metered residential rooftop and canopy |  | None | Vision Solar LLC | Vineland Muni Electric | Accepted | 2020-07-17 | 2020-07-21 | 2021-07-21 | HANWHA Q-CELLS | Q.PEAK DUO-G6 340 | Solar Panels |  | 0.34 | 2 | 92 | 29 |  | Fixed | Roof
NJSTRE1545309960 |  | Transition Incentive Program | Newton | 7860 | 1 | 16.91 | Residential | Yes | Behind the Meter | Net-metered residential rooftop and canopy |  | None | Sunrun, Inc. | JCP&L | Accepted | 2020-07-17 | 2020-07-21 | 2021-07-21 | LG Electronics | LG345N1C-V5 | Solar Panels |  | 0.345 | 13 | 145 | 23 |  | Fixed | Roof
NJSTRE1545309965 |  | Transition Incentive Program | Medford | 8056 | 15 | 9.6 | Residential | No | Behind the Meter | Net-metered residential rooftop and canopy |  | None | Posigen NJ LLC | PSE&G | Accepted | 2020-07-17 | 2020-07-21 | 2021-07-21 | Hanwha Q-Cells | Q.PEAK DUO-G5 320 | Solar Panels |  | 0.32 | 30 | 165345 | 22 |  | Fixed | Roof
NJSTRE1545309972 |  | Transition Incentive Program | BROWNS MILLS | 8015 | 13 | 5.04 | Residential | Yes | Behind the Meter | Net-metered residential rooftop and canopy |  | None | Suntuity Solar LLC | JCP&L | Final As-Built Received | 2020-07-17 | 2020-07-21 | 2021-10-30 | Longi | LR6-60HPB-315M | Solar Panels |  | 0.315 | 16 | 171 | 17 |  | Fixed | Roof
NJSTRE1545310105 |  | Transition Incentive Program | Montvale | 7645 | 7 | 10.85 | Residential | Yes | Behind the Meter | Net-metered residential rooftop and canopy |  | None | Sunrun, Inc. | Orange Rockland Electric | Accepted | 2020-07-17 | 2020-07-21 | 2021-07-21 | LONGi Green Energy Technology Co Ltd | LR6-60HPB-310M | Solar Panels |  | 0.31 | 16 | 256 | 34 |  | Fixed | Roof
NJSTRE1545310176 |  | Transition Incentive Program | CARTERET BORO | 7008 | 11 | 6.4 | Residential | Yes | Behind the Meter | Net-metered residential rooftop and canopy |  | None | Sunrun, Inc. | PSE&G | Accepted | 2020-07-21 | 2020-07-22 | 2021-07-22 | LG Electronics | LG330N1C-A5 | Solar Panels |  | 0.305 | 8 | 306 | 3 |  | Fixed | Roof
NJSTRE1545310296 |  | Transition Incentive Program | North Arlington | 7031 | 7 | 4.36 | Residential | Yes | Behind the Meter | Net-metered residential rooftop and canopy |  | None | Trinity Solar | PSE&G | Accepted | 2020-07-17 | 2020-07-21 | 2021-07-21 | Hanwha | Q.PEAK DUO BLK-G6 335 | Solar Panels |  | 0.335 | 4 | 34 | 9 |  | Fixed | Roof
NJSTRE1545310292 |  | Transition Incentive Program | CHESTERFIELD | 8515 | 13 | 7.04 | Residential | No | Behind the Meter | Net-metered residential rooftop and canopy |  | None | Vivint Solar Developer, LLC | PSE&G | Accepted | 2020-07-17 | 2020-07-22 | 2021-07-22 | HANWHA SOLAR | Q.PEAK DUO BLK-G5 320 | Solar Panels |  | 0.32 | 19 | 166 | 27 |  | Fixed | Roof
NJSTRE1545310416 |  | Transition Incentive Program | Howell | 7731 | 17 | 5.78 | Residential | No | Behind the Meter | Net-metered residential rooftop and canopy |  | None | Trinity Solar | JCP&L | Accepted | 2020-07-17 | 2020-07-22 | 2021-07-22 | Hanwha | Q.PEAK DUO BLK-G6 340 | Solar Panels |  | 0.34 | 3 | 104 | 18 |  | Fixed | Roof
NJSTRE1545310489 |  | Transition Incentive Program | Stratford | 8084 | 14 | 5.95 | Residential | Yes | Behind the Meter | Net-metered residential rooftop and canopy |  | None | Pro Custom Solar dba Momentum Solar | AC Electric | Accepted | 2020-07-17 | 2020-07-30 | 2021-07-30 | LG ELECTRONICS | LG 350N1C-V5 | Solar Panels |  | 0.35 | 4 | 142 | 25 |  | Fixed | Roof
NJSTRE1545310485 |  | Transition Incentive Program | Old Bridge Township | 8857 | 11 | 6.48 | Residential | No | Behind the Meter | Net-metered residential rooftop and canopy |  | None | Green Power Energy | JCP&L | Accepted | 2020-07-17 | 2020-07-22 | 2021-07-22 | LG Electronics | LG360Q1C-V5 | Solar Panels |  | 0.36 | 6 | 115 | 15 |  | Fixed | Roof
NJSTRE1545310486 |  | Transition Incentive Program | Burlington | 8016 | 13 | 10.88 | Residential | No | Behind the Meter | Net-metered residential rooftop and canopy |  | None | Sun Up Zero Down | PSE&G | Accepted | 2020-07-23 | 2020-07-24 | 2021-07-24 | trina | TSM-320DD05H.05(II) | Solar Panels |  | 0.32 | 20 | 179 | 32 |  | Fixed | Roof
NJSTRE1545310516 |  | Transition Incentive Program | Somerville Boro | 8876 | 5 | 13.02 | Residential | Yes | Behind the Meter | Net-metered residential rooftop and canopy |  | None | Bright Planet Solar | PSE&G | Accepted | 2020-07-17 | 2020-07-22 | 2021-07-22 | LONGI | LR6-60HPB-310M | Solar Panels |  | 0.31 | 12 | 274 | 39 |  | Fixed | Roof
NJSTRE1545310540 |  | Transition Incentive Program | ELIZABETH CITY | 7206 | 10 | 3.05 | Residential | Yes | Behind the Meter | Net-metered residential rooftop and canopy |  | None | Sunrun, Inc. | PSE&G | Accepted | 2020-07-21 | 2020-07-22 | 2021-07-22 | LONGi Green Energy Technology Co Ltd | LR6-60HPB-305M | Solar Panels |  | 0.305 | 10 | 144 | 39 |  | Fixed | Roof
NJSTRE1545384914 | NJSRRE1543436653 | Transition Incentive Program | Basking Ridge | 7920 | 5 | 6.67 | Residential | Yes | Behind the Meter | Behind the Meter |  | None | Sunrun Installation Services, Inc. | JCP&L | Eligible for TI Program | 2019-11-22 | 2019-11-26 | 2021-10-30 | Delta Electronics | M6-TL-US | Inverters | 5760 |  | 1 |  |  | 0.96 |  | Outdoor | Next To Meter
NJSTRE1545384922 | NJSRRE1544523947 | Transition Incentive Program | East Orange | 7017 | 9 | 7.7 | Residential | Yes | Behind the Meter | Behind the Meter |  | None | Pro Custom Solar dba Momentum Solar | PSE&G | Eligible for TI Program | 2020-02-24 | 2020-02-26 | 2021-10-30 | Enphase Energy | IQ7PLUS-72-2-US | Inverters | 295 |  | 22 |  |  | 0.97 |  | Outdoor | roof
NJSTRE1545384934 | NJSRRE1543566469 | Transition Incentive Program | East Orange | 7017 | 9 | 7.56 | Residential | Yes | Behind the Meter | Behind the Meter |  | None | Pro Custom Solar dba Momentum Solar | PSE&G | Eligible for TI Program | 2019-12-18 | 2019-12-23 | 2021-10-30 | Enphase Energy | IQ6-60-2-US | Inverters | 230 |  | 24 |  |  | 0.97 |  | Outdoor | Roof
NJSTRE1545384943 | NJSRRE1544346990 | Transition Incentive Program | Carteret | 7008 | 11 | 5.04 | Residential | Yes | Behind the Meter | Net-metered residential rooftop and canopy |  | None | Suntuity Solar LLC | PSE&G | Accepted | 2020-02-03 | 2020-02-05 | 2021-10-30 | Enphase Energy | IQ7-60-2-US | Inverters | 240 |  | 16 |  |  | 0.97 |  | Outdoor | Behind the PV Modules
NJSTRE1545384946 | NJSRRE1544358266 | Transition Incentive Program | Edison | 8817 | 11 | 3.41 | Residential | No | Behind the Meter | Behind the Meter |  | None | Sunrun Installation Services, Inc. | PSE&G | Eligible for TI Program | 2020-02-05 | 2020-02-07 | 2021-10-30 | SolarEdge Technologies | SE3800A-USS2RGM | Inverters | 3800 |  | 1 |  |  | 0.96 |  | Outdoor | Next To Meter
NJSTRE1545384956 | NJSRRE1543502298 | Transition Incentive Program | Paramus | 7652 | 7 | 16.24 | Residential | Yes | Behind the Meter | Behind the Meter |  | None | Sunrun Installation Services, Inc. | PSE&G | Eligible for TI Program | 2019-12-09 | 2019-12-12 | 2021-10-30 | Delta Electronics | M6-TL-US | Inverters | 5760 |  | 1 |  |  | 0.96 |  | Outdoor | Next To Meter
NJSTRE1545384976 | NJSRRE1543547872 | Transition Incentive Program | CLINTON | 8809 | 4 | 14.18 | Residential | Yes | Behind the Meter | Net-metered residential rooftop and canopy |  | None | Vivint Solar Developer, LLC | JCP&L | Accepted | 2019-12-13 | 2019-12-18 | 2021-10-30 | Solar Edge | SE10000H-US | Inverters | 10000 |  | 1 |  |  | 0.992 |  | Outdoor | Near the utility meter
NJSTRE1545384984 | NJSRRE1544333406 | Transition Incentive Program | Budd Lake | 7828 | 3 | 7.35 | Residential | Yes | Behind the Meter | Behind the Meter |  | None | Pro Custom Solar dba Momentum Solar | JCP&L | Eligible for TI Program | 2020-01-30 | 2020-02-03 | 2021-10-30 | Enphase Energy | IQ7Plus-72-2-US | Inverters | 290 |  | 21 |  |  | 0.97 |  | Outdoor | Roof
NJSTRE1545384994 | NJSRRE1544431497 | Transition Incentive Program | North Plainfield | 7063 | 10 | 5.89 | Residential | Yes | Behind the Meter | Behind the Meter |  | None | Sunrun Installation Services, Inc. | PSE&G | Eligible for TI Program | 2020-02-11 | 2020-02-14 | 2021-10-30 | Enphase Energy | IQ7-60-x-US (240V) | Inverters | 240 |  | 19 |  |  | 0.96 |  | Outdoor | Rooftop
NJSTRE1545384996 | NJSRRE1544441385 | Transition Incentive Program | Bloomfield | 7003 | 9 | 13.33 | Residential | No | Behind the Meter | Behind the Meter |  | None | Sunrun Installation Services, Inc. | PSE&G | Eligible for TI Program | 2020-02-12 | 2020-02-17 | 2021-10-30 | SolarEdge Technologies | SE3800A-USS2RGM | Inverters | 3800 |  | 1 |  |  | 0.96 |  | Outdoor | Next To Meter
NJSTRE1545385003 | NJSRRE1544512261 | Transition Incentive Program | Wayne | 7470 | 6 | 7.13 | Residential | No | Behind the Meter | Behind the Meter |  | None | Sunrun Installation Services, Inc. | PSE&G | Eligible for TI Program | 2020-02-20 | 2020-02-24 | 2021-10-30 | Enphase Energy | IQ7-60-x-US (240V) | Inverters | 240 |  | 23 |  |  | 0.96 |  | Outdoor | Rooftop
NJSTRE1545385024 | NJSRRE1543923664 | Transition Incentive Program | Vineland | 8360 | 20 | 6.41 | Residential | No | Behind the Meter | Net-metered residential rooftop and canopy |  | None | Bright Planet Solar | Vineland Muni Electric | Accepted |  | 2020-01-08 | 2021-10-30 | Solar Edge | SE5000H-USRGM | Inverters | 5000 |  | 1 |  |  | 0.98 |  | Outdoor | Next to meter
NJSTRE1545263838 |  | Transition Incentive Program | WHITESBORO | 8252 | 21 | 11.97 | Residential | Yes | Behind the Meter | Net-metered residential rooftop and canopy |  | None | Suntuity Solar LLC | AC Electric | Accepted | 2020-07-08 | 2020-07-13 | 2021-07-13 | Longi | LR6-60HPB-315M | Solar Panels |  | 0.315 | 13 | 299 | 30 |  | Fixed | Roof
NJSTRE1545263847 | NJSRRE1544428828 | Transition Incentive Program | North Brunswick | 8902 | 11 | 288.42 | School Public K-12 | Yes | Behind the meter | Net-metered non-residential rooftop and canopy |  | None | Advanced Solar Products, Inc. | PSE&G | Accepted | 2020-02-10 | 2020-02-14 | 2021-10-30 | Longi | lr6-72-345M | Solar Panels |  | 0.345 | 836 | 218 | 5 |  | Fixed | Roof
NJSTRE1545263857 | NJSRRE1541506179 | Transition Incentive Program | Englewood | 7631 | 7 | 191.24 | Commercial | No | Behind the meter | Net-metered non-residential rooftop and canopy |  | None | Green Power Energy | PSE&G | Accepted | 2019-06-28 | 2019-07-15 | 2021-10-30 | Trina Solar | TSM-305DD05A | Solar Panels |  | 0.305 | 34 | 260 | 15 |  | Fixed | Roof
NJSTRE1545263883 |  | Transition Incentive Program | MOUNT HOLLY | 8060 | 13 | 6.18 | Residential | Yes | Behind the Meter | Net-metered residential rooftop and canopy |  | None | Vivint Solar Developer, LLC | PSE&G | Final As-Built Received | 2020-07-08 | 2020-07-13 | 2021-10-30 | Jinko Solar | JKM325M-60HBL | Solar Panels |  | 0.325 | 7 | 131 | 25 |  | Fixed | Roof
NJSTRE1545263896 |  | Transition Incentive Program | BURLINGTON | 8016 | 13 | 5.85 | Residential | Yes | Behind the Meter | Net-metered residential rooftop and canopy |  | None | Vivint Solar Developer, LLC | PSE&G | Accepted | 2020-07-08 | 2020-07-13 | 2021-07-13 | JINKO SOLAR | JKM325M-60HBL | Solar Panels |  | 0.325 | 4 | 2 | 19 |  | Fixed | Roof
NJSTRE1545263904 |  | Transition Incentive Program | Gibbstown | 8027 | 15 | 8.71 | Residential | Yes | Behind the Meter | Net-metered residential rooftop and canopy |  | ACE | Vision Solar LLC | AC Electric | Accepted | 2020-07-08 | 2020-07-13 | 2021-07-13 | LG SOLAR | LG335N1K-V5 | Solar Panels |  | 0.335 | 4 | 172 | 20 |  | Fixed | Roof
NJSTRE1545263905 |  | Transition Incentive Program | Berlin | 8009 | 14 | 50.63 | Commercial | No | Behind the Meter | Net-metered non-residential rooftop and canopy |  | None | National Energy Partners LLC | AC Electric | Accepted | 2020-07-08 | 2020-07-13 | 2021-07-13 | TRINA | TSM-DE15H(II) 405W | Solar Panels |  | 0.405 | 16 | 222 | 25 |  | Fixed | Roof
NJSTRE1545263931 |  | Transition Incentive Program | millville | 8332 | 20 | 20.44 | Residential | Yes | Behind the Meter | Net-metered residential rooftop and canopy |  | ACE2 | Vision Solar LLC | AC Electric | Accepted | 2020-07-08 | 2020-07-13 | 2021-07-13 | LG SOLAR | LG335N1K-V5 | Solar Panels |  | 0.335 | 11 | 190 | 10 |  | Fixed | Roof
NJSTRE1545263954 |  | Transition Incentive Program | Haskell | 7420 | 6 | 17.76 | Residential | Yes | Behind the Meter | Net-metered residential rooftop and canopy |  | JCPL 2 | Vision Solar LLC | JCP&L | Accepted | 2020-07-08 | 2020-07-13 | 2021-07-13 | LG SOLAR | LG335N1K-V5 | Solar Panels |  | 0.335 | 14 | 217 | 20 |  | Fixed | Roof
NJSTRE1545263951 |  | Transition Incentive Program | BURLINGTON | 8016 | 13 | 3.84 | Residential | Yes | Behind the Meter | Net-metered residential rooftop and canopy |  | None | Vivint Solar Developer, LLC | PSE&G | Accepted | 2020-07-08 | 2020-07-13 | 2021-07-13 | JINKO SOLAR | JKM320M-60HBL | Solar Panels |  | 0.32 | 2 | 273 | 24 |  | Fixed | Roof
NJSTRE1545263971 |  | Transition Incentive Program | GIBBSTOWN | 8027 | 15 | 8.71 | Residential | Yes | Behind the Meter | Net-metered residential rooftop and canopy |  | ACE | Vision Solar LLC | AC Electric | Accepted | 2020-07-08 | 2020-07-13 | 2021-07-13 | LG SOLAR | LG335N1K-V5 | Solar Panels |  | 0.335 | 3 | 82 | 22 |  | Fixed | Roof
NJSTRE1545264049 |  | Transition Incentive Program | Egg Harbor Township | 8234 | 19 | 10.05 | Residential | Yes | Behind the Meter | Net-metered residential rooftop and canopy |  | ACE | Vision Solar LLC | AC Electric | Accepted | 2020-07-08 | 2020-07-14 | 2021-07-14 | LG SOLAR | LG335N1K-V5 | Solar Panels |  | 0.335 | 12 | 85 | 20 |  | Fixed | Roof
NJSTRE1545264048 |  | Transition Incentive Program | Sea Girt | 8750 | 17 | 15.12 | Residential | No | Behind the Meter | Net-metered residential rooftop and canopy |  | None | Whitman Construction, LLC | JCP&L | Accepted | 2020-07-08 | 2020-07-14 | 2021-07-14 | solaria power | XT 360R-PD | Solar Panels |  | 0.36 | 15 | 19 | 24 |  | Fixed | Roof
NJSTRE1545385027 | NJSRRE1544331647 | Transition Incentive Program | Budd Lake | 7828 | 3 | 10.85 | Residential | Yes | Behind the Meter | Behind the Meter |  | None | Sunrun Installation Services, Inc. | JCP&L | Eligible for TI Program | 2020-01-29 | 2020-02-03 | 2021-10-30 | Delta Electronics | M5-TL-US | Inverters | 4800 |  | 1 |  |  | 0.96 |  | Outdoor | Next To Meter
NJSTRE1545309955 |  | Transition Incentive Program | Howell Township | 7731 | 17 | 13.73 | Residential | Yes | Behind the Meter | Net-metered residential rooftop and canopy |  | None | Sunrun, Inc. | JCP&L | Accepted | 2020-07-17 | 2020-07-21 | 2021-07-21 | LONGi Green Energy Technology Co Ltd | LR6-60HPB-305M | Solar Panels |  | 0.305 | 18 | 155 | 15 |  | Fixed | Roof
NJSTRE1545309963 |  | Transition Incentive Program | Little Egg Harbor | 8087 | 18 | 9.6 | Residential | No | Behind the Meter | Net-metered residential rooftop and canopy |  | None | Posigen NJ LLC | AC Electric | Accepted | 2020-07-17 | 2020-07-21 | 2021-07-21 | Hanwha Q-Cells | Q.PEAK DUO-G5 320 | Solar Panels |  | 0.32 | 30 | 24204 | 34 |  | Fixed | Roof
NJSTRE1545309964 |  | Transition Incentive Program | Old Tappan | 7675 | 7 | 7.04 | Residential | No | Behind the Meter | Net-metered residential rooftop and canopy |  | None | Posigen NJ LLC | Orange Rockland Electric | Accepted | 2020-07-17 | 2020-07-21 | 2021-07-21 | Hanhwa Q-Cells | Q.PEAK DUO-G5 320 | Solar Panels |  | 0.32 | 22 | 231,141,51 | 29 |  | Fixed | Roof
NJSTRE1545310223 |  | Transition Incentive Program | Voorhees Township | 8043 | 14 | 13.07 | Residential | No | Behind the Meter | Net-metered residential rooftop and canopy |  | None | Green Power Energy | PSE&G | Accepted | 2020-07-17 | 2020-07-23 | 2021-07-23 | Hanwha | Q.PEAK DUO BLK-G6 | Solar Panels |  | 0.335 | 8 | 70 | 25 |  | Fixed | Roof
NJSTRE1545310223 |  | Transition Incentive Program | Voorhees Township | 8043 | 14 | 13.07 | Residential | No | Behind the Meter | Net-metered residential rooftop and canopy |  | None | Green Power Energy | PSE&G | Accepted | 2020-07-17 | 2020-07-23 | 2021-07-23 | Hanwha | Q.PEAK DUO BLK-G6 | Solar Panels |  | 0.335 | 20 | 250 | 25 |  | Fixed | Roof
NJSTRE1545310250 |  | Transition Incentive Program | MANAHAWKIN | 8050 | 18 | 6.72 | Residential | No | Behind the Meter | Net-metered residential rooftop and canopy |  | None | Vivint Solar Developer, LLC | AC Electric | Accepted | 2020-07-17 | 2020-07-21 | 2021-10-30 | HANWHA SOLAR | Q.PEAK DUO BLK-G5 | Solar Panels |  | 0.32 | 7 | 60 | 31 |  | Fixed | Roof
NJSTRE1545310276 |  | Transition Incentive Program | North Arlington | 7031 | 7 | 2.68 | Residential | Yes | Behind the Meter | Net-metered residential rooftop and canopy |  | None | Trinity Solar | PSE&G | Accepted | 2020-07-17 | 2020-07-21 | 2021-07-21 | Hanwha | Q.PEAK DUO BLK-G6 335 | Solar Panels |  | 0.335 | 8 | 124 | 27 |  | Fixed | Roof
NJSTRE1545310316 |  | Transition Incentive Program | Williamstown | 8094 | 15 | 10.88 | Residential | Yes | Behind the Meter | Net-metered residential rooftop and canopy |  | None | Trinity Solar | AC Electric | Accepted | 2020-07-17 | 2020-07-22 | 2021-07-22 | Hanwha 340 | Q.PEAK DUO BLK-G6 340 | Solar Panels |  | 0.34 | 9 | 189 | 28 |  | Fixed | Roof
NJSTRE1545310299 |  | Transition Incentive Program | Morristown | 7960 | 3 | 16.32 | Residential | No | Behind the Meter | Net-metered residential rooftop and canopy |  | None | Tesla Energy Operations Inc. | JCP&L | Accepted | 2020-07-17 | 2020-07-22 | 2021-07-22 | Hanwha Q-Cells | Q.Peak DUO BLK-G6+/SC340 | Solar Panels |  | 0.34 | 13 | 217 | 23 |  | Fixed | Roof
NJSTRE1545310324 |  | Transition Incentive Program | Gloucester TWP | 8012 | 14 | 7.75 | Residential | No | Behind the Meter | Net-metered residential rooftop and canopy |  | None | Bright Planet Solar | PSE&G | Accepted | 2020-07-17 | 2020-07-22 | 2021-07-22 | LONGI | LR6-60HPB-310M | Solar Panels |  | 0.31 | 10 | 159 | 26 |  | Fixed | Roof
NJSTRE1545310352 |  | Transition Incentive Program | Trenton | 8618 | 12 | 8.75 | Residential | Yes | Behind the Meter | Net-metered residential rooftop and canopy |  | None | Pro Custom Solar dba Momentum Solar | PSE&G | Accepted | 2020-07-17 | 2020-07-21 | 2021-07-21 | LG ELECTRONICS | LG 350N1C-V5 | Solar Panels |  | 0.35 | 21 | 121 | 33 |  | Fixed | Roof
NJSTRE1545310352 |  | Transition Incentive Program | Trenton | 8618 | 12 | 8.75 | Residential | Yes | Behind the Meter | Net-metered residential rooftop and canopy |  | None | Pro Custom Solar dba Momentum Solar | PSE&G | Accepted | 2020-07-17 | 2020-07-21 | 2021-07-21 | LG ELECTRONICS | LG 350N1C-V5 | Solar Panels |  | 0.35 | 4 | 301 | 33 |  | Fixed | Roof
NJSTRE1545270919 |  | Transition Incentive Program | Margate City | 8402 | 19 | 11.9 | Residential | No | Behind the Meter | Net-metered residential rooftop and canopy |  | None | NJ Solar Power, LLC | AC Electric | Accepted | 2020-07-08 | 2020-07-14 | 2021-07-14 | Panasonic | VBHN340SA17 | Solar Panels |  | 0.34 | 6 | 323 | 27 |  | Fixed | Roof | Roof 1
NJSTRE1545273296 |  | Transition Incentive Program | Plainfield | 7063 | 10 | 5.25 | Residential | Yes | Behind the Meter | Net-metered residential rooftop and canopy |  | None | Pro Custom Solar dba Momentum Solar | PSE&G | Accepted | 2020-07-08 | 2020-07-14 | 2021-07-14 | LG ELECTRONICS | LG 350N1C-V5 | Solar Panels |  | 0.35 | 6 | 230 | 44 |  | Fixed | Roof
NJSTRE1545273305 |  | Transition Incentive Program | merchantville | 8109 | 14 | 8.04 | Residential | Yes | Behind the Meter | Net-metered residential rooftop and canopy |  | PSEG | Vision Solar LLC | PSE&G | Final As-Built Received | 2020-07-08 | 2020-07-14 | 2021-10-30 | LG SOLAR | LG335N1K-V5 | Solar Panels |  | 0.335 | 12 | 354 | 31 |  | Fixed | Roof
NJSTRE1545273321 |  | Transition Incentive Program | jackson | 8527 | 18 | 7.37 | Residential | Yes | Behind the Meter | Net-metered residential rooftop and canopy |  | JCPL | Vision Solar LLC | JCP&L | Accepted | 2020-07-08 | 2020-07-14 | 2021-07-14 | LG SOLAR | LG335N1K-V5 | Solar Panels |  | 0.335 | 5 | 94 | 22 |  | Fixed | Roof
NJSTRE1545273378 |  | Transition Incentive Program | TINTON FALLS | 7724 | 17 | 303.36 | Commercial | No | Behind the Meter | Net-metered non-residential rooftop and canopy |  | None | SEA BRIGHT SOLAR, LLC | JCP&L | Accepted | 2020-07-08 | 2020-07-14 | 2021-10-30 | SUNPOWER | SPR-P19-395-COM | Solar Panels |  | 0.395 | 384 | 270 | 10 |  | Fixed | Roof | WEST
NJSTRE1545273376 |  | Transition Incentive Program | Basking Ridge | 7920 | 5 | 10.99 | Residential | No | Behind the Meter | Net-metered residential rooftop and canopy |  | None | Tesla Energy Operations Inc | JCP&L | Accepted | 2020-07-08 | 2020-07-14 | 2021-07-14 | Tesla | SR60T1 | Solar Panels |  | 0.05847 | 58 | 303 | 21 |  | Fixed | Roof
NJSTRE1545273395 |  | Transition Incentive Program | Lakewood | 8701 | 18 | 10.54 | Residential | No | Behind the Meter | Net-metered residential rooftop and canopy |  | None | Powerlutions | JCP&L | Accepted | 2020-07-08 | 2020-07-14 | 2021-10-30 | Qcell | Q.Peak DUO-G6+ 340 | Solar Panels |  | 0.34 | 19 | 229 | 22 |  | Fixed | Roof
NJSTRE1545383416 | NJSRRE1542832684 | Transition Incentive Program | Carneys Point | 8069 | 16 | 11.34 | Residential | Yes | Behind the Meter | Behind the Meter |  | None | Tesla Energy Operations Inc | AC Electric | Eligible for TI Program | 2019-10-30 | 2019-11-01 | 2021-10-30 | SOLAREDGE | SE10000H-US000SNC2 | Inverters | 10000 |  | 1 |  |  | 0.99 |  | Outdoor | Outdoor
NJSTRE1545383418 | NJSRRE1543160165 | Transition Incentive Program | Linden | 7036 | 10 | 13.23 | Residential | Yes | Behind the Meter | Behind the Meter |  | None | Pro Custom Solar dba Momentum Solar | PSE&G | Eligible for TI Program | 2019-11-13 | 2019-11-15 | 2021-10-30 | Enphase Energy | IQ6-60-2-US | Inverters | 240 |  | 42 |  |  | 0.97 |  | Outdoor | Roof
NJSTRE1545383422 | NJSRRE1543040717 | Transition Incentive Program | Riverside | 8075 | 13 | 8.82 | Residential | Yes | Behind the Meter | Net-metered residential rooftop and canopy |  | None | Vivint Solar Developer, LLC | PSE&G | Accepted | 2019-11-06 | 2019-11-08 | 2021-10-30 | Solar Edge | SE7600H-US000BNC4 | Inverters | 7600 |  | 1 |  |  | 0.992 |  | Outdoor | Near the utility meter
NJSTRE1545383433 | NJSRRE1543194287 | Transition Incentive Program | Hackensack | 7601 | 7 | 3.48 | Residential | Yes | Behind the Meter | Behind the Meter |  | None | Sunrun Installation Services, Inc. | PSE&G | Eligible for TI Program | 2019-11-13 | 2019-11-18 | 2021-10-30 | SolarEdge Technologies | SE3800A-USS2RGM | Inverters | 3800 |  | 1 |  |  | 0.96 |  | Outdoor | Next To Meter
NJSTRE1545383440 | NJSRRE1542907193 | Transition Incentive Program | LINDEN CITY | 7036 | 10 | 4.75 | Residential | Yes | Behind the Meter | Net-metered residential rooftop and canopy |  | None | Tesla Energy Operations | PSE&G | Final As-Built Received | 2019-11-03 | 2019-11-05 | 2021-10-30 | SolarEdge Technologies | SE3000H-US | Inverters | 3000 |  | 1 |  |  | 0.99 |  | Outdoor | Outdoor
NJSTRE1545383458 | NJSRRE1542467234 | Transition Incentive Program | Jersey City | 7305 | 8 | 3.15 | Residential | Yes | Behind the Meter | Net-metered residential rooftop and canopy |  | None | Suntuity Solar LLC | PSE&G | Accepted | 2019-10-01 | 2019-10-02 | 2021-10-30 | Enphase Energy | IQ7-60-2-US | Inverters | 240 |  | 10 |  |  | 0.97 |  | Outdoor | Behind the PV Modules
NJSTRE1545309993 |  | Transition Incentive Program | Vineland | 8360 | 20 | 6.8 | Residential | Yes | Behind the Meter | Net-metered residential rooftop and canopy |  | None | Vision Solar LLC | Vineland Muni Electric | Accepted | 2020-07-17 | 2020-07-21 | 2021-07-21 | HANWHA Q-CELLS | Q.PEAK DUO-G6 340 | Solar Panels |  | 0.34 | 1 | 182 | 20 |  | Fixed | Roof
NJSTRE1545384858 | NJSRRE1543421658 | Transition Incentive Program | East Mansfield Twp Bur | 8022 | 13 | 13.73 | Residential | No | Behind the Meter | Net-metered residential rooftop and canopy |  | None | SunnyMac LLC | PSE&G | Accepted |  | 2019-11-22 | 2021-10-30 | Enphase | IQ7X-96-ACM-US | Inverters | 0.315 |  | 42 |  |  | 0.99 |  | Outdoor | roof
NJSTRE1545384868 | NJSRRE1544190927 | Transition Incentive Program | Elmer | 8318 | 16 | 6.08 | Residential | No | Behind the Meter | Net-metered residential ground mount |  | None | Green Power Energy | AC Electric | Final As-Built Received |  | 2020-01-22 | 2021-10-30 | SolarEdge | SE5000H-US | Inverters | 5000 |  | 1 |  |  | 0.97 |  | Outside | next to meter
NJSTRE1545384874 | NJSRRE1544150814 | Transition Incentive Program | West Orange | 7052 | 9 | 5.04 | Residential | Yes | Behind the Meter | Behind the Meter |  | None | Trinity Solar | PSE&G | Eligible for TI Program | 2020-01-09 | 2020-01-14 | 2021-10-30 | Solar Edge | SE3800 | Inverters | 3800 |  | 1 |  |  | 0.97 |  | Outside | side of home
NJSTRE1545384875 | NJSRRE1543478096 | Transition Incentive Program | Teaneck | 7666 | 7 | 2.52 | Residential | Yes | Behind the Meter | Behind the Meter |  | None | Trinity Solar | PSE&G | Eligible for TI Program | 2019-12-04 | 2019-12-06 | 2021-10-30 | Solar Edge | SE3000 | Inverters | 3000 |  | 1 |  |  | 0.97 |  | Outside | side of home
NJSTRE1545384882 | NJSRRE1544546616 | Transition Incentive Program | Hamilton Township | 8619 | 12 | 5.99 | Residential | Yes | Behind the Meter | Behind the Meter |  | None | Trinity Solar | PSE&G | Eligible for TI Program | 2020-02-27 | 2020-03-02 | 2021-10-30 | Solar Edge | SE5000 | Inverters | 5000 |  | 1 |  |  | 0.97 |  | Outside | side of home
NJSTRE1545384886 | NJSRRE1543426194 | Transition Incentive Program | Irvington Town | 7111 | 9 | 4.35 | Residential | No | Behind the Meter | Behind the Meter |  | None | Sunrun Installation Services, Inc. | PSE&G | Eligible for TI Program | 2019-11-20 | 2019-11-25 | 2021-10-30 | Delta Electronics | M4-TL-US | Inverters | 3840 |  | 1 |  |  | 0.96 |  | Outdoor | Next To Meter
NJSTRE1545384887 | NJSRRE1543437114 | Transition Incentive Program | MONTVALE | 7645 | 7 | 11.36 | Residential | No | Behind the Meter | Behind the Meter |  | None | Infinity Solar Systems | Orange Rockland Electric | Eligible for TI Program | 2019-11-22 | 2019-11-26 | 2021-10-30 | ENPHASE | IQ7-60-X-US | Inverters | 240 |  | 32 |  |  | 0.97 |  | Outside | MICROINVERTERS
NJSTRE1545384896 | NJSRRE1544469055 | Transition Incentive Program | MEDFORD LAKES BORO | 8055 | 13 | 7.56 | Residential | Yes | Behind the Meter | Behind the Meter |  | None | Tesla Energy Operations Inc | PSE&G | Eligible for TI Program | 2020-02-18 | 2020-02-20 | 2021-10-30 | SolarEdge Technologies Ltd. | SE7600H-US [240V] | Inverters | 7600 |  | 1 |  |  | 0.99 |  | Outdoor | Outdoor
NJSTRE1545384901 | NJSRRE1544326094 | Transition Incentive Program | MANAHAWKIN | 8050 | 18 | 12.92 | Residential | Yes | Behind the Meter | Net-metered residential rooftop and canopy |  | None | Vivint Solar Developer, LLC | AC Electric | Accepted | 2020-01-29 | 2020-01-31 | 2021-10-30 | SOLAREDGE | SE10000H-US | Inverters | 10000 |  | 1 |  |  | 0.992 |  | Outdoor | Near the Utility Meter
NJSTRE1545384927 | NJSRRE1544161259 | Transition Incentive Program | MULLICA HILL | 8062 | 15 | 11.34 | Residential | Yes | Behind the Meter | Behind the Meter |  | None | Tesla Energy Operations Inc | AC Electric | Eligible for TI Program | 2020-01-13 | 2020-01-16 | 2021-10-30 | SolarEdge Technologies Ltd. | SE10000H-US [240V] | Inverters | 10000 |  | 1 |  |  | 0.99 |  | Outdoor | Outdoor
NJSTRE1545384931 | NJSRRE1543547800 | Transition Incentive Program | Sicklerville | 8081 | 14 | 13.34 | Residential | Yes | Behind the Meter | Behind the Meter |  | None | Sunrun Installation Services, Inc. | AC Electric | Eligible for TI Program | 2019-12-13 | 2019-12-18 | 2021-10-30 | Delta Electronics | M4-TL-US | Inverters | 3840 |  | 1 |  |  | 0.96 |  | Outdoor | Next To Meter
NJSTRE1545384953 | NJSRRE1544466976 | Transition Incentive Program | trenton | 8618 | 12 | 5.03 | Residential | Yes | Behind the Meter | Net-metered residential rooftop and canopy |  | None | Vision Solar LLC | PSE&G | Accepted | 2020-02-17 | 2020-02-20 | 2021-10-30 | enphase | iq7-60-2-us | Inverters | 0.25 |  | 15 |  |  | 0.96 |  | Other | behind panels
NJSTRE1545307781 |  | Transition Incentive Program | Pleasantville | 8232 | 19 | 11.88 | Residential | Yes | Behind the Meter | Net-metered residential rooftop and canopy |  | None | Castle Energy, LLC | AC Electric | Accepted | 2020-07-16 | 2020-07-21 | 2021-07-21 | SunPower | SPR-X22-360-E-AC | Solar Panels |  | 0.36 | 2 | 115 | 15 |  | Fixed | Roof
NJSTRE1545307830 |  | Transition Incentive Program | Pemberton | 8068 | 13 | 10.35 | Residential | Yes | Behind the Meter | Net-metered residential rooftop and canopy |  | None | Sunrun, Inc. | JCP&L | Accepted | 2020-07-16 | 2020-07-21 | 2021-07-21 | LG Electronics | LG345N1C-V5 | Solar Panels |  | 0.345 | 11 | 33 | 18 |  | Fixed | Roof
NJSTRE1545308063 |  | Transition Incentive Program | BARNEGAT | 8005 | 18 | 11.7 | Residential | Yes | Behind the Meter | Net-metered residential rooftop and canopy |  | None | Vivint Solar Developer, LLC | AC Electric | Accepted | 2020-07-17 | 2020-07-21 | 2021-07-21 | JINKO SOLAR | JKM325M-60HBL | Solar Panels |  | 0.325 | 16 | 64 | 33 |  | Fixed | Roof
NJSTRE1545309955 |  | Transition Incentive Program | Howell Township | 7731 | 17 | 13.73 | Residential | Yes | Behind the Meter | Net-metered residential rooftop and canopy |  | None | Sunrun, Inc. | JCP&L | Accepted | 2020-07-17 | 2020-07-21 | 2021-07-21 | LONGi Green Energy Technology Co Ltd | LR6-60HPB-305M | Solar Panels |  | 0.305 | 4 | 245 | 18 |  | Fixed | Roof
NJSTRE1545309959 |  | Transition Incentive Program | Keyport | 7735 | 17 | 10.37 | Residential | Yes | Behind the Meter | Net-metered residential rooftop and canopy |  | None | Sunrun, Inc. | JCP&L | Accepted | 2020-07-17 | 2020-07-21 | 2021-07-21 | LONGi Green Energy Technology Co Ltd | LR6-60HPB-305M | Solar Panels |  | 0.305 | 25 | 209 | 27 |  | Fixed | Roof
NJSTRE1545310113 |  | Transition Incentive Program | Keyport | 7735 | 17 | 10.23 | Residential | No | Behind the Meter | Net-metered residential rooftop and canopy |  | None | Bright Planet Solar | JCP&L | Final As-Built Received | 2020-08-15 | 2020-08-17 | 2021-10-30 | LONGI | LR6-60HPB-310M | Solar Panels |  | 0.31 | 12 | 348 | 26 |  | Fixed | Roof
NJSTRE1545310212 |  | Transition Incentive Program | Union Beach | 7735 | 17 | 14.26 | Residential | No | Behind the Meter | Net-metered residential rooftop and canopy |  | None | Bright Planet Solar | JCP&L | Accepted | 2020-07-17 | 2020-07-21 | 2021-07-21 | LONGI | LR6-60HPB-310M | Solar Panels |  | 0.31 | 42 | 263 | 27 |  | Fixed | Roof
NJSTRE1545310292 |  | Transition Incentive Program | CHESTERFIELD | 8515 | 13 | 7.04 | Residential | No | Behind the Meter | Net-metered residential rooftop and canopy |  | None | Vivint Solar Developer, LLC | PSE&G | Accepted | 2020-07-17 | 2020-07-22 | 2021-07-22 | HANWHA SOLAR | Q.PEAK DUO BLK-G5 320 | Solar Panels |  | 0.32 | 3 | 256 | 40 |  | Fixed | Roof
NJSTRE1545310393 |  | Transition Incentive Program | Mansfield | 8022 | 13 | 27.8 | Residential | Yes | Behind the Meter | Net-metered residential rooftop and canopy |  | None | GenRenew, LLC | PSE&G | Accepted | 2020-07-17 | 2020-07-22 | 2021-07-22 | Sunpower | SPR-E20-327-E-AC | Solar Panels |  | 0.327 | 51 | 125 | 26 |  | Fixed | Roof
NJSTRE1545384921 | NJSRRE1543848829 | Transition Incentive Program | Jersey City | 7302 | 8 | 6.08 | Residential | Yes | Behind the Meter | Behind the Meter |  | None | Sunrun Installation Services, Inc. | PSE&G | Eligible for TI Program | 2019-12-31 | 2020-01-06 | 2021-10-30 | Enphase Energy | IQ7-60-x-US (240V) | Inverters | 240 |  | 19 |  |  | 0.96 |  | Outdoor | Rooftop
NJSTRE1545384930 | NJSRRE1543556071 | Transition Incentive Program | Mantua | 8051 | 15 | 3.15 | Residential | No | Behind the Meter | Behind the Meter |  | None | Trinity Solar | AC Electric | Eligible for TI Program | 2019-12-17 | 2019-12-20 | 2021-10-30 | SOLAR EDGE | SE3000H-US | Inverters | 3000 |  | 1 |  |  | 0.97 |  | Outside | SIDE OF HOME
NJSTRE1545384936 | NJSRRE1544202430 | Transition Incentive Program | Woodstown | 8098 | 16 | 10.54 | Residential | Yes | Behind the Meter | Behind the Meter |  | None | Sunrun Installation Services, Inc. | AC Electric | Eligible for TI Program | 2020-01-21 | 2020-01-27 | 2021-10-30 | Delta Electronics | M10-TL-US | Inverters | 9600 |  | 1 |  |  | 0.96 |  | Outdoor | Next To Meter
NJSTRE1545384937 | NJSRRE1543532379 | Transition Incentive Program | Westfield | 7090 | 10 | 7.13 | Residential | No | Behind the Meter | Net-metered residential rooftop and canopy |  | None | Spectrum Energy, Inc. | PSE&G | Final As-Built Received |  | 2019-12-16 | 2021-10-30 | Enphase | IQ7-60-ACM-US | Inverters | 240 |  | 23 |  |  | 0.97 |  | Outdoor | under each panel
NJSTRE1545306963 |  | Transition Incentive Program | CLEMENTON | 8021 | 14 | 8.82 | Residential | Yes | Behind the Meter | Net-metered residential rooftop and canopy |  | None | Suntuity Solar LLC | AC Electric | Accepted | 2020-07-16 | 2020-07-21 | 2021-07-21 | Longi | LR6-60HPB-315M | Solar Panels |  | 0.315 | 13 | 337 | 25 |  | Fixed | Roof
NJSTRE1545306983 | NJSRRE1541688877 | Transition Incentive Program | Franklin Twp Som | 8873 | 5 | 7.04 | Residential | Yes | Behind the meter | Net-metered residential rooftop and canopy |  | None | Skyline Solar, LLC | PSE&G | Accepted | 2019-07-19 | 2019-07-29 | 2021-10-30 | Canadian Solar | CS3K-320MS | Solar Panels |  | 0.32 | 8 | 334 | 22 |  | Fixed | Roof
NJSTRE1545307356 |  | Transition Incentive Program | Hazlet | 7730 | 17 | 8.54 | Residential | Yes | Behind the Meter | Net-metered residential rooftop and canopy |  | None | Sunrun, Inc. | JCP&L | Accepted | 2020-07-16 | 2020-07-21 | 2021-07-21 | LONGi Green Energy Technology Co Ltd | LR6-60HPB-305M | Solar Panels |  | 0.305 | 7 | 80 | 23 |  | Fixed | Roof
NJSTRE1545307373 |  | Transition Incentive Program | Camden | 8104 | 14 | 8.03 | Residential | Yes | Behind the Meter | Net-metered residential rooftop and canopy |  | None | Castle Energy, LLC | PSE&G | Accepted | 2020-07-16 | 2020-07-21 | 2021-07-21 | REC Solar | REC365AA | Solar Panels |  | 0.365 | 22 | 0 | 0 |  | Fixed | Roof
NJSTRE1545307413 |  | Transition Incentive Program | Mystick Islands | 8087 | 18 | 2.48 | Residential | Yes | Behind the Meter | Net-metered residential rooftop and canopy |  | None | Bright Planet Solar | AC Electric | Accepted | 2020-07-16 | 2020-07-24 | 2021-07-24 | LONGI | LR6-60HPB-310M | Solar Panels |  | 0.31 | 8 | 111 | 18 |  | Fixed | Roof
NJSTRE1545307436 |  | Transition Incentive Program | Marlton | 8053 | 13 | 4.08 | Residential | No | Behind the Meter | Net-metered residential rooftop and canopy |  | None | Trinity Solar | PSE&G | Accepted | 2020-07-16 | 2020-07-21 | 2021-07-21 | Hanwha | Q.PEAK DUO BLK-G6 340 | Solar Panels |  | 0.34 | 3 | 205 | 29 |  | Fixed | Roof
NJSTRE1545307581 |  | Transition Incentive Program | TOMS RIVER | 8753 | 18 | 12.68 | Residential | Yes | Behind the Meter | Net-metered residential rooftop and canopy |  | None | Vivint Solar Developer, LLC | JCP&L | Accepted | 2020-07-16 | 2020-07-21 | 2021-07-21 | JINKO SOLAR | JKM325M-60HBL | Solar Panels |  | 0.325 | 3 | 184 | 22 |  | Fixed | Roof
NJSTRE1545307621 |  | Transition Incentive Program | Pleasantville | 8232 | 19 | 12.92 | Residential | Yes | Behind the Meter | Net-metered residential rooftop and canopy |  | None | Castle Energy, LLC | AC Electric | Accepted | 2020-07-17 | 2020-07-21 | 2021-07-21 | Hanwha Q-Cells | Q.Peak DUO BLK-G6 340 | Solar Panels |  | 0.34 | 3 | 115 | 42 |  | Fixed | Roof
NJSTRE1545307715 |  | Transition Incentive Program | Willingboro Twp | 8046 | 13 | 11.28 | Residential | No | Behind the Meter | Net-metered residential rooftop and canopy |  | None | Tesla Energy Operations Inc | PSE&G | Accepted | 2020-07-16 | 2020-07-21 | 2021-07-21 | Tesla SRV3 | 5014123-00-B | Solar Panels |  | 0.05847 | 52 | 214 | 18 |  | Fixed | Roof
NJSTRE1545309960 |  | Transition Incentive Program | Newton | 7860 | 1 | 16.91 | Residential | Yes | Behind the Meter | Net-metered residential rooftop and canopy |  | None | Sunrun, Inc. | JCP&L | Accepted | 2020-07-17 | 2020-07-21 | 2021-07-21 | LG Electronics | LG345N1C-V5 | Solar Panels |  | 0.345 | 24 | 325 | 23 |  | Fixed | Roof
NJSTRE1545309966 |  | Transition Incentive Program | Bridgeton | 8302 | 20 | 9.6 | Residential | No | Behind the Meter | Net-metered residential rooftop and canopy |  | None | Posigen NJ LLC | AC Electric | Accepted | 2020-07-17 | 2020-07-21 | 2021-07-21 | Hanwha Q-Cells | Q.PEAK DUO-G5 320 | Solar Panels |  | 0.32 | 30 | 61241332152 | 22 |  | Fixed | Roof
NJSTRE1545384966 | NJSRRE1544344154 | Transition Incentive Program | Newton | 7860 | 1 | 12.4 | Residential | Yes | Behind the Meter | Net-metered residential rooftop and canopy |  | None | Sunrun Installation Services, Inc. | JCP&L | Accepted | 2020-01-31 | 2020-02-05 | 2021-10-30 | Enphase Energy | IQ7-60-x-US (240V) | Inverters | 240 |  | 40 |  |  | 0.96 |  | Outdoor | Rooftop
NJSTRE1545384980 | NJSRRE1543498269 | Transition Incentive Program | MOORESTOWN | 8057 | 13 | 31.82 | Residential | Yes | Behind the Meter | Net-metered residential rooftop and canopy |  | None | Vivint Solar Developer, LLC | PSE&G | Accepted | 2019-12-07 | 2019-12-10 | 2021-10-30 | SOLAREDGE | SE7600H-US | Inverters | 7600 |  | 3 |  |  | 0.992 |  | Outdoor | Near the Utility Meter
NJSTRE1545383465 | NJSRRE1542441489 | Transition Incentive Program | Union | 7083 | 10 | 15.87 | Residential | Yes | Behind the Meter | Behind the Meter |  | None | Pro Custom Solar dba Momentum Solar | PSE&G | Eligible for TI Program | 2019-09-25 | 2019-09-27 | 2021-10-30 | Enphase Energy | LG 345N1C-V5 | Inverters | 250 |  | 46 |  |  | 0.97 |  | Outdoor | Roof
NJSTRE1545383470 | NJSRRE1542428767 | Transition Incentive Program | Trenton City | 8609 | 12 | 13.73 | Residential | Yes | Behind the Meter | Behind the Meter |  | None | GenRenew, LLC | PSE&G | Eligible for TI Program | 2019-09-23 | 2019-09-25 | 2021-10-30 | sunpower | MI-C-320-US208/240-10 | Inverters | 32 |  | 52 |  |  | 0.96 |  | Outdoor | microinverter located under module
NJSTRE1545383491 | NJSRRE1542544468 | Transition Incentive Program | Ventnor City | 8406 | 19 | 12.08 | Residential | Yes | Behind the Meter | Behind the Meter |  | None | Pro Custom Solar dba Momentum Solar | AC Electric | Eligible for TI Program | 2019-10-15 | 2019-11-18 | 2021-10-30 | ENPHASE ENERGY | IQ7-60-2-US | Inverters | 250 |  | 35 |  |  | 0.97 |  | Outdoor | Roof
NJSTRE1545383494 | NJSRRE1542510395 | Transition Incentive Program | Hightstown | 8520 | 12 | 8.91 | Residential | No | Behind the Meter | Behind the Meter |  | None | Sunrun Installation Services, Inc. | JCP&L | Eligible for TI Program | 2019-10-05 | 2019-10-09 | 2021-10-30 | Delta Electronics | M8-TL-US | Inverters | 7680 |  | 1 |  |  | 0.96 |  | Outdoor | Next To Meter
NJSTRE1545383498 | NJSRRE1542982272 | Transition Incentive Program | Hamilton Twp Mer | 8609 | 12 | 5.12 | Residential | Yes | Behind the Meter | Behind the Meter |  | None | Skyline Solar, LLC | PSE&G | Eligible for TI Program | 2019-11-05 | 2019-11-07 | 2021-10-30 | SolarEdge | SE3800H-US | Inverters | 3800 |  | 1 |  |  | 0.99 |  | Outside | within ten feet of meter
NJSTRE1545383501 | NJSRRE1542907809 | Transition Incentive Program | Merchantville | 8109 | 14 | 6.93 | Residential | Yes | Behind the Meter | Net-metered residential rooftop and canopy |  | None | Vivint Solar Developer, LLC | PSE&G | Accepted | 2019-11-04 | 2019-11-06 | 2021-10-30 | Solar Edge | SE7600H-US000BNC4 | Inverters | 7600 |  | 1 |  |  | 0.992 |  | Outdoor | Near the utility meter
NJSTRE1545383514 | NJSRRE1542526485 | Transition Incentive Program | Livingston | 7039 | 9 | 7.92 | Residential | No | Behind the Meter | Behind the Meter |  | None | Panatec Corporation | PSE&G | Eligible for TI Program | 2019-10-10 | 2019-10-14 | 2021-10-30 | Enphase | IQ 7X | Inverters | 330 |  | 24 |  |  | 0.975 |  | Outdoor | outdoor
NJSTRE1545383534 | NJSRRE1542510384 | Transition Incentive Program | Nutley Town | 7110 | 9 | 6.09 | Residential | No | Behind the Meter | Behind the Meter |  | None | Sunrun Installation Services, Inc. | PSE&G | Eligible for TI Program | 2019-10-05 | 2019-10-09 | 2021-10-30 | Ningbo Ginlong Technologies | Solis-1P4.6K-4G-US | Inverters | 4600 |  | 1 |  |  | 0.96 |  | Outdoor | Next To Meter
NJSTRE1545383576 | NJSRRE1542543705 | Transition Incentive Program | Sicklerville | 8081 | 14 | 5.67 | Residential | Yes | Behind the Meter | Net-metered residential rooftop and canopy |  | None | Suntuity Solar LLC | AC Electric | Accepted | 2019-10-15 | 2019-10-17 | 2021-10-30 | Enphase Energy | IQ7-60-2-US | Inverters | 240 |  | 18 |  |  | 0.97 |  | Outdoor | Behind the PV Modules
NJSTRE1545383579 | NJSRRE1542467037 | Transition Incentive Program | Monroe Township | 8831 | 11 | 6.3 | Residential | Yes | Behind the Meter | Net-metered residential rooftop and canopy |  | None | Suntuity Solar LLC | JCP&L | Accepted | 2019-10-01 | 2019-10-02 | 2021-10-30 | Enphase Energy | IQ7-60-2-US | Inverters | 240 |  | 20 |  |  | 0.97 |  | Outdoor | Behind the PV Modules
NJSTRE1545383585 | NJSRRE1542850465 | Transition Incentive Program | River Edge | 7661 | 7 | 7.88 | Residential | Yes | Behind the Meter | Behind the Meter |  | None | Pro Custom Solar dba Momentum Solar | PSE&G | Eligible for TI Program | 2019-10-31 | 2019-11-04 | 2021-10-30 | Enphase Energy | IQ6-60-2-US | Inverters | 240 |  | 25 |  |  | 0.97 |  | Outdoor | Roof
NJSTRE1545383598 | NJSRRE1543046264 | Transition Incentive Program | MONROE | 8831 | 11 | 8.82 | Residential | Yes | Behind the Meter | Net-metered residential rooftop and canopy |  | None | Vivint Solar Developer, LLC | JCP&L | Accepted | 2019-11-07 | 2019-11-11 | 2021-10-30 | SOLAREDGE | SE7600H-US000BNC4 | Inverters | 7600 |  | 1 |  |  | 0.992 |  | Outdoor | Near the Utility Meter
NJSTRE1545384945 | NJSRRE1543495755 | Transition Incentive Program | Monroe Township | 8831 | 11 | 9.14 | Residential | Yes | Behind the Meter | Net-metered residential rooftop and canopy |  | None | Vivint Solar Developer, LLC | JCP&L | Accepted | 2019-12-06 | 2019-12-10 | 2021-10-30 | SOLAR EDGE | SE7600H-US | Inverters | 7600 |  | 1 |  |  | 0.992 |  | Outdoor | Near the Utility Meter
NJSTRE1545384951 | NJSRRE1543478064 | Transition Incentive Program | Clifton | 7013 | 6 | 8.51 | Residential | Yes | Behind the Meter | Behind the Meter |  | None | Pro Custom Solar dba Momentum Solar | PSE&G | Eligible for TI Program | 2019-12-04 | 2019-12-06 | 2021-10-30 | Enphase Energy | IQ6-60-2-US | Inverters | 240 |  | 27 |  |  | 0.97 |  | Outdoor | Roof
NJSTRE1545384963 | NJSRRE1543823786 | Transition Incentive Program | Old Bridge | 8857 | 11 | 7.7 | Residential | Yes | Behind the Meter | Behind the Meter |  | None | Pro Custom Solar dba Momentum Solar | JCP&L | Eligible for TI Program | 2019-12-27 | 2020-01-02 | 2021-10-30 | Enphase Energy | IQ7Plus-60-2-US | Inverters | 290 |  | 22 |  |  | 0.97 |  | Outdoor | Roof
NJSTRE1545384981 | NJSRRE1544546943 | Transition Incentive Program | ROSELLE | 7203 | 10 | 7.36 | Residential | Yes | Behind the Meter | Net-metered residential rooftop and canopy |  | None | Vivint Solar Developer, LLC | PSE&G | Accepted | 2020-02-28 | 2020-03-03 | 2021-10-30 | SOLAREDGE | SE7600H-US | Inverters | 7600 |  | 1 |  |  | 0.992 |  | Outdoor | Near the Utility Meter
NJSTRE1545384983 | NJSRRE1544317442 | Transition Incentive Program | Little Falls | 7424 | 6 | 7.7 | Residential | Yes | Behind the Meter | Behind the Meter |  | None | Pro Custom Solar dba Momentum Solar | PSE&G | Eligible for TI Program | 2020-01-28 | 2020-01-31 | 2021-10-30 | Enphase Energy | IQ7Plus-72-2-US | Inverters | 290 |  | 22 |  |  | 0.97 |  | Outdoor | Roof
NJSTRE1545384991 | NJSRRE1543658719 | Transition Incentive Program | Maplewood | 7040 | 9 | 10.08 | Residential | Yes | Behind the Meter | Behind the Meter |  | None | Trinity Solar | PSE&G | Eligible for TI Program | 2019-12-23 | 2019-12-30 | 2021-10-30 | SOLAR EDGE | SE7600H-US | Inverters | 7600 |  | 1 |  |  | 0.97 |  | Outside | SIDE OF HOME
NJSTRE1545385000 | NJSRRE1544543251 | Transition Incentive Program | Roselle Park | 7204 | 10 | 8.28 | Residential | No | Behind the Meter | Behind the Meter |  | None | Sunrun Installation Services, Inc. | PSE&G | Eligible for TI Program | 2020-02-26 | 2020-03-02 | 2021-10-30 | Delta Electronics | M8-TL-US | Inverters | 8000 |  | 1 |  |  | 0.96 |  | Outdoor | Next To Meter
NJSTRE1545385006 | NJSRRE1543513041 | Transition Incentive Program | Jackson Township | 8527 | 18 | 8.12 | Residential | Yes | Behind the Meter | Behind the Meter |  | None | Sunrun Installation Services, Inc. | JCP&L | Eligible for TI Program | 2019-12-11 | 2019-12-16 | 2021-10-30 | Delta Electronics | M8-TL-US | Inverters | 7680 |  | 1 |  |  | 0.96 |  | Outdoor | Next To Meter
NJSTRE1545385008 | NJSRRE1543924310 | Transition Incentive Program | Sayreville | 8872 | 11 | 11.03 | Residential | Yes | Behind the Meter | Net-metered residential rooftop and canopy |  | None | Suntuity Solar LLC | JCP&L | Accepted | 2020-01-06 | 2020-01-09 | 2021-10-30 | Enphase Energy | IQ7-60-2-US | Inverters | 240 |  | 35 |  |  | 0.97 |  | Outdoor | Behind the PV Modules
NJSTRE1545385015 | NJSRRE1543565342 | Transition Incentive Program | West Orange | 7052 | 9 | 4.64 | Residential | Yes | Behind the Meter | Behind the Meter |  | None | Sunrun Installation Services, Inc. | PSE&G | Eligible for TI Program | 2019-12-18 | 2019-12-23 | 2021-10-30 | Enphase Energy | IQ7-60-x-US (240V) | Inverters | 240 |  | 16 |  |  | 0.96 |  | Outdoor | Rooftop
NJSTRE1545385041 | NJSRRE1544157406 | Transition Incentive Program | Lawnside | 8045 | 14 | 3.47 | Residential | Yes | Behind the Meter | Behind the Meter |  | None | Trinity Solar | PSE&G | Eligible for TI Program | 2020-01-10 | 2020-01-15 | 2021-10-30 | SOLAR EDGE | SE3000H-US | Inverters | 3000 |  | 1 |  |  | 0.97 |  | Outside | SIDE OF HOME
NJSTRE1545385044 | NJSRRE1543482541 | Transition Incentive Program | Bogota | 7603 | 7 | 14.49 | Residential | No | Behind the Meter | Behind the Meter |  | None | Sunrun Installation Services, Inc. | PSE&G | Eligible for TI Program | 2019-12-05 | 2019-12-10 | 2021-10-30 | Delta Electronics | M8-TL-US | Inverters | 7680 |  | 1 |  |  | 0.96 |  | Outdoor | Next To Meter
NJSTRE1545384982 | NJSRRE1543565892 | Transition Incentive Program | MANAHAWKIN | 8050 | 18 | 7.25 | Residential | Yes | Behind the Meter | Net-metered residential rooftop and canopy |  | None | Vivint Solar Developer, LLC | AC Electric | Accepted | 2019-12-19 | 2019-12-23 | 2021-10-30 | Solar Edge | SE7600H-US | Inverters | 7600 |  | 1 |  |  | 0.992 |  | Outdoor | Near the utility meter
NJSTRE1545384989 | NJSRRE1544333403 | Transition Incentive Program | MANAHAWKIN | 8050 | 18 | 8.51 | Residential | Yes | Behind the Meter | Net-metered residential rooftop and canopy |  | None | Vivint Solar Developer, LLC | AC Electric | Accepted | 2020-01-30 | 2020-02-03 | 2021-10-30 | SOLAREDGE | SE7600H-US | Inverters | 7600 |  | 1 |  |  | 0.992 |  | Outdoor | Near the Utility Meter
NJSTRE1545384996 | NJSRRE1544441385 | Transition Incentive Program | Bloomfield | 7003 | 9 | 13.33 | Residential | No | Behind the Meter | Behind the Meter |  | None | Sunrun Installation Services, Inc. | PSE&G | Eligible for TI Program | 2020-02-12 | 2020-02-17 | 2021-10-30 | SolarEdge Technologies | SE7600H-USRGM | Inverters | 7600 |  | 1 |  |  | 0.96 |  | Outdoor | Next To Meter
NJSTRE1545385016 | NJSRRE1544408905 | Transition Incentive Program | Oakland | 7436 | 7 | 17.15 | Residential | No | Behind the Meter | Behind the Meter |  | None | Green Power Energy | Orange Rockland Electric | Eligible for TI Program | 2020-02-06 | 2020-02-10 | 2021-10-30 | SolarEdge Technologies | SE7600H-US | Inverters | 7600 |  | 2 |  |  | 0.97 |  | Outside | Next to meter
NJSTRE1545385020 | NJSRRE1543918508 | Transition Incentive Program | Penns Grove | 8069 | 16 | 9.6 | Residential | Yes | Behind the Meter | Behind the Meter |  | None | Skyline Solar, LLC | AC Electric | Eligible for TI Program | 2020-01-03 | 2020-01-07 | 2021-10-30 | SolarEdge | SE7600H-US | Inverters | 7600 |  | 1 |  |  | 0.99 |  | Outside | within ten feet of meter
NJSTRE1545385025 | NJSRRE1544524619 | Transition Incentive Program | Union | 7083 | 10 | 6.21 | Residential | Yes | Behind the Meter | Net-metered residential rooftop and canopy |  | None | SunPower Corporation, Systems | PSE&G | Accepted |  | 2020-02-27 | 2021-10-30 | SUNPOWER | SPR-E20-327-E-AC | Inverters | 320 |  | 19 |  |  | 0.96 |  | Other | under each panel
NJSTRE1545385026 | NJSRRE1544192857 | Transition Incentive Program | Newfield | 8344 | 15 | 5.27 | Residential | Yes | Behind the Meter | Behind the Meter |  | None | 1st Light Energy Inc | AC Electric | Eligible for TI Program | 2020-01-17 | 2020-01-23 | 2021-10-30 | SMA | SB 6.0-1SP-US-41 (240V) | Inverters | 6000 |  | 1 |  |  | 0.97 |  | Outside | within 10 feet of meter
NJSTRE1545385030 | NJSRRE1544310930 | Transition Incentive Program | Hackensack | 7601 | 7 | 5.36 | Residential | No | Behind the Meter | Behind the Meter |  | None | Trinity Solar | PSE&G | Eligible for TI Program | 2020-01-28 | 2020-01-30 | 2021-10-30 | Solar Edge | SE5000H-US | Inverters | 5000 |  | 1 |  |  | 0.97 |  | Outside | side of home
NJSTRE1545385036 | NJSRRE1544512308 | Transition Incentive Program | Bound Brook | 8805 | 5 | 15.04 | Residential | Yes | Behind the Meter | Net-metered residential rooftop and canopy |  | None | Vivint Solar Developer, LLC | PSE&G | Final As-Built Received | 2020-02-24 | 2020-02-24 | 2021-10-30 | SOLAREDGE | SE10000H-US | Inverters | 10000 |  | 1 |  |  | 0.992 |  | Outdoor | Near the Utility Meter
NJSTRE1545385060 | NJSRRE1544430998 | Transition Incentive Program | PRINCETON | 8540 | 12 | 10.88 | Residential | Yes | Behind the Meter | Net-metered residential rooftop and canopy |  | None | Vivint Solar Developer, LLC | PSE&G | Accepted | 2020-02-11 | 2020-02-13 | 2021-10-30 | SOLAREDGE | SE7600H-US | Inverters | 7600 |  | 1 |  |  | 0.992 |  | Outdoor | near the utility meter
NJSTRE1545385066 | NJSRRE1544546671 | Transition Incentive Program | Roselle | 7203 | 10 | 3.84 | Residential | Yes | Behind the Meter | Behind the Meter |  | None | Skyline Solar, LLC | PSE&G | Eligible for TI Program | 2020-02-27 | 2020-03-03 | 2021-10-30 | SolarEdge | SE3800H-US | Inverters | 3800 |  | 1 |  |  | 0.99 |  | Outside | within ten feet of meter
NJSTRE1545385071 | NJSRRE1543421572 | Transition Incentive Program | Clifton | 7014 | 6 | 5.8 | Residential | Yes | Behind the Meter | Behind the Meter |  | None | Sunrun Installation Services, Inc. | PSE&G | Eligible for TI Program | 2019-11-19 | 2019-11-21 | 2021-10-30 | Delta Electronics | M5-TL-US | Inverters | 4800 |  | 1 |  |  | 0.96 |  | Outdoor | Next To Meter
NJSTRE1545384986 | NJSRRE1543571152 | Transition Incentive Program | Perth Amboy City | 8861 | 11 | 4.06 | Residential | Yes | Behind the Meter | Behind the Meter |  | None | Sunrun Installation Services, Inc. | PSE&G | Eligible for TI Program | 2019-12-19 | 2019-12-26 | 2021-10-30 | Delta Electronics | M4-TL-US | Inverters | 3840 |  | 1 |  |  | 0.96 |  | Outdoor | Next To Meter
NJSTRE1545384997 | NJSRRE1544202316 | Transition Incentive Program | Newark City | 7107 | 9 | 9.92 | Residential | Yes | Behind the Meter | Behind the Meter |  | None | Sunrun Installation Services, Inc. | PSE&G | Eligible for TI Program | 2020-01-21 | 2020-01-27 | 2021-10-30 | Delta Electronics | M4-TL-US | Inverters | 3840 |  | 2 |  |  | 0.96 |  | Outdoor | Next To Meter
NJSTRE1545385001 | NJSRRE1543463318 | Transition Incentive Program | Monroe | 8831 | 11 | 45.24 | Residential | No | Behind the Meter | Net-metered residential ground mount |  | None | Advanced Solar & Energy Solutions, LLC | JCP&L | Accepted | 2019-12-06 | 2019-12-06 | 2021-10-30 | Solar Edge | SE11400A-US | Inverters | 11400 |  | 4 |  |  | 0.97 |  | Outdoor | mounted on ground mount system
NJSTRE1545385022 | NJSRRE1543438700 | Transition Incentive Program | Metuchen | 8840 | 11 | 13.55 | Residential | Yes | Behind the Meter | Behind the Meter |  | None | Pro Custom Solar dba Momentum Solar | PSE&G | Eligible for TI Program | 2019-11-23 | 2019-11-27 | 2021-10-30 | Enphase Energy | IQ6-60-2-US | Inverters | 240 |  | 43 |  |  | 0.97 |  | Outdoor | Roof
NJSTRE1545385045 | NJSRRE1544529674 | Transition Incentive Program | Bellmawr | 8031 | 14 | 6.7 | Residential | Yes | Behind the Meter | Net-metered residential rooftop and canopy |  | None | Vision Solar LLC | PSE&G | Accepted | 2020-02-25 | 2020-02-27 | 2021-10-30 | enphase | iq7-60-2-us | Inverters | 0.25 |  | 20 |  |  | 0.96 |  | Other | behind panels
NJSTRE1545385051 | NJSRRE1544143914 | Transition Incentive Program | Millville | 8332 | 20 | 3.15 | Residential | Yes | Behind the Meter | Behind the Meter |  | None | Pro Custom Solar dba Momentum Solar | AC Electric | Eligible for TI Program | 2020-01-09 | 2020-01-13 | 2021-10-30 | ENPHASE ENERGY | IQ6-60-2-US | Inverters | 240 |  | 10 |  |  | 0.97 |  | Outdoor | ROOF
NJSTRE1545310113 |  | Transition Incentive Program | Keyport | 7735 | 17 | 10.23 | Residential | No | Behind the Meter | Net-metered residential rooftop and canopy |  | None | Bright Planet Solar | JCP&L | Final As-Built Received | 2020-08-15 | 2020-08-17 | 2021-10-30 | LONGI | LR6-60HPB-310M | Solar Panels |  | 0.31 | 4 | 168 | 26 |  | Fixed | Roof
NJSTRE1545310149 |  | Transition Incentive Program | BARRINGTON | 8007 | 14 | 4.76 | Residential | Yes | Behind the Meter | Net-metered residential rooftop and canopy |  | None | Trinity Solar | PSE&G | Accepted | 2020-07-17 | 2020-07-21 | 2021-07-21 | HANWHA | Q.PEAK DUO BLK-G6 340 | Solar Panels |  | 0.34 | 8 | 164 | 40 |  | Fixed | Roof
NJSTRE1545310216 |  | Transition Incentive Program | IRVINGTON | 7111 | 9 | 5.49 | Residential | Yes | Behind the Meter | Net-metered residential rooftop and canopy |  | None | Sunrun, Inc. | PSE&G | Accepted | 2020-07-21 | 2020-07-21 | 2021-07-21 | LONGi Green Energy Technology Co Ltd | LR6-60HPB-305M | Solar Panels |  | 0.305 | 9 | 304 | 23 |  | Fixed | Roof
NJSTRE1545310212 |  | Transition Incentive Program | Union Beach | 7735 | 17 | 14.26 | Residential | No | Behind the Meter | Net-metered residential rooftop and canopy |  | None | Bright Planet Solar | JCP&L | Accepted | 2020-07-17 | 2020-07-21 | 2021-07-21 | LONGI | LR6-6OHPB-310M | Solar Panels |  | 0.31 | 4 | 175 | 27 |  | Fixed | Roof
NJSTRE1545310250 |  | Transition Incentive Program | MANAHAWKIN | 8050 | 18 | 6.72 | Residential | No | Behind the Meter | Net-metered residential rooftop and canopy |  | None | Vivint Solar Developer, LLC | AC Electric | Accepted | 2020-07-17 | 2020-07-21 | 2021-10-30 | HANWHA SOLAR | Q.PEAK DUO BLK-G5 | Solar Panels |  | 0.32 | 14 | 240 | 31 |  | Fixed | Roof
NJSTRE1545310274 |  | Transition Incentive Program | Toms River | 8757 | 18 | 3.5 | Residential | Yes | Behind the Meter | Net-metered residential rooftop and canopy |  | None | Pro Custom Solar dba Momentum Solar | JCP&L | Accepted | 2020-07-17 | 2020-07-21 | 2021-07-21 | LG ELECTRONICS | LG 350N1C-V5 | Solar Panels |  | 0.35 | 10 | 186 | 22 |  | Fixed | Roof
NJSTRE1545383606 | NJSRRE1542568704 | Transition Incentive Program | Budd Lake | 7828 | 3 | 9.28 | Residential | Yes | Behind the Meter | Behind the Meter |  | None | Sunrun Installation Services, Inc. | JCP&L | Eligible for TI Program | 2019-10-21 | 2019-10-23 | 2021-10-30 | SolarEdge Technologies | SE7600A-USS2RGM | Inverters | 7600 |  | 1 |  |  | 0.96 |  | Outdoor | Next To Meter
NJSTRE1545383625 | NJSRRE1542430891 | Transition Incentive Program | Edison | 8817 | 11 | 6.21 | Residential | Yes | Behind the Meter | Behind the Meter |  | None | Pro Custom Solar dba Momentum Solar | PSE&G | Eligible for TI Program | 2019-09-24 | 2019-09-25 | 2021-10-30 | Enphase Energy | IQ7-60-2-US | Inverters | 250 |  | 18 |  |  | 0.97 |  | Outdoor | Roof
NJSTRE1545383629 | NJSRRE1542422947 | Transition Incentive Program | Cape May courthouse | 8210 | 21 | 5.2 | Residential | No | Behind the Meter | Behind the Meter |  | None | Kiss Electric LLC | AC Electric | Eligible for TI Program | 2019-09-25 | 2019-09-25 | 2021-10-30 | enphase | IQ6 | Inverters | 320 |  | 16 |  |  | 0.975 |  | Outside | under panel
NJSTRE1545383640 | NJSRRE1543156642 | Transition Incentive Program | Linden | 7036 | 10 | 5.99 | Residential | Yes | Behind the Meter | Behind the Meter |  | None | Pro Custom Solar dba Momentum Solar | PSE&G | Eligible for TI Program | 2019-11-13 | 2019-11-15 | 2021-10-30 | Enphase Energy | IQ6-60-2-US | Inverters | 240 |  | 19 |  |  | 0.97 |  | Outdoor | Roof
NJSTRE1545383644 | NJSRRE1543040987 | Transition Incentive Program | Swainton | 8210 | 21 | 99.9 | Commercial | No | Behind the Meter | Behind the Meter |  | None | OCEAN SOLAR | AC Electric | Eligible for TI Program | 2019-11-06 | 2019-11-11 | 2021-10-30 | SMA | SMA Core 1 50kw | Inverters | 50000 |  | 2 |  |  | 0.98 |  | Outside | on array
NJSTRE1545383648 | NJSRRE1542433966 | Transition Incentive Program | Newark | 7107 | 9 | 7.32 | Residential | No | Behind the Meter | Net-metered residential rooftop and canopy |  | None | Whitman Construction, LLC | PSE&G | Accepted |  | 2019-09-27 | 2021-10-30 | Enphase Energy | IQ7-60-2-US | Inverters | 0.24 |  | 24 |  |  | 0.976 |  | Outside | roof
NJSTRE1545383652 | NJSRRE1542433909 | Transition Incentive Program | Ventnor City | 8406 | 19 | 8.25 | Residential | No | Behind the Meter | Behind the Meter |  | None | Green Power Energy | AC Electric | Eligible for TI Program | 2019-09-25 | 2019-09-27 | 2021-10-30 | Solar Edge | SE7600H-US | Inverters | 7600 |  | 1 |  |  | 0.97 |  | Outside | next to meter
NJSTRE1545383654 | NJSRRE1542525284 | Transition Incentive Program | northfield | 8225 | 19 | 12.16 | Commercial | Yes | Behind the Meter | Net-metered non-residential rooftop and canopy |  | None | CE Team Inc. | AC Electric | Accepted | 2019-10-10 | 2019-10-14 | 2021-10-30 | Solaredge | SE9000U | Inverters | 9000 |  | 1 |  |  | 0.955 |  | Outdoor | roof
NJSTRE1545383658 | NJSRRE1542518870 | Transition Incentive Program | pennsauken | 8109 | 14 | 9.48 | Residential | Yes | Behind the Meter | Net-metered residential rooftop and canopy |  | None | Vision Solar LLC | PSE&G | Accepted | 2019-10-09 | 2019-10-14 | 2021-10-30 | sunpower | e20-327-e-ac | Inverters | 0.32 |  | 29 |  |  | 0.96 |  | Other | behind panels
NJSTRE1545383677 | NJSRRE1542461133 | Transition Incentive Program | Sicklerville | 8081 | 14 | 13.08 | Residential | Yes | Behind the Meter | Net-metered residential rooftop and canopy |  | None | Castle Energy, LLC | AC Electric | Accepted | 2019-09-30 | 2019-10-02 | 2021-10-30 | SunPower | SPR-E20-327-C-AC Type E | Inverters | 240 |  | 40 |  |  | 0.975 |  | Outside | on the rooftop under each solar panel
NJSTRE1545383684 | NJSRRE1542528756 | Transition Incentive Program | Irvington City | 7111 | 9 | 4.06 | Residential | Yes | Behind the Meter | Behind the Meter |  | None | Sunrun Installation Services, Inc. | PSE&G | Eligible for TI Program | 2019-10-11 | 2019-10-15 | 2021-10-30 | SolarEdge Technologies | SE3800H-USRGM | Inverters | 3800 |  | 1 |  |  | 0.96 |  | Outdoor | Next To Meter
NJSTRE1545383692 | NJSRRE1542461030 | Transition Incentive Program | Burlington | 8016 | 13 | 13.34 | Residential | Yes | Behind the Meter | Behind the Meter |  | None | Sunrun Installation Services, Inc. | PSE&G | Eligible for TI Program | 2019-09-30 | 2019-10-02 | 2021-10-30 | Ningbo Ginlong Technologies | Solis-1P9K-4G-US | Inverters | 9000 |  | 1 |  |  | 0.96 |  | Outdoor | Next To Meter
NJSTRE1545310281 |  | Transition Incentive Program | Newark | 7103 | 9 | 9.1 | Residential | Yes | Behind the Meter | Net-metered residential rooftop and canopy |  | None | Pro Custom Solar dba Momentum Solar | PSE&G | Accepted | 2020-07-17 | 2020-07-21 | 2021-07-21 | LG ELECTRONICS | LG 350N1C-V5 | Solar Panels |  | 0.35 | 21 | 196 | 32 |  | Fixed | Roof
NJSTRE1545310324 |  | Transition Incentive Program | Gloucester TWP | 8012 | 14 | 7.75 | Residential | No | Behind the Meter | Net-metered residential rooftop and canopy |  | None | Bright Planet Solar | PSE&G | Accepted | 2020-07-17 | 2020-07-22 | 2021-07-22 | LONGI | LR6-60HPB-310M | Solar Panels |  | 0.31 | 5 | 339 | 26 |  | Fixed | Roof
NJSTRE1545310498 |  | Transition Incentive Program | WESTVILLE | 8093 | 15 | 8.91 | Residential | Yes | Behind the Meter | Net-metered residential rooftop and canopy |  | None | Sunrun, Inc. | PSE&G | Accepted | 2020-07-21 | 2020-07-22 | 2021-07-22 | LG Electronics | LG330N1C-A5 | Solar Panels |  | 0.33 | 11 | 301 | 23 |  | Fixed | Roof
NJSTRE1545310518 |  | Transition Incentive Program | PISCATAWAY | 8854 | 11 | 5.85 | Residential | Yes | Behind the Meter | Net-metered residential rooftop and canopy |  | None | Vivint Solar Developer, LLC | PSE&G | Accepted | 2020-07-17 | 2020-07-22 | 2021-07-22 | JINKO SOLAR | JKM325M-60HBL | Solar Panels |  | 0.325 | 10 | 233 | 20 |  | Fixed | Roof
NJSTRE1545310534 |  | Transition Incentive Program | Morganville | 7751 | 17 | 10.56 | Residential | Yes | Behind the Meter | Net-metered residential rooftop and canopy |  | None | Vivint Solar Developer, LLC | JCP&L | Accepted | 2020-07-18 | 2020-07-22 | 2021-07-22 | JINKO SOLAR | JKM320M-60HBL | Solar Panels |  | 0.32 | 13 | 160 | 21 |  | Fixed | Roof
NJSTRE1545310585 |  | Transition Incentive Program | PENNSAUKEN | 8109 | 14 | 15.28 | Residential | Yes | Behind the Meter | Net-metered residential rooftop and canopy |  | None | Vivint Solar Developer, LLC | PSE&G | Accepted | 2020-07-17 | 2020-07-22 | 2021-07-22 | JinkoSolar | JKM325M-60HBL | Solar Panels |  | 0.325 | 16 | 82 | 18 |  | Fixed | Roof
NJSTRE1545310585 |  | Transition Incentive Program | PENNSAUKEN | 8109 | 14 | 15.28 | Residential | Yes | Behind the Meter | Net-metered residential rooftop and canopy |  | None | Vivint Solar Developer, LLC | PSE&G | Accepted | 2020-07-17 | 2020-07-22 | 2021-07-22 | JinkoSolar | JKM325M-60HBL | Solar Panels |  | 0.325 | 2 | 262 | 18 |  | Fixed | Roof
NJSTRE1545310599 |  | Transition Incentive Program | Toms River | 8757 | 18 | 7.44 | Residential | Yes | Behind the Meter | Net-metered residential rooftop and canopy |  | None | Bright Planet Solar | JCP&L | Accepted | 2020-07-17 | 2020-07-22 | 2021-07-22 | LONGI | LR6-60HPB-310M | Solar Panels |  | 0.31 | 24 | 259 | 18 |  | Fixed | Roof
NJSTRE1545310877 | NJSRRE1544546321 | Transition Incentive Program | Piscataway | 8854 | 11 | 579.12 | Commercial | No | Behind the meter | Net-metered non-residential rooftop and canopy |  | None | EVERGREEN ENERGY | PSE&G | Accepted | 2020-02-27 | 2020-03-02 | 2021-10-30 | S-Energy | SN380M-15 | Solar Panels |  | 0.38 | 1524 | 10 | 142 |  | Fixed | Roof
NJSTRE1545311111 | NJSRRE1543442829 | Transition Incentive Program | Montclair | 7043 | 9 | 6.2 | Residential | No | Behind the meter | Net-metered residential rooftop and canopy |  | None | Skyline Solar LLC | PSE&G | Final As-Built Received | 2019-11-25 | 2019-11-27 | 2021-10-30 | Axitec | AC-310M | Solar Panels |  | 0.31 | 7 | 121 | 15 |  | Fixed | Pole
NJSTRE1545311130 | NJSRRE1544334771 | Transition Incentive Program | Jersey City | 7305 | 8 | 2.24 | Residential | No | Behind the meter | Net-metered residential rooftop and canopy |  | None | Skyline Solar LLC | PSE&G | Accepted | 2020-02-04 | 2020-02-05 | 2021-10-30 | LG | LG320N1C | Solar Panels |  | 0.32 | 7 | 130 | 41 |  | Fixed | Roof
NJSTRE1545311161 |  | Transition Incentive Program | Howell | 7731 | 17 | 17.08 | Residential | Yes | Behind the Meter | Net-metered residential rooftop and canopy |  | None | Bright Planet Solar | JCP&L | Accepted | 2020-07-17 | 2020-07-22 | 2021-07-22 | LONGI | LR6-60HPB-305M | Solar Panels |  | 0.305 | 12 | 107 | 39 |  | Fixed | Roof
NJSTRE1545311182 |  | Transition Incentive Program | EWING | 8618 | 12 | 9.75 | Residential | Yes | Behind the Meter | Net-metered residential rooftop and canopy |  | None | Vivint Solar Developer, LLC | PSE&G | Accepted | 2020-07-18 | 2020-07-22 | 2021-07-22 | JINKO SOLAR | JKM325M-60HBL | Solar Panels |  | 0.325 | 10 | 360 | 21 |  | Fixed | Roof
NJSTRE1545307431 |  | Transition Incentive Program | Montgomery | 8502 | 5 | 8.16 | Residential | No | Behind the Meter | Net-metered residential rooftop and canopy |  | None | Tesla Energy Operations Inc. | PSE&G | Accepted | 2020-07-16 | 2020-07-21 | 2021-07-21 | Hanwha Q-Cells | Q.Peak DUO BLK-G6+/SC340 | Solar Panels |  | 0.34 | 8 | 170 | 23 |  | Fixed | Roof
NJSTRE1545307604 |  | Transition Incentive Program | PENNSAUKEN | 8110 | 14 | 7.15 | Residential | Yes | Behind the Meter | Net-metered residential rooftop and canopy |  | None | Vivint Solar Developer, LLC | PSE&G | Accepted | 2020-07-16 | 2020-07-21 | 2021-07-21 | JINKO SOLAR | JKM325M-60HL | Solar Panels |  | 0.325 | 11 | 57 | 25 |  | Fixed | Roof
NJSTRE1545307622 |  | Transition Incentive Program | Jackson | 8527 | 18 | 13.12 | Residential | No | Behind the Meter | Net-metered residential rooftop and canopy |  | None | Powerlutions | JCP&L | Accepted | 2020-07-16 | 2020-07-21 | 2021-07-21 | Trina | TSM-320 DD06M.05 | Solar Panels |  | 0.32 | 13 | 222 | 36 |  | Fixed | Roof
NJSTRE1545307688 |  | Transition Incentive Program | Edison | 8817 | 11 | 4.9 | Residential | Yes | Behind the Meter | Net-metered residential rooftop and canopy |  | None | Pro Custom Solar dba Momentum Solar | PSE&G | Accepted | 2020-07-16 | 2020-07-21 | 2021-07-21 | LG ELECTRONICS | LG 350N1C-V5 | Solar Panels |  | 0.35 | 14 | 265 | 20 |  | Fixed | Roof
NJSTRE1545307711 |  | Transition Incentive Program | Pequannock Township | 7440 | 3 | 11.77 | Residential | Yes | Behind the Meter | Net-metered residential rooftop and canopy |  | None | Seabright Solar | JCP&L | Accepted | 2020-07-23 | 2020-07-23 | 2021-07-23 | Sunpower | SPR-E20-327 | Solar Panels |  | 0.327 | 12 | 171 | 9 |  | Fixed | Roof
NJSTRE1545307715 |  | Transition Incentive Program | Willingboro Twp | 8046 | 13 | 11.28 | Residential | No | Behind the Meter | Net-metered residential rooftop and canopy |  | None | Tesla Energy Operations Inc | PSE&G | Accepted | 2020-07-16 | 2020-07-21 | 2021-07-21 | Tesla SRV3 | 5014123-00-B | Solar Panels |  | 0.05847 | 42 | 34 | 18 |  | Fixed | Roof
NJSTRE1545307715 |  | Transition Incentive Program | Willingboro Twp | 8046 | 13 | 11.28 | Residential | No | Behind the Meter | Net-metered residential rooftop and canopy |  | None | Tesla Energy Operations Inc | PSE&G | Accepted | 2020-07-16 | 2020-07-21 | 2021-07-21 | Tesla SRV3 | 5014123-00-B | Solar Panels |  | 0.05847 | 69 | 124 | 18 |  | Fixed | Ground
NJSTRE1545307779 |  | Transition Incentive Program | Hillsborough | 8844 | 5 | 7.35 | Residential | Yes | Behind the Meter | Net-metered residential rooftop and canopy |  | None | Pro Custom Solar dba Momentum Solar | PSE&G | Accepted | 2020-07-16 | 2020-07-21 | 2021-07-21 | LG ELECTRONICS | LG 350N1C-V5 | Solar Panels |  | 0.35 | 8 | 94 | 29 |  | Fixed | Roof
NJSTRE1545307830 |  | Transition Incentive Program | Pemberton | 8068 | 13 | 10.35 | Residential | Yes | Behind the Meter | Net-metered residential rooftop and canopy |  | None | Sunrun, Inc. | JCP&L | Accepted | 2020-07-16 | 2020-07-21 | 2021-07-21 | LG Electronics | LG345N1C-V5 | Solar Panels |  | 0.345 | 4 | 122 | 18 |  | Fixed | Roof
NJSTRE1545309993 |  | Transition Incentive Program | Vineland | 8360 | 20 | 6.8 | Residential | Yes | Behind the Meter | Net-metered residential rooftop and canopy |  | None | Vision Solar LLC | Vineland Muni Electric | Accepted | 2020-07-17 | 2020-07-21 | 2021-07-21 | HANWHA Q-CELLS | Q.PEAK DUO-G6 340 | Solar Panels |  | 0.34 | 2 | 272 | 29 |  | Fixed | Roof
NJSTRE1545310028 |  | Transition Incentive Program | Runnemede | 8078 | 14 | 8.16 | Residential | No | Behind the Meter | Net-metered residential rooftop and canopy |  | None | Trinity Solar | PSE&G | Final As-Built Received | 2020-07-17 | 2020-07-21 | 2021-10-30 | HANWHA | Q.PEAK DUO BLK-G6 340 | Solar Panels |  | 0.34 | 2 | 133 | 35 |  | Fixed | Roof
NJSTRE1545310176 |  | Transition Incentive Program | CARTERET BORO | 7008 | 11 | 6.4 | Residential | Yes | Behind the Meter | Net-metered residential rooftop and canopy |  | None | Sunrun, Inc. | PSE&G | Accepted | 2020-07-21 | 2020-07-22 | 2021-07-22 | LG Electronics | LG330N1C-A5 | Solar Panels |  | 0.33 | 10 | 126 | 40 |  | Fixed | Roof
NJSTRE1545310216 |  | Transition Incentive Program | IRVINGTON | 7111 | 9 | 5.49 | Residential | Yes | Behind the Meter | Net-metered residential rooftop and canopy |  | None | Sunrun, Inc. | PSE&G | Accepted | 2020-07-21 | 2020-07-21 | 2021-07-21 | LONGi Green Energy Technology Co Ltd | LR6-60HPB-305M | Solar Panels |  | 0.305 | 7 | 124 | 23 |  | Fixed | Roof
NJSTRE1545310285 |  | Transition Incentive Program | Atlantic City | 8401 | 19 | 4.03 | Residential | Yes | Behind the Meter | Net-metered residential rooftop and canopy |  | None | Bright Planet Solar | AC Electric | Accepted | 2020-07-17 | 2020-07-22 | 2021-07-22 | LONGI | LR6-60HPB-310M | Solar Panels |  | 0.31 | 13 | 148 | 9 |  | Fixed | Roof
NJSTRE1545310302 |  | Transition Incentive Program | Linden | 7036 | 10 | 5.95 | Residential | Yes | Behind the Meter | Net-metered residential rooftop and canopy |  | None | Pro Custom Solar dba Momentum Solar | PSE&G | Accepted | 2020-07-24 | 2020-07-24 | 2021-07-24 | LG ELECTRONICS | LG 350N1C-V5 | Solar Panels |  | 0.35 | 9 | 219 | 20 |  | Fixed | Roof
NJSTRE1545310316 |  | Transition Incentive Program | Williamstown | 8094 | 15 | 10.88 | Residential | Yes | Behind the Meter | Net-metered residential rooftop and canopy |  | None | Trinity Solar | AC Electric | Accepted | 2020-07-17 | 2020-07-22 | 2021-07-22 | Hanwha 340 | Q.PEAK DUO BLK-G6 340 | Solar Panels |  | 0.34 | 9 | 189 | 23 |  | Fixed | Roof
NJSTRE1545310351 |  | Transition Incentive Program | ROSELLE | 7203 | 10 | 5.85 | Residential | Yes | Behind the Meter | Net-metered residential rooftop and canopy |  | None | Vivint Solar Developer, LLC | PSE&G | Accepted | 2020-07-17 | 2020-07-22 | 2021-07-22 | JINKO SOLAR | JKM325M-60HBL | Solar Panels |  | 0.325 | 2 | 260 | 37 |  | Fixed | Roof
NJSTRE1545310553 |  | Transition Incentive Program | Voorhees | 8043 | 14 | 16.1 | Residential | No | Behind the Meter | Net-metered residential rooftop and canopy |  | None | Green Power Energy | AC Electric | Accepted | 2020-07-17 | 2020-07-22 | 2021-07-22 | LG Electronics | LG350N1C-V5 | Solar Panels |  | 0.35 | 15 | 110 | 27 |  | Fixed | Roof
NJSTRE1545310562 |  | Transition Incentive Program | turnersville | 8012 | 14 | 3.84 | Residential | No | Behind the Meter | Net-metered residential rooftop and canopy |  | None | Orbit Energy & Power, LLC | AC Electric | Accepted | 2020-07-17 | 2020-07-22 | 2021-07-22 | hanwha qcells | qpeak 320w | Solar Panels |  | 0.32 | 4 | 216 | 17 |  | Fixed | Roof
NJSTRE1545310557 |  | Transition Incentive Program | Piscataway TWP | 8854 | 11 | 18.3 | Residential | Yes | Behind the Meter | Net-metered residential rooftop and canopy |  | None | Bright Planet Solar | PSE&G | Accepted | 2020-07-17 | 2020-07-22 | 2021-07-22 | LONGI | LR6-60HPB-305M | Solar Panels |  | 0.305 | 8 | 144 | 26 |  | Fixed | Roof
NJSTRE1545310686 | NJSRRE1544732912 | Transition Incentive Program | Rahway | 7065 | 10 | 924.6 | Commercial | No | Behind the meter | Net-metered non-residential rooftop and canopy |  | None | EVERGREEN ENERGY | PSE&G | Accepted | 2020-03-20 | 2020-03-24 | 2021-10-30 | Hanwha | Q.PLuS L-G4.2 345 | Solar Panels |  | 0.345 | 2680 | 212 | 10 |  | Fixed | Roof
NJSTRE1545310622 |  | Transition Incentive Program | Smithville | 8205 | 19 | 15.5 | Residential | Yes | Behind the Meter | Net-metered residential rooftop and canopy |  | None | Bright Planet Solar | AC Electric | Accepted | 2020-08-06 | 2020-08-07 | 2021-10-30 | LONGI | LR6-60HPB-310M | Solar Panels |  | 0.31 | 21 | 133 | 26 |  | Fixed | Roof
NJSTRE1545310946 | NJSRRE1541841284 | Transition Incentive Program | Haskell | 7420 | 6 | 111 | Commercial | No | Behind the Meter | Net-metered non-residential rooftop and canopy |  | None | EVERGREEN ENERGY | JCP&L | Final As-Built Received | 2019-08-15 | 2019-08-23 | 2021-10-30 | Hanwha | Q.PEAK L-G4.2 | Solar Panels |  | 0.37 | 10 | 151 | 10 |  | Fixed | Roof
NJSTRE1545310946 | NJSRRE1541841284 | Transition Incentive Program | Haskell | 7420 | 6 | 111 | Commercial | No | Behind the Meter | Net-metered non-residential rooftop and canopy |  | None | EVERGREEN ENERGY | JCP&L | Final As-Built Received | 2019-08-15 | 2019-08-23 | 2021-10-30 | Hanwha | Q.PEAK L-G4.2 | Solar Panels |  | 0.37 | 134 | 151 | 10 |  | Fixed | Roof
NJSTRE1545311111 | NJSRRE1543442829 | Transition Incentive Program | Montclair | 7043 | 9 | 6.2 | Residential | No | Behind the meter | Net-metered residential rooftop and canopy |  | None | Skyline Solar LLC | PSE&G | Final As-Built Received | 2019-11-25 | 2019-11-27 | 2021-10-30 | Axitec | AC-310M | Solar Panels |  | 0.31 | 1 | 121 | 42 |  | Fixed | Roof
NJSTRE1545311148 | NJSRRE1544334744 | Transition Incentive Program | Jersey City | 7305 | 8 | 2.24 | Residential | No | Behind the meter | Net-metered residential rooftop and canopy |  | None | Skyline Solar LLC | PSE&G | Accepted | 2020-02-03 | 2020-02-04 | 2021-10-30 | LG | LG Solar LG320N1C-G4 | Solar Panels |  | 0.32 | 7 | 130 | 41 |  | Fixed | Roof
NJSTRE1545385082 | NJSRRE1544213700 | Transition Incentive Program | Lindenwold | 8021 | 14 | 13.33 | Residential | Yes | Behind the Meter | Behind the Meter |  | None | Sunrun Installation Services, Inc. | AC Electric | Eligible for TI Program | 2020-01-22 | 2020-01-27 | 2021-10-30 | Delta Electronics | M6-TL-US | Inverters | 5760 |  | 1 |  |  | 0.96 |  | Outdoor | Next To Meter
NJSTRE1545385092 | NJSRRE1543547954 | Transition Incentive Program | Pleasantville | 8232 | 19 | 3.15 | Residential | Yes | Behind the Meter | Net-metered residential rooftop and canopy |  | None | Vivint Solar Developer, LLC | AC Electric | Final As-Built Received | 2019-12-13 | 2019-12-18 | 2021-10-30 | Solar Edge | SE3800H-US | Inverters | 3800 |  | 1 |  |  | 0.992 |  | Outdoor | Near the utility meter
NJSTRE1545385099 | NJSRRE1544215789 | Transition Incentive Program | ELMWOOD PARK | 7407 | 7 | 3.78 | Residential | Yes | Behind the Meter | Net-metered residential rooftop and canopy |  | None | Vivint Solar Developer, LLC | PSE&G | Accepted | 2020-01-23 | 2020-01-28 | 2021-10-30 | SOLAREDGE | SE3800H-US | Inverters | 3800 |  | 1 |  |  | 0.992 |  | Outdoor | Near the Utility Meter
NJSTRE1545385114 | NJSRRE1544543221 | Transition Incentive Program | Salem | 8079 | 16 | 15.08 | Residential | Yes | Behind the Meter | Net-metered residential rooftop and canopy |  | None | Vision Solar LLC | AC Electric | Accepted | 2020-02-26 | 2020-02-28 | 2021-10-30 | enphase | iq7-60-2-us | Inverters | 0.25 |  | 45 |  |  | 0.96 |  | Other | behind panels
NJSTRE1545310021 |  | Transition Incentive Program | NEWFIELD | 8344 | 15 | 3.78 | Residential | Yes | Behind the Meter | Net-metered residential rooftop and canopy |  | None | Suntuity Solar LLC | Vineland Muni Electric | Accepted | 2020-07-17 | 2020-07-21 | 2021-07-21 | Longi | LR6-60HPB-315M | Solar Panels |  | 0.315 | 6 | 73 | 20 |  | Fixed | Roof
NJSTRE1545310113 |  | Transition Incentive Program | Keyport | 7735 | 17 | 10.23 | Residential | No | Behind the Meter | Net-metered residential rooftop and canopy |  | None | Bright Planet Solar | JCP&L | Final As-Built Received | 2020-08-15 | 2020-08-17 | 2021-10-30 | LONGI | LR6-60HPB-310M | Solar Panels |  | 0.31 | 17 | 169 | 22 |  | Fixed | Roof
NJSTRE1545310281 |  | Transition Incentive Program | Newark | 7103 | 9 | 9.1 | Residential | Yes | Behind the Meter | Net-metered residential rooftop and canopy |  | None | Pro Custom Solar dba Momentum Solar | PSE&G | Accepted | 2020-07-17 | 2020-07-21 | 2021-07-21 | LG ELECTRONICS | LG 350N1C-V5 | Solar Panels |  | 0.35 | 5 | 16 | 32 |  | Fixed | Roof
NJSTRE1545310296 |  | Transition Incentive Program | North Arlington | 7031 | 7 | 4.36 | Residential | Yes | Behind the Meter | Net-metered residential rooftop and canopy |  | None | Trinity Solar | PSE&G | Accepted | 2020-07-17 | 2020-07-21 | 2021-07-21 | Hanwha | Q.PEAK DUO BLK-G6 335 | Solar Panels |  | 0.335 | 9 | 304 | 27 |  | Fixed | Roof
NJSTRE1545310299 |  | Transition Incentive Program | Morristown | 7960 | 3 | 16.32 | Residential | No | Behind the Meter | Net-metered residential rooftop and canopy |  | None | Tesla Energy Operations Inc. | JCP&L | Accepted | 2020-07-17 | 2020-07-22 | 2021-07-22 | Hanwha Q-Cells | Q.Peak DUO BLK-G6+/SC340 | Solar Panels |  | 0.34 | 35 | 127 | 23 |  | Fixed | Roof
NJSTRE1545310338 |  | Transition Incentive Program | Barnegat | 8005 | 18 | 8.32 | Residential | Yes | Behind the Meter | Net-metered residential rooftop and canopy |  | None | Reliable Power and Solar | JCP&L | Accepted | 2020-07-17 | 2020-07-22 | 2021-07-22 | Trina | tsmddo5 | Solar Panels |  | 0.32 | 26 | 197 | 26 |  | Fixed | Roof | roof
NJSTRE1545310371 |  | Transition Incentive Program | Cedar Grove | 7009 | 9 | 7.7 | Residential | Yes | Behind the Meter | Net-metered residential rooftop and canopy |  | None | Pro Custom Solar dba Momentum Solar | PSE&G | Accepted | 2020-07-17 | 2020-07-22 | 2021-07-22 | LG ELECTRONICS | LG 350N1C-V5 | Solar Panels |  | 0.35 | 22 | 246 | 40 |  | Fixed | Roof
NJSTRE1545310489 |  | Transition Incentive Program | Stratford | 8084 | 14 | 5.95 | Residential | Yes | Behind the Meter | Net-metered residential rooftop and canopy |  | None | Pro Custom Solar dba Momentum Solar | AC Electric | Accepted | 2020-07-17 | 2020-07-30 | 2021-07-30 | LG ELECTRONICS | LG 350N1C-V5 | Solar Panels |  | 0.35 | 3 | 322 | 17 |  | Fixed | Roof
NJSTRE1545383710 | NJSRRE1542579720 | Transition Incentive Program | West Deptford | 8096 | 15 | 7.59 | Residential | Yes | Behind the Meter | Behind the Meter |  | None | Pro Custom Solar dba Momentum Solar | PSE&G | Eligible for TI Program | 2019-10-23 | 2019-10-25 | 2021-10-30 | Enphase Energy | IQ7-60-2-US | Inverters | 250 |  | 22 |  |  | 0.97 |  | Outdoor | Roof
NJSTRE1545383725 | NJSRRE1543417269 | Transition Incentive Program | West Orange | 7052 | 9 | 4.73 | Residential | Yes | Behind the Meter | Behind the Meter |  | None | Pro Custom Solar dba Momentum Solar | PSE&G | Eligible for TI Program | 2019-11-18 | 2019-11-20 | 2021-10-30 | Enphase Energy | IQ6-60-2-US | Inverters | 240 |  | 15 |  |  | 0.97 |  | Outdoor | Roof
NJSTRE1545383735 | NJSRRE1542553648 | Transition Incentive Program | MILLVILLE | 8332 | 20 | 20.48 | Residential | Yes | Behind the Meter | Net-metered residential rooftop and canopy |  | None | Vivint Solar Developer, LLC | AC Electric | Accepted | 2019-10-17 | 2019-10-21 | 2021-10-30 | SOLAREDGE | SE7600H-US000BNC4 | Inverters | 7600 |  | 2 |  |  | 0.992 |  | Outdoor | Near the Utility Meter
NJSTRE1545383743 | NJSRRE1542576204 | Transition Incentive Program | Morganville | 7751 | 17 | 17.11 | Residential | Yes | Behind the Meter | Behind the Meter |  | None | Sunrun Installation Services, Inc. | JCP&L | Eligible for TI Program | 2019-10-22 | 2019-10-24 | 2021-10-30 | SolarEdge Technologies | SE7600H-USRGM | Inverters | 7600 |  | 1 |  |  | 0.96 |  | Outdoor | Next To Meter
NJSTRE1545383746 | NJSRRE1542461306 | Transition Incentive Program | Piscataway | 8854 | 11 | 13.11 | Residential | Yes | Behind the Meter | Behind the Meter |  | None | Pro Custom Solar dba Momentum Solar | PSE&G | Eligible for TI Program | 2019-09-30 | 2019-10-02 | 2021-10-30 | Enphase Energy | IQ7-60-2-US | Inverters | 250 |  | 38 |  |  | 0.97 |  | Outdoor | Roof
NJSTRE1545383757 | NJSRRE1542481286 | Transition Incentive Program | East Brunswick Twp NJ | 8816 | 11 | 7.83 | Residential | Yes | Behind the Meter | Behind the Meter |  | None | Sunrun Installation Services, Inc. | PSE&G | Eligible for TI Program | 2019-10-01 | 2019-10-03 | 2021-10-30 | Ningbo Ginlong Technologies | Solis-1P6K-4G-US | Inverters | 6000 |  | 1 |  |  | 0.96 |  | Outdoor | Next To Meter
NJSTRE1545273545 |  | Transition Incentive Program | Asbury Park | 7712 | 17 | 10.41 | Residential | No | Behind the Meter | Net-metered residential rooftop and canopy |  | None | Tesla Energy Operations Inc. | JCP&L | Accepted | 2020-07-08 | 2020-07-14 | 2021-07-14 | Tesla | SR60T1 | Solar Panels |  | 0.05847 | 17 | 251 | 23 |  | Fixed | Roof
NJSTRE1545275646 |  | Transition Incentive Program | Jackson | 8527 | 18 | 14.63 | Residential | No | Behind the Meter | Net-metered residential rooftop and canopy |  | None | Impact Solar LLC | JCP&L | Final As-Built Received | 2020-07-09 | 2020-07-14 | 2021-10-30 | hanwha | Q.PEAKDUO-G5325 | Solar Panels |  | 0.325 | 10 | 246 | 34 |  | Fixed | Roof
NJSTRE1545275695 |  | Transition Incentive Program | Pleasantville | 8232 | 19 | 6.2 | Residential | Yes | Behind the Meter | Net-metered residential rooftop and canopy |  | None | Bright Planet Solar | AC Electric | Accepted | 2020-07-09 | 2020-07-14 | 2021-07-14 | LONGI | LR6-60HPB-310M | Solar Panels |  | 0.31 | 11 | 217 | 18 |  | Fixed | Roof
NJSTRE1545275709 |  | Transition Incentive Program | Little Ferry | 7643 | 7 | 7.56 | Residential | Yes | Behind the Meter | Net-metered residential rooftop and canopy |  | None | Tesla Energy Operations Inc. | PSE&G | Accepted | 2020-07-09 | 2020-07-27 | 2021-07-27 | Hanwha Q CELLS | Q.PEAK DUO BLK-G5/SC315 | Solar Panels |  | 0.315 | 10 | 81 | 27 |  | Fixed | Roof
NJSTRE1545275743 | NJSRRE1542527980 | Transition Incentive Program | Mays Landing | 8330 | 19 | 18.27 | Residential | No | Behind the meter | Net-metered residential rooftop and canopy |  | None | Trinity Solar | AC Electric | Accepted | 2019-10-11 | 2019-10-15 | 2021-10-30 | Hanwha | Q.PEAK DUO BLK-G5 315 | Solar Panels |  | 0.315 | 23 | 202 | 34 |  | Fixed | Roof
NJSTRE1545275739 |  | Transition Incentive Program | Pine Hill | 8021 | 14 | 5.36 | Residential | Yes | Behind the Meter | Net-metered residential rooftop and canopy |  | ACE | Vision Solar LLC | AC Electric | Accepted | 2020-07-09 | 2020-07-15 | 2021-07-15 | LG SOLAR | LG335N1K-V5 | Solar Panels |  | 0.335 | 4 | 207 | 26 |  | Fixed | Roof
NJSTRE1545310553 |  | Transition Incentive Program | Voorhees | 8043 | 14 | 16.1 | Residential | No | Behind the Meter | Net-metered residential rooftop and canopy |  | None | Green Power Energy | AC Electric | Accepted | 2020-07-17 | 2020-07-22 | 2021-07-22 | LG Electronics | LG350N1C-V5 | Solar Panels |  | 0.35 | 8 | 23 | 23 |  | Fixed | Roof
NJSTRE1545310557 |  | Transition Incentive Program | Piscataway TWP | 8854 | 11 | 18.3 | Residential | Yes | Behind the Meter | Net-metered residential rooftop and canopy |  | None | Bright Planet Solar | PSE&G | Accepted | 2020-07-17 | 2020-07-22 | 2021-07-22 | LONGI | LR6-60HPB-305M | Solar Panels |  | 0.305 | 4 | 30 | 54 |  | Fixed | Roof
NJSTRE1545384975 | NJSRRE1544549887 | Transition Incentive Program | Mantua Township | 8051 | 15 | 8.19 | Residential | No | Behind the Meter | Net-metered residential rooftop and canopy |  | None | Trinity Solar | AC Electric | Final As-Built Received | 2020-02-28 | 2020-03-03 | 2021-10-30 | Solar Edge | SE7600 | Inverters | 7600 |  | 1 |  |  | 0.97 |  | Outside | side of home
NJSTRE1545384999 | NJSRRE1543421549 | Transition Incentive Program | Mount Ephraim | 8059 | 14 | 5.99 | Residential | Yes | Behind the Meter | Behind the Meter |  | None | Pro Custom Solar dba Momentum Solar | PSE&G | Eligible for TI Program | 2019-11-19 | 2019-11-21 | 2021-10-30 | Enphase Energy | IQ6-60-2-US | Inverters | 240 |  | 19 |  |  | 0.97 |  | Outdoor | Roof
NJSTRE1545385004 | NJSRRE1544172180 | Transition Incentive Program | Caldwell | 7006 | 9 | 8 | Residential | Yes | Behind the Meter | Behind the Meter |  | None | Sunrun Installation Services, Inc. | PSE&G | Eligible for TI Program | 2020-01-15 | 2020-01-20 | 2021-10-30 | Enphase Energy | IQ7-60-x-US (240V) | Inverters | 240 |  | 25 |  |  | 0.96 |  | Outdoor | Rooftop
NJSTRE1545385010 | NJSRRE1544347657 | Transition Incentive Program | Cherry Hill | 8002 | 14 | 8.25 | Residential | No | Behind the Meter | Net-metered residential rooftop and canopy |  | None | Bahamian Solar Management Group LLC. | PSE&G | Accepted | 2020-02-03 | 2020-02-13 | 2021-10-30 | APS Sytems | YC-600 | Inverters | 7124 |  | 13 |  |  | 0.967 |  | Outside | Roof
NJSTRE1545385019 | NJSRRE1543912232 | Transition Incentive Program | Vineland | 8360 | 20 | 5.67 | Residential | Yes | Behind the Meter | Behind the Meter |  | None | Trinity Solar | Vineland Muni Electric | Eligible for TI Program | 2020-01-03 | 2020-01-10 | 2021-10-30 | Solar Edge | SE5000 | Inverters | 5000 |  | 1 |  |  | 0.97 |  | Outside | side of home
NJSTRE1545385031 | NJSRRE1543575338 | Transition Incentive Program | Jersey City | 7305 | 8 | 16.12 | Residential | No | Behind the Meter | Net-metered residential rooftop and canopy |  | None | UNITED SOLAR | PSE&G | Accepted | 2020-01-06 | 2020-01-06 | 2021-10-30 | APS | YC600 | Inverters | 240 |  | 28 |  |  | 0.97 |  | Outside | ROOF
NJSTRE1545385042 | NJSRRE1543425782 | Transition Incentive Program | FORKED RIVER | 8731 | 18 | 3.78 | Residential | Yes | Behind the Meter | Net-metered residential rooftop and canopy |  | None | Vivint Solar Developer, LLC | JCP&L | Accepted | 2019-11-20 | 2019-11-25 | 2021-10-30 | SOLAREDGE | SE3800H-US | Inverters | 3800 |  | 1 |  |  | 0.992 |  | Outdoor | Near the Utility Meter
NJSTRE1545385048 | NJSRRE1544465615 | Transition Incentive Program | Clifton | 7013 | 6 | 7.56 | Residential | Yes | Behind the Meter | Net-metered residential rooftop and canopy |  | None | Suntuity Solar LLC | PSE&G | Accepted | 2020-02-17 | 2020-02-19 | 2021-10-30 | Enphase Energy | IQ7-60-2-US | Inverters | 240 |  | 24 |  |  | 0.97 |  | Outdoor | Behind the PV Modules
NJSTRE1545385054 | NJSRRE1544308056 | Transition Incentive Program | Metuchen | 8840 | 11 | 6.48 | Residential | No | Behind the Meter | Behind the Meter |  | None | Green Power Energy | PSE&G | Eligible for TI Program | 2020-01-27 | 2020-01-29 | 2021-10-30 | SolarEdge | SE6000H-US | Inverters | 6000 |  | 1 |  |  | 0.97 |  | Outside | Next to meter
NJSTRE1545385067 | NJSRRE1543443562 | Transition Incentive Program | Bridgewater | 8807 | 5 | 6.62 | Residential | No | Behind the Meter | Net-metered residential rooftop and canopy |  | None | Vivint Solar Developer, LLC | PSE&G | Accepted | 2019-12-13 | 2019-12-16 | 2021-10-30 | solar edge | SE7600H-US | Inverters | 7600 |  | 1 |  |  | 0.992 |  | Outdoor | near utility meter
NJSTRE1545385077 | NJSRRE1544431150 | Transition Incentive Program | STAFFORD TOWNSHIP | 8050 | 18 | 7.25 | Residential | No | Behind the Meter | Net-metered residential rooftop and canopy |  | None | Vivint Solar Developer, LLC | AC Electric | Accepted | 2020-02-11 | 2020-02-13 | 2021-10-30 | SolarEdge | SE7600H-US | Inverters | 7600 |  | 1 |  |  | 0.992 |  | Outdoor | Near the utility meter
NJSTRE1545311161 |  | Transition Incentive Program | Howell | 7731 | 17 | 17.08 | Residential | Yes | Behind the Meter | Net-metered residential rooftop and canopy |  | None | Bright Planet Solar | JCP&L | Accepted | 2020-07-17 | 2020-07-22 | 2021-07-22 | LONGI | LR6-60HPB-305M | Solar Panels |  | 0.305 | 32 | 286 | 39 |  | Fixed | Roof
NJSTRE1545311182 |  | Transition Incentive Program | EWING | 8618 | 12 | 9.75 | Residential | Yes | Behind the Meter | Net-metered residential rooftop and canopy |  | None | Vivint Solar Developer, LLC | PSE&G | Accepted | 2020-07-18 | 2020-07-22 | 2021-07-22 | JINKO SOLAR | JKM325M-60HBL | Solar Panels |  | 0.325 | 8 | 180 | 21 |  | Fixed | Roof
NJSTRE1545316530 |  | Transition Incentive Program | MORRISTOWN | 7960 | 3 | 9.92 | Residential | Yes | Behind the Meter | Net-metered residential rooftop and canopy |  | None | Vivint Solar Developer, LLC | JCP&L | Final As-Built Received | 2020-07-20 | 2020-07-22 | 2021-10-30 | JINKO SOLAR | JKM320M-60HBL | Solar Panels |  | 0.32 | 12 | 296 | 34 |  | Fixed | Roof
NJSTRE1545317936 |  | Transition Incentive Program | FRANKLINVILLE | 8322 | 15 | 9.14 | Residential | Yes | Behind the Meter | Net-metered residential rooftop and canopy |  | RECO | Suntuity Solar LLC | AC Electric | Accepted | 2020-07-20 | 2020-07-22 | 2021-07-22 | Longi | LR6-60HPB-315M | Solar Panels |  | 0.315 | 9 | 168 | 20 |  | Fixed | Roof
NJSTRE1545385027 | NJSRRE1544331647 | Transition Incentive Program | Budd Lake | 7828 | 3 | 10.85 | Residential | Yes | Behind the Meter | Behind the Meter |  | None | Sunrun Installation Services, Inc. | JCP&L | Eligible for TI Program | 2020-01-29 | 2020-02-03 | 2021-10-30 | Delta Electronics | M4-TL-US | Inverters | 3840 |  | 1 |  |  | 0.96 |  | Outdoor | Next To Meter
NJSTRE1545385033 | NJSRRE1544419501 | Transition Incentive Program | Middletown | 7758 | 17 | 9.45 | Residential | Yes | Behind the Meter | Behind the Meter |  | None | Trinity Solar | JCP&L | Eligible for TI Program | 2020-02-07 | 2020-02-11 | 2021-10-30 | Solar Edge | SE7600 | Inverters | 7600 |  | 1 |  |  | 0.97 |  | Outside | side of home
NJSTRE1545385038 | NJSRRE1543447101 | Transition Incentive Program | Roselle | 7203 | 10 | 3.45 | Residential | Yes | Behind the Meter | Behind the Meter |  | None | Pro Custom Solar dba Momentum Solar | PSE&G | Eligible for TI Program | 2019-11-26 | 2019-12-02 | 2021-10-30 | Enphase Energy | IQ7PLUS-72-2-US | Inverters | 295 |  | 10 |  |  | 0.97 |  | Outdoor | Roof
NJSTRE1545385039 | NJSRRE1543552420 | Transition Incentive Program | Colonia | 7067 | 10 | 4.73 | Residential | Yes | Behind the Meter | Behind the Meter |  | PSEG | Pro Custom Solar dba Momentum Solar | PSE&G | Eligible for TI Program | 2019-12-16 | 2019-12-19 | 2021-10-30 | Enphase Energy | IQ6-60-2-US | Inverters | 230 |  | 15 |  |  | 0.397 |  | Outdoor | Roof
NJSTRE1545385052 | NJSRRE1544546632 | Transition Incentive Program | Newark | 7108 | 9 | 3.84 | Residential | Yes | Behind the Meter | Behind the Meter |  | None | Skyline Solar, LLC | PSE&G | Eligible for TI Program | 2020-02-27 | 2020-03-03 | 2021-10-30 | SolarEdge | SE3800H-US | Inverters | 3800 |  | 1 |  |  | 0.99 |  | Outside | within ten feet of meter
NJSTRE1545385057 | NJSRRE1543502316 | Transition Incentive Program | Matawan | 7747 | 17 | 13.05 | Residential | Yes | Behind the Meter | Behind the Meter |  | None | Sunrun Installation Services, Inc. | JCP&L | Eligible for TI Program | 2019-12-09 | 2019-12-12 | 2021-10-30 | Delta Electronics | M6-TL-US | Inverters | 5760 |  | 1 |  |  | 0.96 |  | Outdoor | Next To Meter
NJSTRE1545385062 | NJSRRE1543501620 | Transition Incentive Program | East Orange | 7017 | 9 | 2.21 | Residential | Yes | Behind the Meter | Behind the Meter |  | None | Trinity Solar | PSE&G | Eligible for TI Program | 2019-12-09 | 2019-12-11 | 2021-10-30 | Enphase IQ7 | IQ7-60-2-US | Inverters | 240 |  | 7 |  |  | 0.96 |  | Outside | side of home
NJSTRE1545385063 | NJSRRE1543566340 | Transition Incentive Program | elmer | 8318 | 16 | 7.19 | Residential | Yes | Behind the Meter | Net-metered residential ground mount |  | None | Vision Solar LLC | AC Electric | As-Built Incomplete | 2019-12-24 | 2019-12-26 | 2021-10-30 | sunpower | E20-327-E-AC | Inverters | 320 |  | 22 |  |  | 0.96 |  | Other | behind panels
NJSTRE1545310343 |  | Transition Incentive Program | Lakewood | 8701 | 18 | 7.68 | Residential | Yes | Behind the Meter | Net-metered residential rooftop and canopy |  | None | Powerlutions | JCP&L | Accepted | 2020-07-21 | 2020-07-21 | 2021-07-21 | Axitec | AC-320MH/120S | Solar Panels |  | 0.32 | 10 | 97 | 28 |  | Fixed | Roof
NJSTRE1545310351 |  | Transition Incentive Program | ROSELLE | 7203 | 10 | 5.85 | Residential | Yes | Behind the Meter | Net-metered residential rooftop and canopy |  | None | Vivint Solar Developer, LLC | PSE&G | Accepted | 2020-07-17 | 2020-07-22 | 2021-07-22 | JINKO SOLAR | JKM325M-60HBL | Solar Panels |  | 0.325 | 8 | 170 | 37 |  | Fixed | Roof
NJSTRE1545310393 |  | Transition Incentive Program | Mansfield | 8022 | 13 | 27.8 | Residential | Yes | Behind the Meter | Net-metered residential rooftop and canopy |  | None | GenRenew, LLC | PSE&G | Accepted | 2020-07-17 | 2020-07-22 | 2021-07-22 | Sunpower | SPR-E20-327-E-AC | Solar Panels |  | 0.327 | 24 | 215 | 27 |  | Fixed | Roof
NJSTRE1545310516 |  | Transition Incentive Program | Somerville Boro | 8876 | 5 | 13.02 | Residential | Yes | Behind the Meter | Net-metered residential rooftop and canopy |  | None | Bright Planet Solar | PSE&G | Accepted | 2020-07-17 | 2020-07-22 | 2021-07-22 | LONGI | LR6-60HPB-310M | Solar Panels |  | 0.31 | 17 | 184 | 42 |  | Fixed | Roof
NJSTRE1545310534 |  | Transition Incentive Program | Morganville | 7751 | 17 | 10.56 | Residential | Yes | Behind the Meter | Net-metered residential rooftop and canopy |  | None | Vivint Solar Developer, LLC | JCP&L | Accepted | 2020-07-18 | 2020-07-22 | 2021-07-22 | JINKO SOLAR | JKM320M-60HBL | Solar Panels |  | 0.32 | 6 | 250 | 21 |  | Fixed | Roof
NJSTRE1545310612 |  | Transition Incentive Program | Pennsauken | 8110 | 14 | 5.53 | Residential | Yes | Behind the Meter | Net-metered residential rooftop and canopy |  | None | Vivint Solar Developer, LLC | PSE&G | Accepted | 2020-07-17 | 2020-07-22 | 2021-07-22 | JinkoSolar | JKM325M-60HBL | Solar Panels |  | 0.325 | 8 | 148 | 27 |  | Fixed | Roof
NJSTRE1545310842 | NJSRRE1544546660 | Transition Incentive Program | Clifton | 7012 | 6 | 296.4 | Commercial | No | Behind the meter | Net-metered non-residential rooftop and canopy |  | None | EVERGREEN ENERGY | PSE&G | Accepted | 2020-02-27 | 2020-03-03 | 2021-10-30 | S-Energy | SN380M-15 | Solar Panels |  | 0.38 | 780 | 10 | 222 |  | Fixed | Roof
NJSTRE1545385046 | NJSRRE1543566273 | Transition Incentive Program | Cherry Hill | 8002 | 14 | 11.03 | Residential | Yes | Behind the Meter | Behind the Meter |  | None | Trinity Solar | PSE&G | Eligible for TI Program | 2019-12-18 | 2019-12-23 | 2021-10-30 | Solar Edge | SE10000 | Inverters | 10000 |  | 1 |  |  | 0.97 |  | Outside | side of home
NJSTRE1545385061 | NJSRRE1544171962 | Transition Incentive Program | Jackson | 8527 | 18 | 10.71 | Residential | Yes | Behind the Meter | Behind the Meter |  | None | Pro Custom Solar dba Momentum Solar | JCP&L | Eligible for TI Program | 2020-01-15 | 2020-01-20 | 2021-10-30 | ENPHASE ENERGY | IQ6-60-2-US | Inverters | 240 |  | 34 |  |  | 0.97 |  | Outdoor | ROOF
NJSTRE1545385072 | NJSRRE1544456638 | Transition Incentive Program | Princeton | 8540 | 12 | 5.2 | Residential | No | Behind the Meter | Net-metered residential rooftop and canopy |  | None | Exact Solar | PSE&G | Final As-Built Received | 2020-02-14 | 2020-02-19 | 2021-10-30 | Enphase | IQ7X | Inverters | 0.315 |  | 16 |  |  | 0.97 |  | Outdoor | under inverters
NJSTRE1545385080 | NJSRRE1544192751 | Transition Incentive Program | Franklin Township | 8873 | 5 | 5.89 | Residential | No | Behind the Meter | Behind the Meter |  | None | Sunrun Installation Services, Inc. | PSE&G | Eligible for TI Program | 2020-01-17 | 2020-01-22 | 2021-10-30 | Delta Electronics | M5-TL-US | Inverters | 4800 |  | 1 |  |  | 0.96 |  | Outdoor | Next To Meter
NJSTRE1545385090 | NJSRRE1544185744 | Transition Incentive Program | Elizabeth | 7201 | 10 | 4.23 | Residential | No | Behind the Meter | Behind the Meter |  | None | New Jersey Suntech | PSE&G | Eligible for TI Program | 2020-01-16 | 2020-01-21 | 2021-10-30 | Solaredge | SE3800 | Inverters | 3800 |  | 1 |  |  | 0.97 |  | Outdoor | Side of house next to meter
NJSTRE1545385093 | NJSRRE1544437191 | Transition Incentive Program | Howell | 7731 | 17 | 3.47 | Residential | No | Behind the Meter | Net-metered residential rooftop and canopy |  | None | Vivint Solar Developer, LLC | JCP&L | Accepted | 2020-02-12 | 2020-02-17 | 2021-10-30 | Solar Edge | SE3800H-US | Inverters | 3800 |  | 1 |  |  | 0.992 |  | Outdoor | near the utility meter
NJSTRE1545310351 |  | Transition Incentive Program | ROSELLE | 7203 | 10 | 5.85 | Residential | Yes | Behind the Meter | Net-metered residential rooftop and canopy |  | None | Vivint Solar Developer, LLC | PSE&G | Accepted | 2020-07-17 | 2020-07-22 | 2021-07-22 | JINKO SOLAR | JKM325M-60HBL | Solar Panels |  | 0.325 | 8 | 350 | 37 |  | Fixed | Roof
NJSTRE1545310416 |  | Transition Incentive Program | Howell | 7731 | 17 | 5.78 | Residential | No | Behind the Meter | Net-metered residential rooftop and canopy |  | None | Trinity Solar | JCP&L | Accepted | 2020-07-17 | 2020-07-22 | 2021-07-22 | Hanwha | Q.PEAK DUO BLK-G6 340 | Solar Panels |  | 0.34 | 14 | 194 | 18 |  | Fixed | Roof
NJSTRE1545310489 |  | Transition Incentive Program | Stratford | 8084 | 14 | 5.95 | Residential | Yes | Behind the Meter | Net-metered residential rooftop and canopy |  | None | Pro Custom Solar dba Momentum Solar | AC Electric | Accepted | 2020-07-17 | 2020-07-30 | 2021-07-30 | LG ELECTRONICS | LG 350N1C-V5 | Solar Panels |  | 0.35 | 10 | 142 | 37 |  | Fixed | Roof
NJSTRE1545310485 |  | Transition Incentive Program | Old Bridge Township | 8857 | 11 | 6.48 | Residential | No | Behind the Meter | Net-metered residential rooftop and canopy |  | None | Green Power Energy | JCP&L | Accepted | 2020-07-17 | 2020-07-22 | 2021-07-22 | LG Electronics | LG360Q1C-V5 | Solar Panels |  | 0.36 | 12 | 205 | 15 |  | Fixed | Roof
NJSTRE1545310486 |  | Transition Incentive Program | Burlington | 8016 | 13 | 10.88 | Residential | No | Behind the Meter | Net-metered residential rooftop and canopy |  | None | Sun Up Zero Down | PSE&G | Accepted | 2020-07-23 | 2020-07-24 | 2021-07-24 | trina | TSM-320DD05H.05(II) | Solar Panels |  | 0.32 | 3 | 89 | 43 |  | Fixed | Roof
NJSTRE1545310486 |  | Transition Incentive Program | Burlington | 8016 | 13 | 10.88 | Residential | No | Behind the Meter | Net-metered residential rooftop and canopy |  | None | Sun Up Zero Down | PSE&G | Accepted | 2020-07-23 | 2020-07-24 | 2021-07-24 | trina | TSM-320DD05H.05(II) | Solar Panels |  | 0.32 | 5 | 179 | 32 |  | Fixed | Roof
NJSTRE1545310534 |  | Transition Incentive Program | Morganville | 7751 | 17 | 10.56 | Residential | Yes | Behind the Meter | Net-metered residential rooftop and canopy |  | None | Vivint Solar Developer, LLC | JCP&L | Accepted | 2020-07-18 | 2020-07-22 | 2021-07-22 | JINKO SOLAR | JKM320M-60HBL | Solar Panels |  | 0.32 | 4 | 70 | 21 |  | Fixed | Roof
NJSTRE1545310553 |  | Transition Incentive Program | Voorhees | 8043 | 14 | 16.1 | Residential | No | Behind the Meter | Net-metered residential rooftop and canopy |  | None | Green Power Energy | AC Electric | Accepted | 2020-07-17 | 2020-07-22 | 2021-07-22 | LG Electronics | LG350N1C-V5 | Solar Panels |  | 0.35 | 4 | 289 | 23 |  | Fixed | Roof
NJSTRE1545310553 |  | Transition Incentive Program | Voorhees | 8043 | 14 | 16.1 | Residential | No | Behind the Meter | Net-metered residential rooftop and canopy |  | None | Green Power Energy | AC Electric | Accepted | 2020-07-17 | 2020-07-22 | 2021-07-22 | LG Electronics | LG350N1C-V5 | Solar Panels |  | 0.35 | 15 | 199 | 27 |  | Fixed | Roof
NJSTRE1545310622 |  | Transition Incentive Program | Smithville | 8205 | 19 | 15.5 | Residential | Yes | Behind the Meter | Net-metered residential rooftop and canopy |  | None | Bright Planet Solar | AC Electric | Accepted | 2020-08-06 | 2020-08-07 | 2021-10-30 | LONGI | LR6-60HPB-310M | Solar Panels |  | 0.31 | 8 | 223 | 26 |  | Fixed | Roof
NJSTRE1545310779 | NJSRRE1544546670 | Transition Incentive Program | Wayne | 7470 | 6 | 161.12 | Commercial | No | Behind the meter | Net-metered non-residential rooftop and canopy |  | None | EVERGREEN ENERGY | PSE&G | Accepted | 2020-02-27 | 2020-03-03 | 2021-10-30 | S-energy | SN380M-15 | Solar Panels |  | 0.38 | 424 | 171 | 10 |  | Fixed | Roof
NJSTRE1545310946 | NJSRRE1541841284 | Transition Incentive Program | Haskell | 7420 | 6 | 111 | Commercial | No | Behind the Meter | Net-metered non-residential rooftop and canopy |  | None | EVERGREEN ENERGY | JCP&L | Final As-Built Received | 2019-08-15 | 2019-08-23 | 2021-10-30 | Hanwha | Q.PEAK L-G4.2 | Solar Panels |  | 0.37 | 18 | 151 | 10 |  | Fixed | Roof
NJSTRE1545311111 | NJSRRE1543442829 | Transition Incentive Program | Montclair | 7043 | 9 | 6.2 | Residential | No | Behind the meter | Net-metered residential rooftop and canopy |  | None | Skyline Solar LLC | PSE&G | Final As-Built Received | 2019-11-25 | 2019-11-27 | 2021-10-30 | Axitec | AC-310M | Solar Panels |  | 0.31 | 2 | 121 | 42 |  | Fixed | Roof
NJSTRE1545385094 | NJSRRE1544511963 | Transition Incentive Program | Brick Township | 8724 | 18 | 4.41 | Residential | Yes | Behind the Meter | Net-metered residential rooftop and canopy |  | None | Trinity Solar | JCP&L | Final As-Built Received |  | 2020-02-24 | 2021-10-30 | Solar Edge | SE3800 | Inverters | 3800 |  | 1 |  |  | 0.97 |  | Outside | side of home
NJSTRE1545385097 | NJSRRE1544219970 | Transition Incentive Program | Long Branch | 7740 | 17 | 9.61 | Residential | No | Behind the Meter | Behind the Meter |  | None | Sunrun Installation Services, Inc. | JCP&L | Eligible for TI Program | 2020-01-24 | 2020-01-28 | 2021-10-30 | Enphase Energy | IQ7-60-x-US (240V) | Inverters | 240 |  | 31 |  |  | 0.96 |  | Outdoor | Rooftop
NJSTRE1545310393 |  | Transition Incentive Program | Mansfield | 8022 | 13 | 27.8 | Residential | Yes | Behind the Meter | Net-metered residential rooftop and canopy |  | None | GenRenew, LLC | PSE&G | Accepted | 2020-07-17 | 2020-07-22 | 2021-07-22 | Sunpower | SPR-E20-327-E-AC | Solar Panels |  | 0.327 | 10 | 125 | 18 |  | Fixed | Roof
NJSTRE1545310436 |  | Transition Incentive Program | Red Bank | 7701 | 17 | 8.05 | Residential | Yes | Behind the Meter | Net-metered residential rooftop and canopy |  | None | Pro Custom Solar dba Momentum Solar | JCP&L | Accepted | 2020-07-17 | 2020-07-22 | 2021-07-22 | LG ELECTRONICS | LG 350N1C-V5 | Solar Panels |  | 0.35 | 23 | 185 | 29 |  | Fixed | Roof
NJSTRE1545310498 |  | Transition Incentive Program | WESTVILLE | 8093 | 15 | 8.91 | Residential | Yes | Behind the Meter | Net-metered residential rooftop and canopy |  | None | Sunrun, Inc. | PSE&G | Accepted | 2020-07-21 | 2020-07-22 | 2021-07-22 | LG Electronics | LG330N1C-A5 | Solar Panels |  | 0.33 | 16 | 121 | 23 |  | Fixed | Roof
NJSTRE1545310507 |  | Transition Incentive Program | Dover | 7801 | 3 | 5.36 | Residential | Yes | Behind the Meter | Net-metered residential rooftop and canopy |  | None | Trinity Solar | JCP&L | Accepted | 2020-07-17 | 2020-07-22 | 2021-07-22 | Hanwha | Q.PEAK DUO BLK-G6 335 | Solar Panels |  | 0.335 | 16 | 117 | 30 |  | Fixed | Roof
NJSTRE1545310562 |  | Transition Incentive Program | turnersville | 8012 | 14 | 3.84 | Residential | No | Behind the Meter | Net-metered residential rooftop and canopy |  | None | Orbit Energy & Power, LLC | AC Electric | Accepted | 2020-07-17 | 2020-07-22 | 2021-07-22 | hanwha qcells | qpeak 320w | Solar Panels |  | 0.32 | 8 | 216 | 17 |  | Fixed | Roof
NJSTRE1545310557 |  | Transition Incentive Program | Piscataway TWP | 8854 | 11 | 18.3 | Residential | Yes | Behind the Meter | Net-metered residential rooftop and canopy |  | None | Bright Planet Solar | PSE&G | Accepted | 2020-07-17 | 2020-07-22 | 2021-07-22 | LONGI | LR6-60HPB-305M | Solar Panels |  | 0.305 | 10 | 144 | 30 |  | Fixed | Roof
NJSTRE1545310612 |  | Transition Incentive Program | Pennsauken | 8110 | 14 | 5.53 | Residential | Yes | Behind the Meter | Net-metered residential rooftop and canopy |  | None | Vivint Solar Developer, LLC | PSE&G | Accepted | 2020-07-17 | 2020-07-22 | 2021-07-22 | JinkoSolar | JKM325M-60HBL | Solar Panels |  | 0.325 | 9 | 328 | 27 |  | Fixed | Roof
NJSTRE1545310619 |  | Transition Incentive Program | Toms River | 8755 | 18 | 4.02 | Residential | Yes | Behind the Meter | Net-metered residential rooftop and canopy |  | None | Pro Custom Solar dba Momentum Solar | JCP&L | Accepted | 2020-07-17 | 2020-07-22 | 2021-10-30 | hanhwa | Q. PEAK DUO BLK-G6+335 | Solar Panels |  | 0.335 | 12 | 196 | 37 |  | Fixed | Roof
NJSTRE1545310706 | NJSRRE1544611129 | Transition Incentive Program | Florence | 8518 | 13 | 1798.92 | Commercial | No | Behind the meter | Net-metered non-residential rooftop and canopy |  | None | EVERGREEN ENERGY | PSE&G | Accepted | 2020-03-05 | 2020-03-11 | 2021-10-30 | S-Energy | SN380M-15 | Solar Panels |  | 0.38 | 4734 | 162 | 10 |  | Fixed | Roof
NJSTRE1545310946 | NJSRRE1541841284 | Transition Incentive Program | Haskell | 7420 | 6 | 111 | Commercial | No | Behind the Meter | Net-metered non-residential rooftop and canopy |  | None | EVERGREEN ENERGY | JCP&L | Final As-Built Received | 2019-08-15 | 2019-08-23 | 2021-10-30 | Hanwha | Q.PEAK L-G4.2 | Solar Panels |  | 0.37 | 40 | 151 | 10 |  | Fixed | Roof
NJSTRE1545311031 | NJSRRE1541805489 | Transition Incentive Program | TURNERSVILLE | 8012 | 14 | 25.6 | Commercial | No | Behind the meter | Net-metered non-residential rooftop and canopy |  | None | SAFARI ENERGY LLC | AC Electric | Accepted | 2019-08-08 | 2019-08-23 | 2021-10-30 | LG | LG400 | Solar Panels |  | 0.4 | 64 | 181 | 5 |  | Fixed | Roof
NJSTRE1545385057 | NJSRRE1543502316 | Transition Incentive Program | Matawan | 7747 | 17 | 13.05 | Residential | Yes | Behind the Meter | Behind the Meter |  | None | Sunrun Installation Services, Inc. | JCP&L | Eligible for TI Program | 2019-12-09 | 2019-12-12 | 2021-10-30 | Delta Electronics | M5-TL-US | Inverters | 4800 |  | 1 |  |  | 0.96 |  | Outdoor | Next To Meter
NJSTRE1545385074 | NJSRRE1544419439 | Transition Incentive Program | Cape May Courthouse | 8210 | 21 | 12.6 | Residential | No | Behind the Meter | Net-metered residential rooftop and canopy |  | None | Green Power Energy | AC Electric | As-Built Incomplete - Review |  | 2020-02-11 | 2021-10-30 | SolarEdge | SE10000H-US | Inverters | 10000 |  | 1 |  |  | 0.97 |  | Outside | Next to meter
NJSTRE1545385083 | NJSRRE1543422198 | Transition Incentive Program | Jamesburg | 8831 | 11 | 7.52 | Residential | No | Behind the Meter | Net-metered residential rooftop and canopy |  | None | Sunpower Capital LLC | JCP&L | Accepted | 2019-11-19 | 2019-11-22 | 2021-10-30 | SunPower | Type E | Inverters | 320 |  | 23 |  |  | 0.92 |  | Outside | NA
NJSTRE1545385088 | NJSRRE1543571904 | Transition Incentive Program | Paterson | 7513 | 6 | 12.6 | Residential | Yes | Behind the Meter | Behind the Meter |  | None | Trinity Solar | PSE&G | Eligible for TI Program | 2019-12-19 | 2019-12-26 | 2021-10-30 | SOLAR EDGE | SE10000H-US | Inverters | 10000 |  | 1 |  |  | 0.97 |  | Outside | SIDE OF HOME
NJSTRE1545385105 | NJSRRE1544436635 | Transition Incentive Program | Mullica Hill | 8062 | 15 | 11.03 | Residential | Yes | Behind the Meter | Net-metered residential rooftop and canopy |  | None | Trinity Solar | AC Electric | Final As-Built Received | 2020-02-12 | 2020-02-17 | 2021-10-30 | Solar Edge | SE10000H-US000BNC4 | Inverters | 10000 |  | 1 |  |  | 0.97 |  | Outside | side of home
NJSTRE1545385117 | NJSRRE1544172192 | Transition Incentive Program | Clifton | 7011 | 6 | 5.27 | Residential | Yes | Behind the Meter | Behind the Meter |  | None | Sunrun Installation Services, Inc. | PSE&G | Eligible for TI Program | 2020-01-15 | 2020-01-20 | 2021-10-30 | Delta Electronics | M5-TL-US | Inverters | 4800 |  | 1 |  |  | 0.96 |  | Outdoor | Next To Meter
NJSTRE1545385118 | NJSRRE1544419387 | Transition Incentive Program | Hackensack | 7601 | 7 | 2.21 | Residential | Yes | Behind the Meter | Behind the Meter |  | None | Trinity Solar | PSE&G | Eligible for TI Program | 2020-02-07 | 2020-02-11 | 2021-10-30 | ENPHASE | ENPHASE IQ7 MICROINVERTERS (IQ7-60-2-US ) | Inverters | 240 |  | 7 |  |  | 0.97 |  | Outside | UNDER PANELS
NJSTRE1545385132 | NJSRRE1543511265 | Transition Incentive Program | Oaklyn | 8107 | 14 | 20.88 | Residential | No | Behind the Meter | Behind the Meter |  | None | Sunrun Installation Services, Inc. | PSE&G | Eligible for TI Program | 2019-12-11 | 2019-12-16 | 2021-10-30 | SolarEdge Technologies | SE7600A-USS2RGM | Inverters | 7600 |  | 1 |  |  | 0.96 |  | Outdoor | Next To Meter
NJSTRE1545385142 | NJSRRE1544321082 | Transition Incentive Program | Monmouth Beach | 7750 | 17 | 14.18 | Residential | Yes | Behind the Meter | Net-metered residential rooftop and canopy |  | None | Trinity Solar | JCP&L | Accepted | 2020-01-29 | 2020-01-31 | 2021-10-30 | Solar Edge | SE11400 | Inverters | 11400 |  | 1 |  |  | 0.97 |  | Outside | side of home
NJSTRE1545385152 | NJSRRE1544543707 | Transition Incentive Program | jackson | 8527 | 18 | 7.71 | Residential | Yes | Behind the Meter | Net-metered residential rooftop and canopy |  | None | Vision Solar LLC | JCP&L | Accepted | 2020-02-26 | 2020-03-02 | 2021-10-30 | enphase | iq7-60-2-us | Inverters | 0.25 |  | 23 |  |  | 0.96 |  | Other | behind panels
NJSTRE1545385153 | NJSRRE1544333408 | Transition Incentive Program | Franklin | 8343 | 16 | 9.61 | Residential | Yes | Behind the Meter | Behind the Meter |  | None | Sunrun Installation Services, Inc. | AC Electric | Eligible for TI Program | 2020-01-30 | 2020-02-03 | 2021-10-30 | Delta Electronics | M4-TL-US | Inverters | 3840 |  | 2 |  |  | 0.96 |  | Outdoor | Next To Meter
NJSTRE1545385157 | NJSRRE1543974526 | Transition Incentive Program | Summit | 7901 | 10 | 10.8 | Residential | No | Behind the Meter | Net-metered residential rooftop and canopy |  | None | Green Power Energy | JCP&L | Final As-Built Received |  | 2020-01-08 | 2021-10-30 | SolarEdge | SE10000H-US | Inverters | 10000 |  | 1 |  |  | 0.97 |  | Outside | Next to meter
NJSTRE1545385102 | NJSRRE1544334757 | Transition Incentive Program | RUNNEMEDE | 8078 | 14 | 15.75 | Residential | Yes | Behind the Meter | Behind the Meter |  | None | Vivint Solar Developer, LLC | PSE&G | Eligible for TI Program | 2020-01-30 | 2020-02-04 | 2021-10-30 | Solar Edge | SE7600H-US | Inverters | 7600 |  | 1 |  |  | 0.992 |  | Outdoor | Near the utility meter
NJSTRE1545385104 | NJSRRE1544445016 | Transition Incentive Program | East Brunswick | 8816 | 11 | 5.6 | Residential | Yes | Behind the Meter | Behind the Meter |  | None | Pro Custom Solar dba Momentum Solar | PSE&G | Eligible for TI Program | 2020-02-13 | 2020-02-18 | 2021-10-30 | Enphase Energy | IQ7Plus-72-2-US | Inverters | 290 |  | 16 |  |  | 0.97 |  | Outdoor | Roof
NJSTRE1545385113 | NJSRRE1544441229 | Transition Incentive Program | Edison | 8817 | 11 | 5.58 | Residential | Yes | Behind the Meter | Behind the Meter |  | None | Sunrun Installation Services, Inc. | PSE&G | Eligible for TI Program | 2020-02-12 | 2020-02-17 | 2021-10-30 | Delta | M5-TL-US | Inverters | 5000 |  | 1 |  |  | 0.98 |  | Outdoor | rooftop
NJSTRE1545385116 | NJSRRE1544018422 | Transition Incentive Program | Florham Park | 7932 | 3 | 494.32 | Commercial | No | Behind the Meter | Net-metered non-residential rooftop and canopy |  | None | Greenwich Energy Solutions | JCP&L | Accepted | 2020-01-06 | 2020-01-17 | 2021-10-30 | SMA | CORE1 | Inverters | 62.5 |  | 5 |  |  | 0.98 |  | Outdoor | Wall Mount
NJSTRE1545385133 | NJSRRE1543438770 | Transition Incentive Program | Parsippany | 7054 | 3 | 14.85 | Residential | Yes | Behind the Meter | Behind the Meter |  | None | Sunrun Installation Services, Inc. | JCP&L | Eligible for TI Program | 2019-11-23 | 2019-11-27 | 2021-10-30 | SolarEdge Technologies | SE11400H-USRGM | Inverters | 11400 |  | 1 |  |  | 0.96 |  | Outdoor | Next To Meter
NJSTRE1545385136 | NJSRRE1543506878 | Transition Incentive Program | LINDENWOLD | 8021 | 14 | 6.93 | Residential | Yes | Behind the Meter | Net-metered residential rooftop and canopy |  | None | Vivint Solar Developer, LLC | AC Electric | Accepted | 2019-12-31 | 2020-02-11 | 2021-10-30 | Solar Edge | SE7600H-US | Inverters | 7600 |  | 1 |  |  | 0.992 |  | Outdoor | Near the utility meter
NJSTRE1545385145 | NJSRRE1543509295 | Transition Incentive Program | CAMDEN | 8105 | 14 | 9.77 | Residential | Yes | Behind the Meter | Net-metered residential rooftop and canopy |  | None | Vivint Solar Developer, LLC | PSE&G | Accepted | 2019-12-11 | 2019-12-13 | 2021-10-30 | SolarEdge | SE7600H-US | Inverters | 7600 |  | 1 |  |  | 0.992 |  | Outdoor | Near the Utility Meter
NJSTRE1545385155 | NJSRRE1544175197 | Transition Incentive Program | Paramus Boro | 7652 | 7 | 11.34 | Residential | No | Behind the Meter | Net-metered residential rooftop and canopy |  | None | Tesla Energy Operations Inc | PSE&G | Accepted | 2020-01-16 | 2020-01-22 | 2021-10-30 | Delta | SOLIVIA 3.8 NA G4 TL [240V] | Inverters | 3800 |  | 1 |  |  | 0.975 |  | Outdoor | Outdoor
NJSTRE1545385162 | NJSRRE1543826992 | Transition Incentive Program | Bloomfield | 7003 | 9 | 7.48 | Residential | No | Behind the Meter | Behind the Meter |  | None | Accord Power Inc | PSE&G | Eligible for TI Program | 2019-12-31 | 2020-01-03 | 2021-10-30 | AP System | YC600 | Inverters | 600 |  | 13 |  |  | 0.967 |  | Outdoor | roof
NJSTRE1545385173 | NJSRRE1544441135 | Transition Incentive Program | Blackwood | 8012 | 14 | 7.56 | Residential | No | Behind the Meter | Net-metered residential rooftop and canopy |  | None | Trinity Solar | AC Electric | Final As-Built Received | 2020-02-12 | 2020-02-17 | 2021-10-30 | Solar Edge | SE6000 | Inverters | 6000 |  | 1 |  |  | 0.97 |  | Outside | side of home
NJSTRE1545386709 | NJSRRE1544213693 | Transition Incentive Program | Pleasantville | 8232 | 19 | 10.5 | Residential | Yes | Behind the Meter | Behind the Meter |  | None | Pro Custom Solar dba Momentum Solar | AC Electric | Eligible for TI Program | 2020-01-22 | 2020-01-27 | 2021-10-30 | ENPHASE ENERGY | IQ7PLUS-72-2-US | Inverters | 295 |  | 30 |  |  | 0.97 |  | Outdoor | ROOF
NJSTRE1545386720 | NJSRRE1544436614 | Transition Incentive Program | Galloway | 8205 | 19 | 16.9 | Non Profit | Yes | Behind the Meter | Net-metered non-residential rooftop and canopy |  | None | CE Team Inc. | AC Electric | Final As-Built Received | 2020-02-12 | 2020-02-14 | 2021-10-30 | Solar Edge | SE 7600H | Inverters | 15200 |  | 2 |  |  | 0.992 |  | Outside | North Wall
NJSTRE1545311111 | NJSRRE1543442829 | Transition Incentive Program | Montclair | 7043 | 9 | 6.2 | Residential | No | Behind the meter | Net-metered residential rooftop and canopy |  | None | Skyline Solar LLC | PSE&G | Final As-Built Received | 2019-11-25 | 2019-11-27 | 2021-10-30 | Axitec | AC-310M | Solar Panels |  | 0.31 | 7 | 211 | 42 |  | Fixed | Roof
NJSTRE1545311146 | NJSRRE1544347590 | Transition Incentive Program | Jersey City | 7305 | 8 | 2.56 | Residential | No | Behind the meter | Net-metered residential rooftop and canopy |  | None | Skyline Solar LLC | PSE&G | Accepted | 2020-02-03 | 2020-02-05 | 2021-10-30 | LG Solar | LG320 | Solar Panels |  | 0.32 | 8 | 130 | 41 |  | Fixed | Roof
NJSTRE1545310625 |  | Transition Incentive Program | Linwood | 8221 | 19 | 12.16 | Residential | Yes | Behind the Meter | Net-metered residential rooftop and canopy |  | None | Sun Up Zero Down | AC Electric | Accepted | 2020-07-17 | 2020-07-22 | 2021-07-22 | trina | TSM-320DD05H.05(II) | Solar Panels |  | 0.32 | 13 | 125 | 26 |  | Fixed | Roof
NJSTRE1545311185 |  | Transition Incentive Program | GARWOOD | 7027 | 10 | 13.98 | Residential | Yes | Behind the Meter | Net-metered residential rooftop and canopy |  | None | Vivint Solar Developer, LLC | PSE&G | Accepted | 2020-07-18 | 2020-07-22 | 2021-07-22 | JINKO SOLAR | JKM325M-60HBL | Solar Panels |  | 0.325 | 21 | 350 | 30 |  | Fixed | Roof
NJSTRE1545317951 |  | Transition Incentive Program | WEST ORANGE | 7052 | 9 | 9.45 | Residential | No | Behind the Meter | Net-metered residential rooftop and canopy |  | None | Suntuity Solar LLC | PSE&G | Accepted | 2020-07-20 | 2020-07-22 | 2021-07-22 | Longi | LR6-60HPB-315M | Solar Panels |  | 0.315 | 7 | 88 | 21 |  | Fixed | Roof
NJSTRE1545317966 |  | Transition Incentive Program | Clifton | 7014 | 6 | 8.19 | Residential | No | Behind the Meter | Net-metered residential rooftop and canopy |  | None | Suntuity Solar LLC | PSE&G | Accepted | 2020-07-20 | 2020-07-22 | 2021-07-22 | Longi | LR6-60HPB-315M | Solar Panels |  | 0.315 | 11 | 32 | 25 |  | Fixed | Roof
NJSTRE1545317979 |  | Transition Incentive Program | MILLVILLE | 8332 | 20 | 11.97 | Residential | Yes | Behind the Meter | Net-metered residential rooftop and canopy |  | None | Suntuity Solar LLC | AC Electric | Final As-Built Received | 2020-07-20 | 2020-07-22 | 2021-10-30 | Longi | LR6-60HPB-315M | Solar Panels |  | 0.315 | 16 | 293 | 21 |  | Fixed | Roof
NJSTRE1545318060 |  | Transition Incentive Program | TENAFLY | 7670 | 7 | 12.03 | Residential | Yes | Behind the Meter | Net-metered residential rooftop and canopy |  | None | Vivint Solar Developer, LLC | PSE&G | Accepted | 2020-07-20 | 2020-07-23 | 2021-07-23 | JINKO SOLAR | JKM325M-60HBL | Solar Panels |  | 0.325 | 17 | 354 | 36 |  | Fixed | Roof
NJSTRE1545318086 |  | Transition Incentive Program | Bloomfield | 7003 | 9 | 5.78 | Residential | Yes | Behind the Meter | Net-metered residential rooftop and canopy |  | None | Trinity Solar | PSE&G | Accepted | 2020-07-20 | 2020-07-22 | 2021-07-22 | Hanwha | Q.PEAK DUO BLK-G6 340 | Solar Panels |  | 0.34 | 12 | 112 | 30 |  | Fixed | Roof
NJSTRE1545385044 | NJSRRE1543482541 | Transition Incentive Program | Bogota | 7603 | 7 | 14.49 | Residential | No | Behind the Meter | Behind the Meter |  | None | Sunrun Installation Services, Inc. | PSE&G | Eligible for TI Program | 2019-12-05 | 2019-12-10 | 2021-10-30 | Delta Electronics | M4-TL-US | Inverters | 3840 |  | 1 |  |  | 0.96 |  | Outdoor | Next To Meter
NJSTRE1545385053 | NJSRRE1543555612 | Transition Incentive Program | Manville | 8835 | 5 | 8.19 | Residential | Yes | Behind the Meter | Net-metered residential rooftop and canopy |  | None | Suntuity Solar LLC | PSE&G | Accepted | 2019-12-17 | 2019-12-20 | 2021-10-30 | Enphase Energy | IQ7-60-2-US | Inverters | 240 |  | 26 |  |  | 0.97 |  | Outdoor | Behind the PV Modules
NJSTRE1545385065 | NJSRRE1543421335 | Transition Incentive Program | Absecon | 8201 | 19 | 9.61 | Residential | No | Behind the Meter | Behind the Meter |  | None | Orbit Energy & Power, LLC | AC Electric | Eligible for TI Program | 2019-11-19 | 2019-11-21 | 2021-10-30 | ENPHASE | IQ7-60-2-US | Inverters | 0.24 |  | 31 |  |  | 0.99 |  | Outside | ROOFTOP
NJSTRE1545385076 | NJSRRE1543586342 | Transition Incentive Program | Paterson City | 7502 | 6 | 7.92 | Residential | Yes | Behind the Meter | Behind the Meter |  | None | Sunrun Installation Services, Inc. | PSE&G | Eligible for TI Program | 2019-12-20 | 2019-12-26 | 2021-10-30 | Delta Electronics | M8-TL-US | Inverters | 7680 |  | 1 |  |  | 0.96 |  | Outdoor | Next To Meter
NJSTRE1545275756 |  | Transition Incentive Program | Hamilton | 8610 | 12 | 7.32 | Residential | No | Behind the Meter | Net-metered residential rooftop and canopy |  | None | Sunrun, Inc. | PSE&G | Accepted | 2020-07-09 | 2020-07-15 | 2021-07-15 | LONGi Green Energy Technology Co Ltd | LR6- 60HPB-305M | Solar Panels |  | 0.305 | 8 | 232 | 18 |  | Fixed | Roof
NJSTRE1545275838 |  | Transition Incentive Program | LODI | 7644 | 7 | 8.68 | Residential | Yes | Behind the Meter | Net-metered residential rooftop and canopy |  | None | Sunrun, Inc. | PSE&G | Accepted | 2020-07-09 | 2020-07-15 | 2021-07-15 | LONGi Green Energy Technology Co Ltd | LR6-60HPB-310M | Solar Panels |  | 0.31 | 10 | 206 | 43 |  | Fixed | Roof
NJSTRE1545275871 |  | Transition Incentive Program | Waterford Works | 8089 | 14 | 5.12 | Residential | No | Behind the Meter | Net-metered residential rooftop and canopy |  | None | EMT Renewables | AC Electric | Final As-Built Received | 2020-07-09 | 2020-07-15 | 2021-10-30 | Trina | 320-BLK | Solar Panels |  | 0.32 | 16 | 241 | 27 |  | Fixed | Roof
NJSTRE1545275873 |  | Transition Incentive Program | TEANECK | 7666 | 7 | 4.03 | Residential | Yes | Behind the Meter | Net-metered residential rooftop and canopy |  | None | Sunrun, Inc. | PSE&G | Accepted | 2020-07-09 | 2020-07-15 | 2021-07-15 | LONGi Green Energy Technology Co Ltd | LR6-60HPB-310M | Solar Panels |  | 0.31 | 6 | 287 | 38 |  | Fixed | Pole
NJSTRE1545276776 |  | Transition Incentive Program | Cliffside Park | 7010 | 7 | 3.36 | Residential | Yes | Behind the Meter | Net-metered residential rooftop and canopy |  | None | Sunrun, Inc. | PSE&G | Accepted | 2020-07-10 | 2020-07-15 | 2021-07-15 | Enphase Energy | IQ7-60-x-US | Solar Panels |  | 0.305 | 8 | 127 | 17 |  | Fixed | Roof
NJSTRE1545278326 | NJSRRE1541643529 | Transition Incentive Program | Cherry Hill | 8003 | 14 | 15.04 | Residential | Yes | Behind the Meter | Behind the Meter |  | None | Skyline Solar, LLC | PSE&G | Eligible for TI Program | 2019-07-13 | 2019-07-22 | 2021-10-30 | Silfab | SIL-320NL | Solar Panels |  | 0.32 | 13 | 104 | 34 |  | Fixed | Roof
NJSTRE1545278331 | NJSRRE1544310894 | Transition Incentive Program | Cranbury | 8512 | 11 | 28.04 | Residential | Yes | Behind the meter | Net-metered residential rooftop and canopy |  | None | Trinity Solar | PSE&G | Accepted | 2020-01-28 | 2020-01-30 | 2021-10-30 | Hanwha 315 | Q.PEAK DUO BLK-G5 315 | Solar Panels |  | 0.315 | 20 | 10 | 34 |  | Fixed | Roof
NJSTRE1545278341 | NJSRRE1543067431 | Transition Incentive Program | Bloomfield | 7003 | 9 | 7.56 | Residential | Yes | Behind the Meter | Net-metered residential rooftop and canopy |  | None | Trinity Solar | PSE&G | Final As-Built Received | 2019-11-12 | 2019-11-14 | 2021-10-30 | HANWHA | Q.PEAK DUO BLK-G5 315 | Solar Panels |  | 0.315 | 14 | 187 | 8 |  | Fixed | Roof
NJSTRE1545278486 |  | Transition Incentive Program | Bound Brook | 8805 | 5 | 4.2 | Residential | Yes | Behind the Meter | Net-metered residential rooftop and canopy |  | None | Pro Custom Solar dba Momentum Solar | PSE&G | Accepted | 2020-07-10 | 2020-07-15 | 2021-07-15 | LG ELECTRONICS | LG 350N1C-V5 | Solar Panels |  | 0.35 | 4 | 63 | 5 |  | Fixed | Roof
NJSTRE1545278503 |  | Transition Incentive Program | Monroe | 8831 | 11 | 17.28 | Residential | No | Behind the Meter | Net-metered residential rooftop and canopy |  | JCPL | Maier Solar Engineering dba Solar Me | JCP&L | Accepted | 2020-07-10 | 2020-07-15 | 2021-07-15 | Hanwha | Q.CELL DUO BLK-G6 320W | Solar Panels |  | 0.32 | 14 | 345 | 15 |  | Fixed | Roof
NJSTRE1545278528 |  | Transition Incentive Program | Hillside | 7205 | 10 | 7.35 | Residential | Yes | Behind the Meter | Net-metered residential rooftop and canopy |  | None | Pro Custom Solar dba Momentum Solar | PSE&G | Accepted | 2020-07-10 | 2020-07-15 | 2021-07-15 | LG ELECTRONICS | LG 350N1C-V5 | Solar Panels |  | 0.35 | 4 | 359 | 27 |  | Fixed | Roof
NJSTRE1545278593 |  | Transition Incentive Program | Millville | 8332 | 20 | 11.03 | Residential | No | Behind the Meter | Net-metered residential rooftop and canopy |  | None | All Season Solar | AC Electric | Accepted | 2020-07-10 | 2020-07-15 | 2021-07-15 | Certainteed | CT315HC11-04 | Solar Panels |  | 0.315 | 2 | 202 | 23 |  | Fixed | Roof
NJSTRE1545311111 | NJSRRE1543442829 | Transition Incentive Program | Montclair | 7043 | 9 | 6.2 | Residential | No | Behind the meter | Net-metered residential rooftop and canopy |  | None | Skyline Solar LLC | PSE&G | Final As-Built Received | 2019-11-25 | 2019-11-27 | 2021-10-30 | Axitec | AC-310M | Solar Panels |  | 0.31 | 1 | 301 | 42 |  | Fixed | Roof
NJSTRE1545310625 |  | Transition Incentive Program | Linwood | 8221 | 19 | 12.16 | Residential | Yes | Behind the Meter | Net-metered residential rooftop and canopy |  | None | Sun Up Zero Down | AC Electric | Accepted | 2020-07-17 | 2020-07-22 | 2021-07-22 | trina | TSM-320DD05H.05(II) | Solar Panels |  | 0.32 | 21 | 124 | 27 |  | Fixed | Roof
NJSTRE1545311156 |  | Transition Incentive Program | MILLVILLE | 8332 | 20 | 6.83 | Residential | Yes | Behind the Meter | Net-metered residential rooftop and canopy |  | RECO | Vivint Solar Developer, LLC | AC Electric | Accepted | 2020-07-20 | 2020-07-22 | 2021-07-22 | JINKO SOLAR | JKM325M-60HBL | Solar Panels |  | 0.325 | 16 | 105 | 21 |  | Fixed | Roof
NJSTRE1545317938 |  | Transition Incentive Program | Gloucester Twp | 8012 | 14 | 7.25 | Residential | No | Behind the Meter | Net-metered residential rooftop and canopy |  | None | Suntuity Solar LLC | PSE&G | Accepted | 2020-07-20 | 2020-07-22 | 2021-07-22 | Longi | LR6-60HPB-315M | Solar Panels |  | 0.315 | 3 | 336 | 27 |  | Fixed | Roof
NJSTRE1545317951 |  | Transition Incentive Program | WEST ORANGE | 7052 | 9 | 9.45 | Residential | No | Behind the Meter | Net-metered residential rooftop and canopy |  | None | Suntuity Solar LLC | PSE&G | Accepted | 2020-07-20 | 2020-07-22 | 2021-07-22 | Longi | LR6-60HPB-315M | Solar Panels |  | 0.315 | 5 | 178 | 20 |  | Fixed | Roof
NJSTRE1545317986 |  | Transition Incentive Program | audobon | 8106 | 14 | 13.12 | Residential | No | Behind the Meter | Net-metered residential rooftop and canopy |  | None | Orbit Energy & Power, LLC | AC Electric | Final As-Built Received | 2020-07-20 | 2020-07-22 | 2021-10-30 | hanwha qcells | qpeak 320w | Solar Panels |  | 0.32 | 23 | 140 | 32 |  | Fixed | Roof
NJSTRE1545318060 |  | Transition Incentive Program | TENAFLY | 7670 | 7 | 12.03 | Residential | Yes | Behind the Meter | Net-metered residential rooftop and canopy |  | None | Vivint Solar Developer, LLC | PSE&G | Accepted | 2020-07-20 | 2020-07-23 | 2021-07-23 | JINKO SOLAR | JKM325M-60HBL | Solar Panels |  | 0.325 | 20 | 174 | 36 |  | Fixed | Roof
NJSTRE1545318092 |  | Transition Incentive Program | woodstown | 8096 | 15 | 6.4 | Residential | No | Behind the Meter | Net-metered residential rooftop and canopy |  | None | Orbit Energy & Power, LLC | AC Electric | Final As-Built Received | 2020-07-20 | 2020-07-27 | 2021-10-30 | hanwha qcells | qpeak 320w | Solar Panels |  | 0.32 | 5 | 4 | 34 |  | Fixed | Roof
NJSTRE1545385108 | NJSRRE1543422152 | Transition Incentive Program | EWING | 8638 | 12 | 5.67 | Residential | Yes | Behind the Meter | Net-metered residential rooftop and canopy |  | None | Vivint Solar Developer, LLC | PSE&G | Accepted | 2019-11-20 | 2019-11-22 | 2021-10-30 | solar edge | SE3800H-US | Inverters | 3800 |  | 1 |  |  | 0.992 |  | Outdoor | near the utility meter
NJSTRE1545385112 | NJSRRE1544428719 | Transition Incentive Program | CLIFTON | 7011 | 6 | 5.12 | Residential | Yes | Behind the Meter | Net-metered residential rooftop and canopy |  | None | Vivint Solar Developer, LLC | PSE&G | Accepted | 2020-02-10 | 2020-02-13 | 2021-10-30 | SOLAREDGE | SE3800H-US | Inverters | 3800 |  | 1 |  |  | 0.992 |  | Outdoor | near the utility meter
NJSTRE1545385120 | NJSRRE1544164866 | Transition Incentive Program | EGG HARBOR TOWNSHIP | 8234 | 19 | 3.47 | Residential | Yes | Behind the Meter | Net-metered residential rooftop and canopy |  | None | Vivint Solar Developer, LLC | AC Electric | Accepted | 2020-01-15 | 2020-01-17 | 2021-10-30 | Solar Edge | SE3800H-US | Inverters | 3800 |  | 1 |  |  | 0.992 |  | Outdoor | Near the utility meter
NJSTRE1545385126 | NJSRRE1544463616 | Transition Incentive Program | South River | 8882 | 11 | 15.17 | Residential | No | Behind the Meter | Net-metered residential rooftop and canopy |  | None | Seabright Solar | Orange Rockland Electric | Accepted |  | 2020-02-19 | 2021-10-30 | Sunpower | SPR-X22-370 | Inverters | 0.32 |  | 41 |  |  | 0.99 |  | Outside | Roof
NJSTRE1545385085 | NJSRRE1544537399 | Transition Incentive Program | Hillsborough | 8844 | 5 | 8.05 | Residential | Yes | Behind the Meter | Behind the Meter |  | None | Pro Custom Solar dba Momentum Solar | PSE&G | Eligible for TI Program | 2020-02-25 | 2020-02-27 | 2021-10-30 | Enphase Energy | IQ7PLUS-72-2-US | Inverters | 295 |  | 23 |  |  | 0.97 |  | Outdoor | roof
NJSTRE1545385098 | NJSRRE1544501451 | Transition Incentive Program | Cherry Hill | 8003 | 14 | 6.21 | Residential | No | Behind the Meter | Net-metered residential rooftop and canopy |  | None | SunPower Corporation, Systems | PSE&G | Accepted |  | 2020-02-24 | 2021-10-30 | SUNPOWER | SPR-X21-345-D-AC | Inverters | 320 |  | 18 |  |  | 0.96 |  | Other | under each panel
NJSTRE1545385103 | NJSRRE1544202412 | Transition Incentive Program | Howell | 7731 | 17 | 8.4 | Residential | Yes | Behind the Meter | Behind the Meter |  | None | Pro Custom Solar dba Momentum Solar | JCP&L | Eligible for TI Program | 2020-01-21 | 2020-01-27 | 2021-10-30 | Enphase Energy | IQ7Plus-72-2-US | Inverters | 290 |  | 24 |  |  | 0.97 |  | Outdoor | Roof
NJSTRE1545385109 | NJSRRE1543824056 | Transition Incentive Program | Paterson City | 7501 | 6 | 6.96 | Residential | Yes | Behind the Meter | Behind the Meter |  | None | Sunrun Installation Services, Inc. | PSE&G | Eligible for TI Program | 2019-12-27 | 2020-01-03 | 2021-10-30 | Enphase Energy | IQ7-60-x-US (240V) | Inverters | 240 |  | 24 |  |  | 0.96 |  | Outdoor | Rooftop
NJSTRE1545385138 | NJSRRE1544308804 | Transition Incentive Program | Bridgeton | 8302 | 20 | 6.87 | Residential | Yes | Behind the Meter | Net-metered residential rooftop and canopy |  | None | Castle Energy, LLC | AC Electric | Final As-Built Received | 2020-01-27 | 2020-01-29 | 2021-10-30 | SunPower | SPR-E20-327-E-AC | Inverters | 320 |  | 21 |  |  | 0.975 |  | Outdoor | on the rooftop under each solar panel
NJSTRE1545385156 | NJSRRE1544331645 | Transition Incentive Program | Clifton | 7011 | 6 | 15.81 | Residential | Yes | Behind the Meter | Behind the Meter |  | None | Sunrun Installation Services, Inc. | PSE&G | Eligible for TI Program | 2020-01-29 | 2020-02-11 | 2021-10-30 | Delta Electronics | M10-TL-US | Inverters | 9600 |  | 1 |  |  | 0.96 |  | Outdoor | Next To Meter
NJSTRE1545385164 | NJSRRE1544420027 | Transition Incentive Program | marlton | 8053 | 13 | 15.75 | Residential | Yes | Behind the Meter | Net-metered residential rooftop and canopy |  | None | Vision Solar LLC | AC Electric | Accepted | 2020-02-07 | 2020-02-12 | 2021-10-30 | ENPHASE | iq7-60-2-us | Inverters | 0.25 |  | 47 |  |  | 0.96 |  | Other | behind panels
NJSTRE1545385171 | NJSRRE1544334818 | Transition Incentive Program | Manchester Township | 8759 | 18 | 4.65 | Residential | Yes | Behind the Meter | Behind the Meter |  | None | Sunrun Installation Services, Inc. | JCP&L | Eligible for TI Program | 2020-01-30 | 2020-02-04 | 2021-10-30 | Delta Electronics | M4-TL-US | Inverters | 3840 |  | 1 |  |  | 0.96 |  | Outdoor | Next To Meter
NJSTRE1545310622 |  | Transition Incentive Program | Smithville | 8205 | 19 | 15.5 | Residential | Yes | Behind the Meter | Net-metered residential rooftop and canopy |  | None | Bright Planet Solar | AC Electric | Accepted | 2020-08-06 | 2020-08-07 | 2021-10-30 | LONGI | LR6-60HPB-310M | Solar Panels |  | 0.31 | 6 | 42 | 26 |  | Fixed | Roof
NJSTRE1545311056 | NJSRRE1541805468 | Transition Incentive Program | TURNERSVILLE | 8012 | 14 | 112 | Commercial | No | Behind the meter | Net-metered non-residential rooftop and canopy |  | None | SAFARI ENERGY LLC | AC Electric | Accepted | 2019-08-08 | 2019-08-23 | 2021-10-30 | LG | LG400 | Solar Panels |  | 0.4 | 280 | 181 | 5 |  | Fixed | Roof
NJSTRE1545311128 |  | Transition Incentive Program | North Brunswick Township | 8902 | 11 | 5.25 | Residential | Yes | Behind the Meter | Net-metered residential rooftop and canopy |  | None | Pro Custom Solar dba Momentum Solar | PSE&G | Accepted | 2020-07-17 | 2020-07-22 | 2021-07-22 | LG ELECTRONICS | LG 350N1C-V5 | Solar Panels |  | 0.35 | 15 | 262 | 42 |  | Fixed | Roof
NJSTRE1545310625 |  | Transition Incentive Program | Linwood | 8221 | 19 | 12.16 | Residential | Yes | Behind the Meter | Net-metered residential rooftop and canopy |  | None | Sun Up Zero Down | AC Electric | Accepted | 2020-07-17 | 2020-07-22 | 2021-07-22 | trina | TSM-320DD05H.05(II) | Solar Panels |  | 0.32 | 4 | 215 | 9 |  | Fixed | Roof
NJSTRE1545385140 | NJSRRE1543426206 | Transition Incentive Program | Woodbridge Township | 8830 | 11 | 5.28 | Residential | No | Behind the Meter | Behind the Meter |  | None | Sunrun Installation Services, Inc. | PSE&G | Eligible for TI Program | 2019-11-20 | 2019-11-25 | 2021-10-30 | Delta Electronics | M5-TL-US | Inverters | 4800 |  | 1 |  |  | 0.96 |  | Outdoor | Next To Meter
NJSTRE1545385143 | NJSRRE1544472828 | Transition Incentive Program | Atlantic Highlands | 7716 | 17 | 4.41 | Residential | No | Behind the Meter | Behind the Meter |  | None | Trinity Solar | JCP&L | Eligible for TI Program | 2020-02-19 | 2020-02-21 | 2021-10-30 | Solar Edge | SE3800H-US000BNC4 | Inverters | 3800 |  | 1 |  |  | 0.97 |  | Outdoor | side of home
NJSTRE1545385146 | NJSRRE1544545534 | Transition Incentive Program | EWING | 8628 | 12 | 9.14 | Residential | Yes | Behind the Meter | Net-metered residential rooftop and canopy |  | None | Suntuity Solar LLC | PSE&G | Accepted | 2020-02-27 | 2020-03-02 | 2021-10-30 | Enphase Energy | IQ7-60-2-US | Inverters | 240 |  | 29 |  |  | 0.97 |  | Outdoor | Behind the PV Modules
NJSTRE1545385151 | NJSRRE1543823101 | Transition Incentive Program | Cold Spring | 8204 | 21 | 16.47 | Residential | Yes | Behind the Meter | Net-metered residential rooftop and canopy |  | None | Bright Planet Solar | AC Electric | Accepted |  | 2020-01-03 | 2021-10-30 | Solar Edge | SE7600H-USRGM | Inverters | 7600 |  | 2 |  |  | 0.98 |  | Outdoor | Next to meter
NJSTRE1545385155 | NJSRRE1544175197 | Transition Incentive Program | Paramus Boro | 7652 | 7 | 11.34 | Residential | No | Behind the Meter | Net-metered residential rooftop and canopy |  | None | Tesla Energy Operations Inc | PSE&G | Accepted | 2020-01-16 | 2020-01-22 | 2021-10-30 | Delta | SOLIVIA 7.6 NA G4 TL [240V] | Inverters | 7600 |  | 1 |  |  | 0.975 |  | Outdoor | Outdoor
NJSTRE1545386707 | NJSRRE1544524041 | Transition Incentive Program | EGG HARBOR TOWNSHIP | 8234 | 19 | 13.26 | Residential | No | Behind the Meter | Net-metered residential rooftop and canopy |  | None | Trinity Solar | AC Electric | Final As-Built Received |  | 2020-02-26 | 2021-10-30 | Solar Edge | SE10000H-US000BNC4 | Inverters | 10000 |  | 1 |  |  | 0.97 |  | Indoor | garage
NJSTRE1545386723 | NJSRRE1544550189 | Transition Incentive Program | Pine Brook | 7058 | 3 | 8.99 | Residential | No | Behind the Meter | Behind the Meter |  | None | Sunrun Installation Services, Inc. | JCP&L | Eligible for TI Program | 2020-02-28 | 2020-03-03 | 2021-10-30 | Enphase Energy | IQ7-60-x-US (240V) | Inverters | 240 |  | 29 |  |  | 0.96 |  | Outdoor | Rooftop
NJSTRE1545386729 | NJSRRE1544430983 | Transition Incentive Program | Red Bank | 7701 | 17 | 4.73 | Residential | Yes | Behind the Meter | Net-metered residential rooftop and canopy |  | None | Vivint Solar Developer, LLC | JCP&L | Accepted | 2020-02-11 | 2020-02-13 | 2021-10-30 | SOLAREDGE | SE3800H-US | Inverters | 3800 |  | 1 |  |  | 0.992 |  | Outdoor | Near the Utility Meter
NJSTRE1545386733 | NJSRRE1544333428 | Transition Incentive Program | MANAHAWKIN | 8050 | 18 | 8.19 | Residential | Yes | Behind the Meter | Net-metered residential rooftop and canopy |  | None | Vivint Solar Developer, LLC | AC Electric | Accepted | 2020-01-30 | 2020-02-03 | 2021-10-30 | SolarEdge | SE7600H-US | Inverters | 7600 |  | 1 |  |  | 0.992 |  | Outdoor | Near the utility meter
NJSTRE1545386735 | NJSRRE1544441098 | Transition Incentive Program | Carteret | 7008 | 11 | 6.37 | Residential | Yes | Behind the Meter | Behind the Meter |  | None | Pro Custom Solar dba Momentum Solar | PSE&G | Eligible for TI Program | 2020-02-12 | 2020-02-17 | 2021-10-30 | Enphase Energy | IQ7-60-2-US | Inverters | 240 |  | 19 |  |  | 0.97 |  | Outdoor | Roof
NJSTRE1545386738 | NJSRRE1544184422 | Transition Incentive Program | South River | 8882 | 11 | 5.23 | Residential | Yes | Behind the Meter | Net-metered residential rooftop and canopy |  | None | SunPower Corporation, Systems | South River | Accepted |  | 2020-01-21 | 2021-10-30 | SUNPOWER | SPR-E20-327-E-AC | Inverters | 320 |  | 16 |  |  | 0.96 |  | Other | under each panel
NJSTRE1545386766 | NJSRRE1544348685 | Transition Incentive Program | Lake Hiawatha | 7034 | 3 | 16.74 | Residential | Yes | Behind the Meter | Behind the Meter |  | None | Sunrun Installation Services, Inc. | JCP&L | Eligible for TI Program | 2020-02-03 | 2020-02-06 | 2021-10-30 | Enphase Energy | IQ7-60-x-US (240V) | Inverters | 240 |  | 54 |  |  | 0.96 |  | Outdoor | Rooftop
NJSTRE1545385086 | NJSRRE1544215758 | Transition Incentive Program | Riverside | 8075 | 13 | 8.18 | Residential | No | Behind the Meter | Net-metered residential rooftop and canopy |  | None | SunPower Corporation, Systems | PSE&G | Accepted |  | 2020-01-28 | 2021-10-30 | SUNPOWER | SPR-E20-327-E-AC | Inverters | 320 |  | 25 |  |  | 0.96 |  | Other | under each panel
NJSTRE1545385087 | NJSRRE1544524610 | Transition Incentive Program | Union City | 7087 | 8 | 2.94 | Residential | No | Behind the Meter | Net-metered residential rooftop and canopy |  | None | SunPower Corporation, Systems | PSE&G | Accepted |  | 2020-02-27 | 2021-10-30 | SUNPOWER | SPR-E20-327-E-AC | Inverters | 320 |  | 9 |  |  | 0.96 |  | Other | under each panel
NJSTRE1545385107 | NJSRRE1543478505 | Transition Incentive Program | Pleasantville | 8232 | 19 | 5.76 | Residential | No | Behind the Meter | Net-metered residential rooftop and canopy |  | None | Castle Energy, LLC | AC Electric | Accepted | 2019-12-04 | 2019-12-09 | 2021-10-30 | Enphase Energy | IQ7-60-2-US | Inverters | 240 |  | 18 |  |  | 0.967 |  | Outside | on the rooftop under each solar panel
NJSTRE1545385119 | NJSRRE1543463214 | Transition Incentive Program | Irvington | 7111 | 9 | 4.41 | Residential | Yes | Behind the Meter | Behind the Meter |  | None | Pro Custom Solar dba Momentum Solar | PSE&G | Eligible for TI Program | 2019-12-02 | 2019-12-04 | 2021-10-30 | Enphase Energy | IQ6-60-2-US | Inverters | 240 |  | 14 |  |  | 0.97 |  | Outdoor | Roof
NJSTRE1545385122 | NJSRRE1543488962 | Transition Incentive Program | CLIFTON | 7013 | 6 | 19.2 | Residential | No | Behind the Meter | Net-metered residential rooftop and canopy |  | None | Solar Home NJ LLC | PSE&G | Final As-Built Received | 2019-12-06 | 2019-12-10 | 2021-10-30 | APS | YC600 | Inverters | 548 |  | 30 |  |  | 0.91 |  | Outside | ROOF
NJSTRE1545385123 | NJSRRE1544143225 | Transition Incentive Program | Woodbury | 8096 | 15 | 11.05 | Residential | No | Behind the Meter | Behind the Meter |  | None | Sunny Corp | PSE&G | Eligible for TI Program | 2020-01-08 | 2020-01-10 | 2021-10-30 | SOLAREDGE | SE7600H-US | Inverters | 7600 |  | 1 |  |  | 0.992 |  | Outside | GARAGE
NJSTRE1545385129 | NJSRRE1544115492 | Transition Incentive Program | Succasunna | 7876 | 3 | 6.4 | Residential | Yes | Behind the Meter | Behind the Meter |  | None | Sunrun Installation Services, Inc. | JCP&L | Eligible for TI Program | 2020-01-07 | 2020-01-09 | 2021-10-30 | Delta Electronics | M6-TL-US | Inverters | 5760 |  | 1 |  |  | 0.96 |  | Outdoor | Next To Meter
NJSTRE1545385131 | NJSRRE1543827351 | Transition Incentive Program | Roseland | 7068 | 9 | 9.6 | Residential | Yes | Behind the Meter | Behind the Meter |  | None | Sunrun Installation Services, Inc. | PSE&G | Eligible for TI Program | 2019-12-30 | 2020-01-03 | 2021-10-30 | Delta Electronics | M4-TL-US | Inverters | 3840 |  | 2 |  |  | 0.96 |  | Outdoor | Next To Meter
NJSTRE1545385137 | NJSRRE1544172185 | Transition Incentive Program | West Orange | 7052 | 9 | 3.96 | Residential | Yes | Behind the Meter | Behind the Meter |  | None | Sunrun Installation Services, Inc. | PSE&G | Eligible for TI Program | 2020-01-15 | 2020-01-20 | 2021-10-30 | Enphase Energy | IQ7-60-x-US (240V) | Inverters | 240 |  | 12 |  |  | 0.96 |  | Outdoor | Rooftop
NJSTRE1545385148 | NJSRRE1543433915 | Transition Incentive Program | Tansboro | 8009 | 14 | 5.22 | Residential | Yes | Behind the Meter | Behind the Meter |  | None | Sunrun Installation Services, Inc. | AC Electric | Eligible for TI Program | 2019-11-21 | 2019-11-25 | 2021-10-30 | Delta Electronics | M5-TL-US | Inverters | 4800 |  | 1 |  |  | 0.96 |  | Outdoor | Next To Meter
NJSTRE1545385167 | NJSRRE1544317282 | Transition Incentive Program | MOUNT ROYAL | 8061 | 15 | 16.38 | Residential | Yes | Behind the Meter | Net-metered residential rooftop and canopy |  | None | Vivint Solar Developer, LLC | AC Electric | Accepted | 2020-01-28 | 2020-01-31 | 2021-10-30 | SolarEdge | SE7600H-US | Inverters | 7600 |  | 1 |  |  | 0.992 |  | Outdoor | Near the utility meter
NJSTRE1545385168 | NJSRRE1544309412 | Transition Incentive Program | Sewell | 8080 | 15 | 11.55 | Residential | No | Behind the Meter | Behind the Meter |  | None | Pro Custom Solar dba Momentum Solar | AC Electric | Eligible for TI Program | 2020-01-27 | 2020-01-30 | 2021-10-30 | ENPHASE ENERGY | IQ7PLUS-72-2-US | Inverters | 295 |  | 33 |  |  | 0.97 |  | Outdoor | ROOF
NJSTRE1545383762 | NJSRRE1542461467 | Transition Incentive Program | PENNSAUKEN | 8109 | 14 | 6.3 | Residential | Yes | Behind the Meter | Net-metered residential rooftop and canopy |  | None | Vivint Solar Developer, LLC | PSE&G | Accepted | 2019-09-30 | 2019-10-02 | 2021-10-30 | Solar Edge | SE7600H-US000BNC4 | Inverters | 7600 |  | 1 |  |  | 0.992 |  | Outdoor | Near the Utility Meter
NJSTRE1545383767 | NJSRRE1542505582 | Transition Incentive Program | Albion | 8009 | 14 | 133.5 | Commercial | No | Behind the Meter | Behind the Meter |  | None | Green Power Energy | AC Electric | Eligible for TI Program | 2019-10-04 | 2019-10-08 | 2021-10-30 | Solar Edge | SE33.3KUS | Inverters | 33.3 |  | 4 |  |  | 0.97 |  | Outside | next to meter
NJSTRE1545383770 | NJSRRE1542625116 | Transition Incentive Program | East Orange | 7017 | 9 | 2.84 | Residential | Yes | Behind the Meter | Behind the Meter |  | None | Trinity Solar | PSE&G | Eligible for TI Program | 2019-10-25 | 2019-10-29 | 2021-10-30 | Solar Edge | SE3000 | Inverters | 3000 |  | 1 |  |  | 0.97 |  | Outside | side of home
NJSTRE1545383800 | NJSRRE1542430757 | Transition Incentive Program | HAMILTON TWP MER | 8629 | 12 | 6.87 | Residential | Yes | Behind the Meter | Net-metered residential rooftop and canopy |  | None | Vision Solar LLC | PSE&G | Accepted | 2019-09-24 | 2019-09-25 | 2021-10-30 | sunpower | e20-327-e-ac | Inverters | 0.32 |  | 21 |  |  | 0.96 |  | Other | behind panels
NJSTRE1545383814 | NJSRRE1542431353 | Transition Incentive Program | South Orange | 7079 | 9 | 7.94 | Residential | Yes | Behind the Meter | Behind the Meter |  | None | Pro Custom Solar dba Momentum Solar | PSE&G | Eligible for TI Program | 2019-09-24 | 2019-09-26 | 2021-10-30 | Enphase Energy | IQ7-60-2-US | Inverters | 250 |  | 23 |  |  | 0.97 |  | Outdoor | Roof
NJSTRE1545383816 | NJSRRE1542510396 | Transition Incentive Program | Whippany | 7981 | 3 | 10.73 | Residential | Yes | Behind the Meter | Behind the Meter |  | None | Sunrun Installation Services, Inc. | JCP&L | Eligible for TI Program | 2019-10-05 | 2019-10-09 | 2021-10-30 | Delta Electronics | M4-TL-US | Inverters | 3840 |  | 1 |  |  | 0.96 |  | Outdoor | Next To Meter
NJSTRE1545383832 | NJSRRE1542559533 | Transition Incentive Program | Long Valley | 7853 | 3 | 13.92 | Residential | Yes | Behind the Meter | Behind the Meter |  | None | Sunrun Installation Services, Inc. | JCP&L | Eligible for TI Program | 2019-10-18 | 2019-10-22 | 2021-10-30 | SolarEdge Technologies | SE11400H-USRGM | Inverters | 11400 |  | 1 |  |  | 0.96 |  | Outdoor | Next To Meter
NJSTRE1545383844 | NJSRRE1542443612 | Transition Incentive Program | Franklin Lakes | 7417 | 7 | 8.18 | Residential | Yes | Behind the Meter | Behind the Meter |  | None | Kamtech Solar Solutions | Orange Rockland Electric | Eligible for TI Program | 2019-09-26 | 2019-09-30 | 2021-10-30 | Enphase Energy | IQ-7x | Inverters | 0.315 |  | 25 |  |  | 0.975 |  | Outside | Underneath each module - microinverter
NJSTRE1545383861 | NJSRRE1542440544 | Transition Incentive Program | East Brunswick | 8816 | 11 | 13.46 | Residential | Yes | Behind the Meter | Behind the Meter |  | None | Pro Custom Solar dba Momentum Solar | PSE&G | Eligible for TI Program | 2019-09-25 | 2019-09-27 | 2021-10-30 | Enphase Energy | IQ7-60-2-US | Inverters | 250 |  | 39 |  |  | 0.97 |  | Outdoor | Roof
NJSTRE1545383864 | NJSRRE1542422969 | Transition Incentive Program | Camden City | 8105 | 14 | 3.48 | Residential | Yes | Behind the Meter | Behind the Meter |  | None | Sunrun Installation Services, Inc. | PSE&G | Eligible for TI Program | 2019-09-19 | 2019-09-23 | 2021-10-30 | Ningbo Ginlong Technologies | Solis-1P3K-4G-US | Inverters | 3000 |  | 1 |  |  | 0.96 |  | Outdoor | Next To Meter
NJSTRE1545383867 | NJSRRE1542561776 | Transition Incentive Program | Tuckerton | 8087 | 18 | 10.71 | Residential | Yes | Behind the Meter | Net-metered residential rooftop and canopy |  | None | Suntuity Solar LLC | AC Electric | Accepted | 2019-10-21 | 2019-10-22 | 2021-10-30 | Enphase Energy | IQ7-60-2-US | Inverters | 240 |  | 34 |  |  | 0.97 |  | Outdoor | Behind the PV Modules
NJSTRE1545383872 | NJSRRE1542445188 | Transition Incentive Program | East Orange | 7017 | 9 | 12.08 | Residential | Yes | Behind the Meter | Behind the Meter |  | None | MOMENTUM CAPITAL NJ I LLC | PSE&G | Eligible for TI Program | 2019-09-26 | 2019-09-30 | 2021-10-30 | Enphase Energy | IQ7-60-2-US | Inverters | 250 |  | 35 |  |  | 0.97 |  | Outdoor | Roof
NJSTRE1545310486 |  | Transition Incentive Program | Burlington | 8016 | 13 | 10.88 | Residential | No | Behind the Meter | Net-metered residential rooftop and canopy |  | None | Sun Up Zero Down | PSE&G | Accepted | 2020-07-23 | 2020-07-24 | 2021-07-24 | Trina | TSM-320DD05H.05(II) | Solar Panels |  | 0.32 | 6 | 87 | 42 |  | Fixed | Roof
NJSTRE1545310518 |  | Transition Incentive Program | PISCATAWAY | 8854 | 11 | 5.85 | Residential | Yes | Behind the Meter | Net-metered residential rooftop and canopy |  | None | Vivint Solar Developer, LLC | PSE&G | Accepted | 2020-07-17 | 2020-07-22 | 2021-07-22 | JINKO SOLAR | JKM325M-60HBL | Solar Panels |  | 0.325 | 8 | 143 | 21 |  | Fixed | Roof
NJSTRE1545310557 |  | Transition Incentive Program | Piscataway TWP | 8854 | 11 | 18.3 | Residential | Yes | Behind the Meter | Net-metered residential rooftop and canopy |  | None | Bright Planet Solar | PSE&G | Accepted | 2020-07-17 | 2020-07-22 | 2021-07-22 | LONGI | LR6-60HPB-305M | Solar Panels |  | 0.305 | 26 | 144 | 14 |  | Fixed | Roof
NJSTRE1545310557 |  | Transition Incentive Program | Piscataway TWP | 8854 | 11 | 18.3 | Residential | Yes | Behind the Meter | Net-metered residential rooftop and canopy |  | None | Bright Planet Solar | PSE&G | Accepted | 2020-07-17 | 2020-07-22 | 2021-07-22 | LONGI | LR6-60HPB-305M | Solar Panels |  | 0.305 | 12 | 234 | 30 |  | Fixed | Roof
NJSTRE1545310722 | NJSRRE1544561859 | Transition Incentive Program | Florence | 8518 | 13 | 998.64 | Commercial | No | Behind the meter | Net-metered non-residential rooftop and canopy |  | None | EVERGREEN ENERGY | PSE&G | Accepted | 2020-03-02 | 2020-03-05 | 2021-10-30 | S-Energy | SN380M-15 | Solar Panels |  | 0.38 | 2628 | 180 | 10 |  | Fixed | Roof
NJSTRE1545310893 | NJSRRE1544545966 | Transition Incentive Program | Piscataway | 8854 | 11 | 332.88 | Commercial | No | Behind the meter | Net-metered non-residential rooftop and canopy |  | None | EVERGREEN ENERGY | PSE&G | Accepted | 2020-02-27 | 2020-03-02 | 2021-10-30 | S-Energy | SN380M-15 | Solar Panels |  | 0.38 | 876 | 142 | 10 |  | Fixed | Roof
NJSTRE1545310946 | NJSRRE1541841284 | Transition Incentive Program | Haskell | 7420 | 6 | 111 | Commercial | No | Behind the Meter | Net-metered non-residential rooftop and canopy |  | None | EVERGREEN ENERGY | JCP&L | Final As-Built Received | 2019-08-15 | 2019-08-23 | 2021-10-30 | Hanwha | Q.PEAK L-G4.2 | Solar Panels |  | 0.37 | 8 | 151 | 10 |  | Fixed | Roof
NJSTRE1545310946 | NJSRRE1541841284 | Transition Incentive Program | Haskell | 7420 | 6 | 111 | Commercial | No | Behind the Meter | Net-metered non-residential rooftop and canopy |  | None | EVERGREEN ENERGY | JCP&L | Final As-Built Received | 2019-08-15 | 2019-08-23 | 2021-10-30 | Hanwha | Q.PEAK L-G4.2 | Solar Panels |  | 0.37 | 30 | 151 | 10 |  | Fixed | Roof
NJSTRE1545310946 | NJSRRE1541841284 | Transition Incentive Program | Haskell | 7420 | 6 | 111 | Commercial | No | Behind the Meter | Net-metered non-residential rooftop and canopy |  | None | EVERGREEN ENERGY | JCP&L | Final As-Built Received | 2019-08-15 | 2019-08-23 | 2021-10-30 | Hanwha | Q.PEAK L-G4.2 | Solar Panels |  | 0.37 | 60 | 151 | 10 |  | Fixed | Roof
NJSTRE1545311185 |  | Transition Incentive Program | GARWOOD | 7027 | 10 | 13.98 | Residential | Yes | Behind the Meter | Net-metered residential rooftop and canopy |  | None | Vivint Solar Developer, LLC | PSE&G | Accepted | 2020-07-18 | 2020-07-22 | 2021-07-22 | JINKO SOLAR | JKM325M-60HBL | Solar Panels |  | 0.325 | 7 | 80 | 30 |  | Fixed | Roof
NJSTRE1545317951 |  | Transition Incentive Program | WEST ORANGE | 7052 | 9 | 9.45 | Residential | No | Behind the Meter | Net-metered residential rooftop and canopy |  | None | Suntuity Solar LLC | PSE&G | Accepted | 2020-07-20 | 2020-07-22 | 2021-07-22 | Longi | LR6-60HPB-315M | Solar Panels |  | 0.315 | 3 | 88 | 21 |  | Fixed | Roof
NJSTRE1545317979 |  | Transition Incentive Program | MILLVILLE | 8332 | 20 | 11.97 | Residential | Yes | Behind the Meter | Net-metered residential rooftop and canopy |  | None | Suntuity Solar LLC | AC Electric | Final As-Built Received | 2020-07-20 | 2020-07-22 | 2021-10-30 | Longi | LR6-60HPB-315M | Solar Panels |  | 0.315 | 17 | 113 | 21 |  | Fixed | Roof
NJSTRE1545318064 |  | Transition Incentive Program | clayton | 8312 | 15 | 8 | Residential | No | Behind the Meter | Net-metered residential rooftop and canopy |  | None | Orbit Energy & Power, LLC | AC Electric | Accepted | 2020-07-20 | 2020-07-22 | 2021-07-22 | hanwha qcells | qpeak 320w | Solar Panels |  | 0.32 | 12 | 174 | 31 |  | Fixed | Roof
NJSTRE1545385069 | NJSRRE1543502369 | Transition Incentive Program | Union | 7088 | 10 | 13.86 | Residential | No | Behind the Meter | Behind the Meter |  | None | Sunrun Installation Services, Inc. | PSE&G | Eligible for TI Program | 2019-12-09 | 2019-12-17 | 2021-10-30 | Enphase Energy | IQ7-60-x-US (240V) | Inverters | 240 |  | 42 |  |  | 0.96 |  | Outdoor | Rooftop
NJSTRE1545385079 | NJSRRE1544414023 | Transition Incentive Program | Kearny | 7032 | 8 | 11.39 | Residential | No | Behind the Meter | Behind the Meter |  | None | Sunrun Installation Services, Inc. | PSE&G | Eligible for TI Program | 2020-02-06 | 2020-02-10 | 2021-10-30 | Delta Electronics | M10-TL-US | Inverters | 9600 |  | 1 |  |  | 0.96 |  | Outdoor | Next To Meter
NJSTRE1545385095 | NJSRRE1544512312 | Transition Incentive Program | East Orange | 7018 | 9 | 8.37 | Residential | No | Behind the Meter | Behind the Meter |  | None | Sunrun Installation Services, Inc. | PSE&G | Eligible for TI Program | 2020-02-20 | 2020-02-28 | 2021-10-30 | Enphase Energy | IQ7-60-x-US (240V) | Inverters | 240 |  | 27 |  |  | 0.96 |  | Outdoor | Rooftop
NJSTRE1545385096 | NJSRRE1543446420 | Transition Incentive Program | Bass River | 8224 | 13 | 13.53 | Residential | No | Behind the Meter | Net-metered residential rooftop and canopy |  | None | Whitman Construction, LLC | AC Electric | Accepted | 2019-11-26 | 2019-12-02 | 2021-10-30 | Enphase Energy | IQ7X-96-2-US | Inverters | 0.24 |  | 41 |  |  | 0.975 |  | Outside | roof
NJSTRE1545385106 | NJSRRE1543954203 | Transition Incentive Program | Galloway | 8205 | 19 | 3.84 | Residential | No | Behind the Meter | Behind the Meter |  | None | Sun Up Zero Down | AC Electric | Eligible for TI Program | 2020-01-06 | 2020-01-08 | 2021-10-30 | enphase | IQ7-60-2-US | Inverters | 320 |  | 12 |  |  | 0.976 |  | Outside | outside wall
NJSTRE1545385128 | NJSRRE1544331699 | Transition Incentive Program | Jackson | 8527 | 18 | 14.3 | Residential | No | Behind the Meter | Behind the Meter |  | None | NJ Solar Power, LLC | JCP&L | Eligible for TI Program | 2020-01-29 | 2020-02-03 | 2021-10-30 | solaredge | SE11400H-Us | Inverters | 11400 |  | 1 |  |  | 0.99 |  | Outdoor | garage
NJSTRE1545385132 | NJSRRE1543511265 | Transition Incentive Program | Oaklyn | 8107 | 14 | 20.88 | Residential | No | Behind the Meter | Behind the Meter |  | None | Sunrun Installation Services, Inc. | PSE&G | Eligible for TI Program | 2019-12-11 | 2019-12-16 | 2021-10-30 | SolarEdge Technologies | SE10000H-USRGM | Inverters | 10000 |  | 1 |  |  | 0.96 |  | Outdoor | Next To Meter
NJSTRE1545385166 | NJSRRE1543848088 | Transition Incentive Program | Cape May Court House | 8210 | 21 | 10.71 | Residential | Yes | Behind the Meter | Net-metered residential rooftop and canopy |  | None | Vision Solar LLC | AC Electric | Accepted | 2019-12-31 | 2020-01-06 | 2021-10-30 | enphase | iq7-60-2-us | Inverters | 0.25 |  | 34 |  |  | 0.96 |  | Other | behind panels
NJSTRE1545385170 | NJSRRE1544419686 | Transition Incentive Program | Pleasantville | 8232 | 19 | 20.65 | Residential | Yes | Behind the Meter | Net-metered residential rooftop and canopy |  | None | Castle Energy, LLC | AC Electric | Accepted |  | 2020-03-13 | 2021-10-30 | Enphase Energy | IQ7PLUS-72-2-US | Inverters | 290 |  | 59 |  |  | 0.967 |  | Outdoor | on the rooftop under each solar panel
NJSTRE1545385175 | NJSRRE1543565148 | Transition Incentive Program | Willingboro Twp | 8046 | 13 | 14.06 | Residential | No | Behind the Meter | Net-metered residential rooftop and canopy |  | None | SunnyMac LLC | PSE&G | Accepted |  | 2019-12-23 | 2021-10-30 | Enphase | IQ7XS-96-ACM-US | Inverters | 0.315 |  | 43 |  |  | 0.99 |  | Outdoor | roof
NJSTRE1545386726 | NJSRRE1544514344 | Transition Incentive Program | Montville | 7045 | 3 | 15.4 | Residential | No | Behind the Meter | Behind the Meter |  | None | Green Power Energy | New Construction | Eligible for TI Program | 2020-02-21 | 2020-02-25 | 2021-10-30 | SolarEdge | SE7600H-US | Inverters | 7600 |  | 2 |  |  | 0.97 |  | Outside | Next to meter
NJSTRE1545386730 | NJSRRE1543533472 | Transition Incentive Program | Brigantine | 8203 | 19 | 5.89 | Residential | Yes | Behind the Meter | Behind the Meter |  | None | Ad Energy | AC Electric | Eligible for TI Program | 2019-12-12 | 2019-12-17 | 2021-10-30 | Enphase Energy | IQ7XS-96-ACM-US | Inverters | 315 |  | 18 |  |  | 0.975 |  | Outdoor | At each panel
NJSTRE1545385161 | NJSRRE1543557263 | Transition Incentive Program | MILLVILLE | 8332 | 20 | 11.97 | Residential | Yes | Behind the Meter | Net-metered residential rooftop and canopy |  | None | Vivint Solar Developer, LLC | AC Electric | Accepted | 2019-12-20 | 2019-12-20 | 2021-10-30 | Solar Edge | SE10000H-US | Inverters | 10000 |  | 1 |  |  | 0.992 |  | Outdoor | Near the utility meter
NJSTRE1545385169 | NJSRRE1544343595 | Transition Incentive Program | ATLANTIC CITY | 8401 | 19 | 3.78 | Residential | Yes | Behind the Meter | Behind the Meter |  | None | Tesla Energy Operations Inc | AC Electric | Eligible for TI Program | 2020-01-31 | 2020-02-05 | 2021-10-30 | SOLAREDGE | SE3800H-US000BSC4 | Inverters | 3800 |  | 1 |  |  | 0.99 |  | Indoor | Indoor
NJSTRE1545385174 | NJSRRE1544144729 | Transition Incentive Program | Trenton | 8609 | 12 | 5.6 | Residential | Yes | Behind the Meter | Behind the Meter |  | None | Pro Custom Solar dba Momentum Solar | PSE&G | Eligible for TI Program | 2020-01-08 | 2020-01-13 | 2021-10-30 | ENPHASE ENERGY | IQ7PLUS-72-2-US | Inverters | 295 |  | 16 |  |  | 0.97 |  | Outdoor | ROOF
NJSTRE1545386708 | NJSRRE1543438690 | Transition Incentive Program | Holmdel | 7733 | 17 | 8.82 | Residential | Yes | Behind the Meter | Behind the Meter |  | None | Pro Custom Solar dba Momentum Solar | JCP&L | Eligible for TI Program | 2019-11-23 | 2019-11-26 | 2021-10-30 | Enphase Energy | IQ6-60-2-US | Inverters | 240 |  | 28 |  |  | 0.97 |  | Outdoor | Roof
NJSTRE1545386713 | NJSRRE1544413186 | Transition Incentive Program | East Windsor | 8512 | 11 | 6.3 | Residential | Yes | Behind the Meter | Net-metered residential rooftop and canopy |  | None | Trinity Solar | JCP&L | Final As-Built Received | 2020-02-06 | 2020-02-10 | 2021-10-30 | SOLAR EDGE | SE5000 | Inverters | 5000 |  | 1 |  |  | 0.97 |  | Outside | SIDE OF HOME
NJSTRE1545386737 | NJSRRE1544431487 | Transition Incentive Program | Woodbridge | 8840 | 11 | 11.78 | Residential | Yes | Behind the Meter | Behind the Meter |  | None | Sunrun Installation Services, Inc. | PSE&G | Eligible for TI Program | 2020-02-11 | 2020-02-14 | 2021-10-30 | Delta Electronics | M10-TL-US | Inverters | 9600 |  | 1 |  |  | 0.96 |  | Outdoor | Next To Meter
NJSTRE1545386748 | NJSRRE1544469583 | Transition Incentive Program | WILLIAMSTOWN | 8094 | 15 | 10.08 | Residential | No | Behind the Meter | Net-metered residential rooftop and canopy |  | None | Vivint Solar Developer, LLC | AC Electric | Accepted | 2020-02-18 | 2020-02-21 | 2021-10-30 | SolarEdge | SE7600H-US | Inverters | 7600 |  | 1 |  |  | 0.992 |  | Outdoor | Near the utility meter
NJSTRE1545317936 |  | Transition Incentive Program | FRANKLINVILLE | 8322 | 15 | 9.14 | Residential | Yes | Behind the Meter | Net-metered residential rooftop and canopy |  | RECO | Suntuity Solar LLC | AC Electric | Accepted | 2020-07-20 | 2020-07-22 | 2021-07-22 | Longi | LR6-60HPB-315M | Solar Panels |  | 0.315 | 20 | 168 | 30 |  | Fixed | Roof
NJSTRE1545317943 |  | Transition Incentive Program | SOMERSET | 8873 | 5 | 8.51 | Residential | Yes | Behind the Meter | Net-metered residential rooftop and canopy |  | None | Suntuity Solar LLC | PSE&G | Accepted | 2020-07-20 | 2020-07-22 | 2021-07-22 | Longi | LR6-60HPB-315M | Solar Panels |  | 0.315 | 14 | 332 | 23 |  | Fixed | Roof
NJSTRE1545317986 |  | Transition Incentive Program | audobon | 8106 | 14 | 13.12 | Residential | No | Behind the Meter | Net-metered residential rooftop and canopy |  | None | Orbit Energy & Power, LLC | AC Electric | Final As-Built Received | 2020-07-20 | 2020-07-22 | 2021-10-30 | hanwha qcells | qpeak 320w | Solar Panels |  | 0.32 | 3 | 230 | 50 |  | Fixed | Pole
NJSTRE1545317986 |  | Transition Incentive Program | audobon | 8106 | 14 | 13.12 | Residential | No | Behind the Meter | Net-metered residential rooftop and canopy |  | None | Orbit Energy & Power, LLC | AC Electric | Final As-Built Received | 2020-07-20 | 2020-07-22 | 2021-10-30 | hanwha qcells | pqeka 320w | Solar Panels |  | 0.32 | 12 | 320 | 32 |  | Fixed | Roof
NJSTRE1545318086 |  | Transition Incentive Program | Bloomfield | 7003 | 9 | 5.78 | Residential | Yes | Behind the Meter | Net-metered residential rooftop and canopy |  | None | Trinity Solar | PSE&G | Accepted | 2020-07-20 | 2020-07-22 | 2021-07-22 | Hanwha | Q.PEAK DUO BLK-G6 340 | Solar Panels |  | 0.34 | 5 | 112 | 30 |  | Fixed | Roof
NJSTRE1545311175 |  | Transition Incentive Program | Franklinville | 8322 | 15 | 13.55 | Residential | No | Behind the Meter | Net-metered residential rooftop and canopy |  | None | Advanced Renewable Solutions | AC Electric | Accepted | 2020-07-17 | 2020-07-22 | 2021-07-22 | CertainTeed | CT315M11-02 | Solar Panels |  | 0.315 | 36 | 180 | 32 |  | Fixed | Roof
NJSTRE1545311185 |  | Transition Incentive Program | GARWOOD | 7027 | 10 | 13.98 | Residential | Yes | Behind the Meter | Net-metered residential rooftop and canopy |  | None | Vivint Solar Developer, LLC | PSE&G | Accepted | 2020-07-18 | 2020-07-22 | 2021-07-22 | JINKO SOLAR | JKM325M-60HBL | Solar Panels |  | 0.325 | 15 | 170 | 30 |  | Fixed | Roof
NJSTRE1545317951 |  | Transition Incentive Program | WEST ORANGE | 7052 | 9 | 9.45 | Residential | No | Behind the Meter | Net-metered residential rooftop and canopy |  | None | Suntuity Solar LLC | PSE&G | Accepted | 2020-07-20 | 2020-07-22 | 2021-07-22 | Longi | LR6-60HPB-315M | Solar Panels |  | 0.315 | 12 | 178 | 19 |  | Fixed | Roof
NJSTRE1545317951 |  | Transition Incentive Program | WEST ORANGE | 7052 | 9 | 9.45 | Residential | No | Behind the Meter | Net-metered residential rooftop and canopy |  | None | Suntuity Solar LLC | PSE&G | Accepted | 2020-07-20 | 2020-07-22 | 2021-07-22 | Longi | LR6-60HPB-315M | Solar Panels |  | 0.315 | 3 | 88 | 20 |  | Fixed | Roof
NJSTRE1545317966 |  | Transition Incentive Program | Clifton | 7014 | 6 | 8.19 | Residential | No | Behind the Meter | Net-metered residential rooftop and canopy |  | None | Suntuity Solar LLC | PSE&G | Accepted | 2020-07-20 | 2020-07-22 | 2021-07-22 | Longi | LR6-60HPB-315M | Solar Panels |  | 0.315 | 5 | 122 | 25 |  | Fixed | Roof
NJSTRE1545318038 |  | Transition Incentive Program | Kearny | 7032 | 8 | 6.12 | Residential | No | Behind the Meter | Net-metered residential rooftop and canopy |  | None | Trinity Solar | PSE&G | Accepted | 2020-07-20 | 2020-07-23 | 2021-07-23 | Hanwha 340 | Q.PEAK DUO BLK-G6 340 | Solar Panels |  | 0.34 | 6 | 208 | 18 |  | Fixed | Roof
NJSTRE1545318104 |  | Transition Incentive Program | Glassboro | 8028 | 15 | 2.72 | Residential | Yes | Behind the Meter | Net-metered residential rooftop and canopy |  | None | Trinity Solar | AC Electric | Accepted | 2020-07-20 | 2020-07-23 | 2021-07-23 | Hanwha | Q.PEAK DUO BLK-G6 340 | Solar Panels |  | 0.34 | 4 | 109 | 28 |  | Fixed | Roof
NJSTRE1545318184 |  | Transition Incentive Program | Clifton | 7013 | 6 | 5.44 | Residential | Yes | Behind the Meter | Net-metered residential rooftop and canopy |  | None | Trinity Solar | PSE&G | Accepted | 2020-07-20 | 2020-07-23 | 2021-07-23 | Hanwha | Q.PEAK DUO BLK-G6 340 | Solar Panels |  | 0.34 | 8 | 222 | 23 |  | Fixed | Roof
NJSTRE1545318175 |  | Transition Incentive Program | WILLIAMSTOWN | 8094 | 15 | 8.96 | Residential | No | Behind the Meter | Net-metered residential rooftop and canopy |  | None | Vivint Solar Developer, LLC | AC Electric | Accepted | 2020-07-20 | 2020-07-23 | 2021-07-23 | HANWHA SOLAR | Q.PEAK DUO BLK-G5 | Solar Panels |  | 0.32 | 7 | 286 | 28 |  | Fixed | Roof
NJSTRE1545318205 |  | Transition Incentive Program | Galloway | 8205 | 19 | 7.48 | Residential | Yes | Behind the Meter | Net-metered residential rooftop and canopy |  | None | Trinity Solar | AC Electric | Accepted | 2020-07-20 | 2020-07-23 | 2021-07-23 | Hanwha | Q.PEAK DUO BLK-G6 340 | Solar Panels |  | 0.34 | 6 | 132 | 31 |  | Fixed | Roof
NJSTRE1545318221 |  | Transition Incentive Program | Ho-Ho-Kus | 7423 | 7 | 10.8 | Residential | No | Behind the Meter | Net-metered residential rooftop and canopy |  | None | Green Power Energy | PSE&G | Accepted | 2020-07-20 | 2020-07-23 | 2021-07-23 | LG Electronics | LG360Q1C-V5 | Solar Panels |  | 0.36 | 13 | 270 | 25 |  | Fixed | Roof
NJSTRE1545318252 |  | Transition Incentive Program | ORANGE CITY | 7050 | 9 | 7.32 | Residential | Yes | Behind the Meter | Net-metered residential rooftop and canopy |  | None | Sunrun Installation Services, Inc. | PSE&G | Accepted | 2020-07-21 | 2020-08-19 | 2021-10-30 | LONGi Green Energy Technology Co Ltd | LR6-60HPB-305M | Solar Panels |  | 0.305 | 6 | 301 | 21 |  | Fixed | Roof
NJSTRE1545318289 |  | Transition Incentive Program | Springfield | 7081 | 10 | 10.15 | Residential | Yes | Behind the Meter | Net-metered residential rooftop and canopy |  | None | Pro Custom Solar dba Momentum Solar | JCP&L | Accepted | 2020-07-20 | 2020-07-23 | 2021-07-23 | LG ELECTRONICS | LG 350N1C-V5 | Solar Panels |  | 0.35 | 7 | 37 | 15 |  | Fixed | Roof
NJSTRE1545318092 |  | Transition Incentive Program | woodstown | 8096 | 15 | 6.4 | Residential | No | Behind the Meter | Net-metered residential rooftop and canopy |  | None | Orbit Energy & Power, LLC | AC Electric | Final As-Built Received | 2020-07-20 | 2020-07-27 | 2021-10-30 | hanwha qcells | qpeak 320w | Solar Panels |  | 0.32 | 4 | 274 | 25 |  | Fixed | Roof
NJSTRE1545318094 |  | Transition Incentive Program | Bayonne | 7002 | 8 | 3.35 | Residential | Yes | Behind the Meter | Net-metered residential rooftop and canopy |  | None | Trinity Solar | PSE&G | Accepted | 2020-07-20 | 2020-08-07 | 2021-10-30 | Hanwha 335 | Q.PEAK DUO BLK-G6 335 | Solar Panels |  | 0.335 | 10 | 213 | 45 |  | Fixed | Roof
NJSTRE1545318104 |  | Transition Incentive Program | Glassboro | 8028 | 15 | 2.72 | Residential | Yes | Behind the Meter | Net-metered residential rooftop and canopy |  | None | Trinity Solar | AC Electric | Accepted | 2020-07-20 | 2020-07-23 | 2021-07-23 | Hanwha | Q.PEAK DUO BLK-G6 340 | Solar Panels |  | 0.34 | 4 | 199 | 30 |  | Fixed | Roof
NJSTRE1545318112 |  | Transition Incentive Program | West Windsor Township | 8550 | 12 | 16.92 | Residential | No | Behind the Meter | Net-metered residential rooftop and canopy |  | None | Green Power Energy | PSE&G | Accepted | 2020-07-20 | 2020-07-23 | 2021-07-23 | LG Electronics | LG360Q1C-V5 | Solar Panels |  | 0.36 | 11 | 160 | 30 |  | Fixed | Roof
NJSTRE1545318112 |  | Transition Incentive Program | West Windsor Township | 8550 | 12 | 16.92 | Residential | No | Behind the Meter | Net-metered residential rooftop and canopy |  | None | Green Power Energy | PSE&G | Accepted | 2020-07-20 | 2020-07-23 | 2021-07-23 | LG Electronics | LG360Q1C-V5 | Solar Panels |  | 0.36 | 11 | 340 | 30 |  | Fixed | Roof
NJSTRE1545318184 |  | Transition Incentive Program | Clifton | 7013 | 6 | 5.44 | Residential | Yes | Behind the Meter | Net-metered residential rooftop and canopy |  | None | Trinity Solar | PSE&G | Accepted | 2020-07-20 | 2020-07-23 | 2021-07-23 | Hanwha | Q.PEAK DUO BLK-G6 340 | Solar Panels |  | 0.34 | 4 | 42 | 23 |  | Fixed | Roof
NJSTRE1545318184 |  | Transition Incentive Program | Clifton | 7013 | 6 | 5.44 | Residential | Yes | Behind the Meter | Net-metered residential rooftop and canopy |  | None | Trinity Solar | PSE&G | Accepted | 2020-07-20 | 2020-07-23 | 2021-07-23 | Hanwha | Q.PEAK DUO BLK-G6 340 | Solar Panels |  | 0.34 | 4 | 312 | 23 |  | Fixed | Roof
NJSTRE1545318246 |  | Transition Incentive Program | Beverly | 8010 | 13 | 10.54 | Residential | Yes | Behind the Meter | Net-metered residential rooftop and canopy |  | None | Trinity Solar | PSE&G | Final As-Built Received | 2020-07-20 | 2020-07-23 | 2021-10-30 | Hanwha | Q.PEAK DUO BLK-G6 340 | Solar Panels |  | 0.34 | 10 | 160 | 21 |  | Fixed | Roof
NJSTRE1545318252 |  | Transition Incentive Program | ORANGE CITY | 7050 | 9 | 7.32 | Residential | Yes | Behind the Meter | Net-metered residential rooftop and canopy |  | None | Sunrun Installation Services, Inc. | PSE&G | Accepted | 2020-07-21 | 2020-08-19 | 2021-10-30 | LONGi Green Energy Technology Co Ltd | LR6-60HPB-305M | Solar Panels |  | 0.305 | 18 | 31 | 21 |  | Fixed | Roof
NJSTRE1545318256 |  | Transition Incentive Program | Pleasantville | 8232 | 19 | 6.8 | Residential | Yes | Behind the Meter | Net-metered residential rooftop and canopy |  | None | Castle Energy, LLC | AC Electric | Accepted | 2020-07-20 | 2020-07-23 | 2021-07-23 | Hanwha Q-Cells | Q.Peak DUO BLK-G6 340 | Solar Panels |  | 0.34 | 8 | 116 | 28 |  | Fixed | Roof
NJSTRE1545318260 |  | Transition Incentive Program | East Rutherford Boro | 7073 | 7 | 6.43 | Residential | No | Behind the Meter | Net-metered residential rooftop and canopy |  | None | Tesla Energy Operations Inc. | PSE&G | Accepted | 2020-07-20 | 2020-07-23 | 2021-07-23 | Tesla | SR60T1 | Solar Panels |  | 0.05847 | 19 | 216 | 38 |  | Fixed | Roof
NJSTRE1545318280 |  | Transition Incentive Program | West Long Branch | 7764 | 17 | 19.53 | Residential | No | Behind the Meter | Net-metered residential rooftop and canopy |  | None | Tesla Energy Operations Inc. | JCP&L | Final As-Built Received | 2020-07-20 | 2020-07-23 | 2021-10-30 | SolarCity Corp | SC315B2 | Solar Panels |  | 0.315 | 18 | 79 | 30 |  | Fixed | Roof
NJSTRE1545318445 |  | Transition Incentive Program | Newark | 7106 | 9 | 4.9 | Residential | Yes | Behind the Meter | Net-metered residential rooftop and canopy |  | None | Pro Custom Solar dba Momentum Solar | PSE&G | Accepted | 2020-07-20 | 2020-07-23 | 2021-07-23 | LG ELECTRONICS | LG 350N1C-V5 | Solar Panels |  | 0.35 | 8 | 112 | 48 |  | Fixed | Roof
NJSTRE1545386724 | NJSRRE1544521930 | Transition Incentive Program | Sicklerville | 8081 | 14 | 7.68 | Residential | Yes | Behind the Meter | Net-metered residential rooftop and canopy |  | None | Vivint Solar Developer, LLC | AC Electric | Accepted | 2020-02-22 | 2020-02-25 | 2021-10-30 | SOLAREDGE | SE7600H-US | Inverters | 7600 |  | 1 |  |  | 0.992 |  | Outdoor | Near the Utility Meter
NJSTRE1545316530 |  | Transition Incentive Program | MORRISTOWN | 7960 | 3 | 9.92 | Residential | Yes | Behind the Meter | Net-metered residential rooftop and canopy |  | None | Vivint Solar Developer, LLC | JCP&L | Final As-Built Received | 2020-07-20 | 2020-07-22 | 2021-10-30 | JINKO SOLAR | JKM320M-60HBL | Solar Panels |  | 0.32 | 19 | 116 | 34 |  | Fixed | Roof
NJSTRE1545317938 |  | Transition Incentive Program | Gloucester Twp | 8012 | 14 | 7.25 | Residential | No | Behind the Meter | Net-metered residential rooftop and canopy |  | None | Suntuity Solar LLC | PSE&G | Accepted | 2020-07-20 | 2020-07-22 | 2021-07-22 | Longi | LR6-60HPB-315M | Solar Panels |  | 0.315 | 11 | 156 | 22 |  | Fixed | Roof
NJSTRE1545317986 |  | Transition Incentive Program | audobon | 8106 | 14 | 13.12 | Residential | No | Behind the Meter | Net-metered residential rooftop and canopy |  | None | Orbit Energy & Power, LLC | AC Electric | Final As-Built Received | 2020-07-20 | 2020-07-22 | 2021-10-30 | hanwha qcells | qpeak 320w | Solar Panels |  | 0.32 | 3 | 50 | 50 |  | Fixed | Roof
NJSTRE1545318038 |  | Transition Incentive Program | Kearny | 7032 | 8 | 6.12 | Residential | No | Behind the Meter | Net-metered residential rooftop and canopy |  | None | Trinity Solar | PSE&G | Accepted | 2020-07-20 | 2020-07-23 | 2021-07-23 | Hanwha 340 | Q.PEAK DUO BLK-G6 340 | Solar Panels |  | 0.34 | 5 | 298 | 18 |  | Fixed | Roof
NJSTRE1545318038 |  | Transition Incentive Program | Kearny | 7032 | 8 | 6.12 | Residential | No | Behind the Meter | Net-metered residential rooftop and canopy |  | None | Trinity Solar | PSE&G | Accepted | 2020-07-20 | 2020-07-23 | 2021-07-23 | Hanwha 340 | Q.PEAK DUO BLK-G6 340 | Solar Panels |  | 0.34 | 4 | 118 | 18 |  | Fixed | Roof
NJSTRE1545318064 |  | Transition Incentive Program | clayton | 8312 | 15 | 8 | Residential | No | Behind the Meter | Net-metered residential rooftop and canopy |  | None | Orbit Energy & Power, LLC | AC Electric | Accepted | 2020-07-20 | 2020-07-22 | 2021-07-22 | hanwha qcells | qpeak 320w | Solar Panels |  | 0.32 | 13 | 354 | 31 |  | Fixed | Roof
NJSTRE1545318092 |  | Transition Incentive Program | woodstown | 8096 | 15 | 6.4 | Residential | No | Behind the Meter | Net-metered residential rooftop and canopy |  | None | Orbit Energy & Power, LLC | AC Electric | Final As-Built Received | 2020-07-20 | 2020-07-27 | 2021-10-30 | hanwha qcells | qpeak 320w | Solar Panels |  | 0.32 | 6 | 4 | 11 |  | Fixed | Roof
NJSTRE1545318136 |  | Transition Incentive Program | Howell Township | 7731 | 17 | 8.16 | Residential | No | Behind the Meter | Net-metered residential rooftop and canopy |  | None | Trinity Solar | JCP&L | Final As-Built Received | 2020-07-20 | 2020-07-23 | 2021-10-30 | Hanwha | Q.PEAK DUO BLK-G6 340 | Solar Panels |  | 0.34 | 6 | 339 | 24 |  | Fixed | Roof
NJSTRE1545318221 |  | Transition Incentive Program | Ho-Ho-Kus | 7423 | 7 | 10.8 | Residential | No | Behind the Meter | Net-metered residential rooftop and canopy |  | None | Green Power Energy | PSE&G | Accepted | 2020-07-20 | 2020-07-23 | 2021-07-23 | LG Electronics | LG360Q1C-V5 | Solar Panels |  | 0.36 | 15 | 90 | 25 |  | Fixed | Roof
NJSTRE1545318256 |  | Transition Incentive Program | Pleasantville | 8232 | 19 | 6.8 | Residential | Yes | Behind the Meter | Net-metered residential rooftop and canopy |  | None | Castle Energy, LLC | AC Electric | Accepted | 2020-07-20 | 2020-07-23 | 2021-07-23 | Hanwha Q-Cells | Q.Peak DUO BLK-G6 340 | Solar Panels |  | 0.34 | 12 | 116 | 28 |  | Fixed | Roof
NJSTRE1545318260 |  | Transition Incentive Program | East Rutherford Boro | 7073 | 7 | 6.43 | Residential | No | Behind the Meter | Net-metered residential rooftop and canopy |  | None | Tesla Energy Operations Inc. | PSE&G | Accepted | 2020-07-20 | 2020-07-23 | 2021-07-23 | Tesla | SR60T1 | Solar Panels |  | 0.05847 | 29 | 36 | 9 |  | Fixed | Roof
NJSTRE1545318260 |  | Transition Incentive Program | East Rutherford Boro | 7073 | 7 | 6.43 | Residential | No | Behind the Meter | Net-metered residential rooftop and canopy |  | None | Tesla Energy Operations Inc. | PSE&G | Accepted | 2020-07-20 | 2020-07-23 | 2021-07-23 | Tesla | SR60T1 | Solar Panels |  | 0.05847 | 33 | 216 | 9 |  | Fixed | Roof
NJSTRE1545385176 | NJSRRE1544529706 | Transition Incentive Program | Flanders | 7836 | 3 | 6.12 | Residential | No | Behind the Meter | Net-metered residential rooftop and canopy |  | None | Trinity Solar | JCP&L | Accepted | 2020-02-25 | 2020-02-27 | 2021-10-30 | Solar Edge | SE5000 | Inverters | 5000 |  | 1 |  |  | 0.97 |  | Outside | side of home
NJSTRE1545386699 |  | Transition Incentive Program | Swedesboro | 8085 | 15 | 8.19 | Residential | No | Behind the Meter | Net-metered residential rooftop and canopy |  | None | Advanced Renewable Solutions | AC Electric | Accepted | 2020-08-01 | 2020-08-07 | 2021-10-30 | ENPHASE | IQ7-60-2-US | Inverters | 6240 |  | 26 |  |  | 0.976 |  | Outdoor | Micro-inverters are mounted to underside of each solar
NJSTRE1545386704 | NJSRRE1544540522 | Transition Incentive Program | Roselle Boro | 7203 | 10 | 3.84 | Residential | Yes | Behind the Meter | Behind the Meter |  | None | Skyline Solar, LLC | PSE&G | Eligible for TI Program | 2020-02-26 | 2020-02-28 | 2021-10-30 | SolarEdge | SE3800H-US | Inverters | 3800 |  | 1 |  |  | 0.99 |  | Outside | within ten feet of meter
NJSTRE1545386715 | NJSRRE1544547834 | Transition Incentive Program | Moorestown Twp | 8057 | 13 | 13.41 | Residential | Yes | Behind the Meter | Behind the Meter |  | None | SunnyMac LLC | PSE&G | Accepted | 2020-03-04 | 2020-03-05 | 2021-10-30 | Enphase | IQ7XS-96-ACM-US | Inverters | 0.315 |  | 41 |  |  | 0.99 |  | Outdoor | roof
NJSTRE1545386718 | NJSRRE1543461156 | Transition Incentive Program | Bedminster | 7921 | 5 | 34.65 | Residential | No | Behind the Meter | Net-metered residential rooftop and canopy |  | None | Suntuity Solar LLC | JCP&L | Accepted | 2019-11-30 | 2019-12-04 | 2021-10-30 | Enphase Energy | IQ7-60-2-US | Inverters | 240 |  | 110 |  |  | 0.97 |  | Outdoor | Behind the PV Modules
NJSTRE1545386727 | NJSRRE1544419663 | Transition Incentive Program | CLIFFWOOD | 7721 | 17 | 10.24 | Residential | Yes | Behind the Meter | Net-metered residential rooftop and canopy |  | None | Vivint Solar Developer, LLC | JCP&L | Accepted | 2020-02-07 | 2020-02-11 | 2021-10-30 | SOLAREDGE | SE7600H-US | Inverters | 7600 |  | 1 |  |  | 0.992 |  | Outdoor | Near the Utility Meter
NJSTRE1545386728 | NJSRRE1543919090 | Transition Incentive Program | Hawthorne | 7506 | 6 | 9.45 | Residential | Yes | Behind the Meter | Behind the Meter |  | None | Pro Custom Solar dba Momentum Solar | PSE&G | Eligible for TI Program | 2020-01-03 | 2020-01-08 | 2021-10-30 | ENPHASE ENERGY | IQ6-60-2-US | Inverters | 240 |  | 30 |  |  | 0.97 |  | Outdoor | ROOF
NJSTRE1545386739 | NJSRRE1543880430 | Transition Incentive Program | Willingboro | 8046 | 13 | 23.36 | Residential | Yes | Behind the Meter | Behind the Meter |  | None | Sunrun Installation Services, Inc. | PSE&G | Eligible for TI Program | 2020-01-02 | 2020-01-07 | 2021-10-30 | Enphase Energy | IQ7-60-x-US (240V) | Inverters | 240 |  | 73 |  |  | 0.96 |  | Outdoor | Rooftop
NJSTRE1545386765 | NJSRRE1544524636 | Transition Incentive Program | Paterson | 7503 | 6 | 3.6 | Residential | No | Behind the Meter | Net-metered residential rooftop and canopy |  | None | SunPower Corporation, Systems | PSE&G | Accepted |  | 2020-02-27 | 2021-10-30 | SUNPOWER | SPR-E20-327-E-AC | Inverters | 320 |  | 11 |  |  | 0.96 |  | Other | under each panel
NJSTRE1545386774 | NJSRRE1543443548 | Transition Incentive Program | Cedar Grove | 7009 | 9 | 6.67 | Residential | Yes | Behind the Meter | Behind the Meter |  | None | Sunrun Installation Services, Inc. | PSE&G | Eligible for TI Program | 2019-11-25 | 2019-12-02 | 2021-10-30 | Delta Electronics | M6-TL-US | Inverters | 5760 |  | 1 |  |  | 0.96 |  | Outdoor | Next To Meter
NJSTRE1545386775 | NJSRRE1544202298 | Transition Incentive Program | Newfoundland | 7435 | 6 | 12.4 | Residential | No | Behind the Meter | Behind the Meter |  | None | Sunrun Installation Services, Inc. | Orange Rockland Electric | Eligible for TI Program | 2020-01-21 | 2020-01-27 | 2021-10-30 | Delta Electronics | M10-TL-US | Inverters | 9600 |  | 1 |  |  | 0.96 |  | Outdoor | Next To Meter
NJSTRE1545386776 | NJSRRE1544157419 | Transition Incentive Program | Cranford | 7016 | 10 | 6.5 | Residential | No | Behind the Meter | Behind the Meter |  | None | Accord Power Inc | PSE&G | Eligible for TI Program | 2020-01-13 | 2020-01-15 | 2021-10-30 | AP System | YC600 | Inverters | 600 |  | 10 |  |  | 0.967 |  | Outdoor | roof
NJSTRE1545386749 | NJSRRE1544446877 | Transition Incentive Program | VINELAND | 8360 | 20 | 7.02 | Residential | No | Behind the Meter | Net-metered residential rooftop and canopy |  | None | Bright Planet Solar | Vineland Muni Electric | Accepted |  | 2020-02-18 | 2021-10-30 | SOLAR EDGE | SE5000H-USRGM | Inverters | 5000 |  | 1 |  |  | 0.98 |  | Outdoor | OUTSIDE
NJSTRE1545386761 | NJSRRE1544469041 | Transition Incentive Program | Fair Lawn | 7410 | 7 | 5.6 | Residential | Yes | Behind the Meter | Behind the Meter |  | None | Pro Custom Solar dba Momentum Solar | PSE&G | Eligible for TI Program | 2020-02-18 | 2020-02-20 | 2021-10-30 | energy enphase | IQ7PLUS-72-2-US | Inverters | 295 |  | 16 |  |  | 0.97 |  | Outdoor | roof
NJSTRE1545386767 | NJSRRE1544201486 | Transition Incentive Program | Whiting | 8759 | 18 | 3.78 | Residential | Yes | Behind the Meter | Behind the Meter |  | None | Trinity Solar | JCP&L | Eligible for TI Program | 2020-01-21 | 2020-01-24 | 2021-10-30 | Solar Edge | SE3000H-US000BNC4 | Inverters | 3000 |  | 1 |  |  | 0.97 |  | Outdoor | side of home
NJSTRE1545386780 | NJSRRE1544501459 | Transition Incentive Program | Haddonfield | 8033 | 14 | 10.85 | Residential | No | Behind the Meter | Behind the Meter |  | None | Green Power Energy | New Construction | Eligible for TI Program | 2020-02-19 | 2020-02-24 | 2021-10-30 | SolarEdge | SE7600H-US | Inverters | 7600 |  | 1 |  |  | 0.97 |  | Outside | Next to meter
NJSTRE1545386797 | NJSRRE1544546713 | Transition Incentive Program | MARLTON | 8053 | 13 | 5.44 | Residential | Yes | Behind the Meter | Net-metered residential rooftop and canopy |  | None | Vivint Solar Developer, LLC | PSE&G | Accepted | 2020-02-28 | 2020-03-03 | 2021-10-30 | SOLAREDGE | SE3800H-US | Inverters | 3800 |  | 1 |  |  | 0.992 |  | Outdoor | Near the Utility Meter
NJSTRE1545386802 | NJSRRE1544419834 | Transition Incentive Program | LUMBERTON | 8048 | 13 | 9.45 | Residential | Yes | Behind the Meter | Behind the Meter |  | None | Vivint Solar Developer, LLC | PSE&G | Eligible for TI Program | 2020-02-07 | 2020-02-12 | 2021-10-30 | SOLAREDGE | SE7600H-US | Inverters | 7600 |  | 1 |  |  | 0.992 |  | Outdoor | Near the Utility Meter
NJSTRE1545386807 | NJSRRE1544469940 | Transition Incentive Program | MERCHANTVILLE | 8109 | 14 | 8.51 | Residential | Yes | Behind the Meter | Behind the Meter |  | None | Vivint Solar Developer, LLC | PSE&G | Eligible for TI Program | 2020-02-19 | 2020-02-21 | 2021-10-30 | Solar Edge | SE7600H-US | Inverters | 7600 |  | 1 |  |  | 0.992 |  | Outdoor | Near the Utility Meter
NJSTRE1545386821 | NJSRRE1544414156 | Transition Incentive Program | BAYONNE | 7002 | 8 | 8.99 | Residential | No | Behind the Meter | Behind the Meter |  | None | Infinity Solar Systems | PSE&G | Eligible for TI Program | 2020-02-06 | 2020-02-10 | 2021-10-30 | ENPHASE | IQ7-60-X-US | Inverters | 240 |  | 29 |  |  | 0.97 |  | Outside | MICROINVERTERS
NJSTRE1545386826 | NJSRRE1543478001 | Transition Incentive Program | Fair Lawn | 7410 | 7 | 6.3 | Residential | Yes | Behind the Meter | Net-metered residential rooftop and canopy |  | None | Vivint Solar Developer, LLC | PSE&G | Accepted |  | 2019-12-06 | 2021-10-30 | Solar Edge | SE7600H-US | Inverters | 7600 |  | 1 |  |  | 0.992 |  | Outdoor | Near the utility meter
NJSTRE1545386836 | NJSRRE1543828773 | Transition Incentive Program | Kearny | 7032 | 8 | 9.6 | Residential | Yes | Behind the Meter | Behind the Meter |  | None | Skyline Solar, LLC | PSE&G | Eligible for TI Program | 2019-12-31 | 2020-01-08 | 2021-10-30 | SolarEdge | SE7600H-US | Inverters | 7600 |  | 1 |  |  | 0.99 |  | Outside | within ten feet of meter
NJSTRE1545386837 | NJSRRE1544171611 | Transition Incentive Program | PINEHURST | 8201 | 19 | 8.19 | Residential | Yes | Behind the Meter | Net-metered residential rooftop and canopy |  | None | Vivint Solar Developer, LLC | AC Electric | Accepted | 2020-01-15 | 2020-01-20 | 2021-10-30 | SOLAREDGE | SE7600H-US | Inverters | 7600 |  | 1 |  |  | 0.992 |  | Outdoor | Near the Utility Meter
NJSTRE1545386841 | NJSRRE1544524236 | Transition Incentive Program | Newfield | 8344 | 15 | 7.14 | Residential | Yes | Behind the Meter | Behind the Meter |  | None | Trinity Solar | AC Electric | Eligible for TI Program | 2020-02-24 | 2020-02-26 | 2021-10-30 | SOLAR EDGE | SE6000H-US | Inverters | 6000 |  | 1 |  |  | 0.97 |  | Outside | SIDE
NJSTRE1545386856 | NJSRRE1543509815 | Transition Incentive Program | Ogdensburg | 7439 | 1 | 6.67 | Residential | Yes | Behind the Meter | Behind the Meter |  | None | Sunrun Installation Services, Inc. | JCP&L | Eligible for TI Program | 2019-12-11 | 2019-12-16 | 2021-10-30 | Delta Electronics | M6-TL-US | Inverters | 5760 |  | 1 |  |  | 0.96 |  | Outdoor | Next To Meter
NJSTRE1545318109 |  | Transition Incentive Program | RINGWOOD | 7456 | 6 | 6.5 | Residential | Yes | Behind the Meter | Net-metered residential rooftop and canopy |  | None | Vivint Solar Developer, LLC | Orange Rockland Electric | Accepted | 2020-07-20 | 2020-07-23 | 2021-07-23 | JINKO SOLAR | JKM325M-60HBL | Solar Panels |  | 0.325 | 20 | 180 | 30 |  | Fixed | Roof
NJSTRE1545318112 |  | Transition Incentive Program | West Windsor Township | 8550 | 12 | 16.92 | Residential | No | Behind the Meter | Net-metered residential rooftop and canopy |  | None | Green Power Energy | PSE&G | Accepted | 2020-07-20 | 2020-07-23 | 2021-07-23 | LG Electronics | LG360Q1C-V5 | Solar Panels |  | 0.36 | 6 | 160 | 30 |  | Fixed | Roof
NJSTRE1545318161 |  | Transition Incentive Program | Vineland | 8361 | 20 | 9.52 | Residential | No | Behind the Meter | Net-metered residential rooftop and canopy |  | None | Trinity Solar | Vineland Muni Electric | Accepted | 2020-07-20 | 2020-07-23 | 2021-07-23 | Hanwha | Q.PEAK DUO BLK-G6 340 | Solar Panels |  | 0.34 | 20 | 183 | 27 |  | Fixed | Roof
NJSTRE1545318161 |  | Transition Incentive Program | Vineland | 8361 | 20 | 9.52 | Residential | No | Behind the Meter | Net-metered residential rooftop and canopy |  | None | Trinity Solar | Vineland Muni Electric | Accepted | 2020-07-20 | 2020-07-23 | 2021-07-23 | Hanwha | Q.PEAK DUO BLK-G6 340 | Solar Panels |  | 0.34 | 8 | 183 | 27 |  | Fixed | Roof
NJSTRE1545318204 |  | Transition Incentive Program | PISCATAWAY TWP | 8854 | 11 | 5.19 | Residential | Yes | Behind the Meter | Net-metered residential rooftop and canopy |  | None | Sunrun, Inc. | PSE&G | Accepted | 2020-07-21 | 2020-07-23 | 2021-07-23 | LONGi Green Energy Technology Co Ltd | LR6-60HPB-305M | Solar Panels |  | 0.305 | 11 | 208 | 18 |  | Fixed | Roof
NJSTRE1545318221 |  | Transition Incentive Program | Ho-Ho-Kus | 7423 | 7 | 10.8 | Residential | No | Behind the Meter | Net-metered residential rooftop and canopy |  | None | Green Power Energy | PSE&G | Accepted | 2020-07-20 | 2020-07-23 | 2021-07-23 | LG Electronics | LG360Q1C-V5 | Solar Panels |  | 0.36 | 1 | 180 | 25 |  | Fixed | Roof
NJSTRE1545318260 |  | Transition Incentive Program | East Rutherford Boro | 7073 | 7 | 6.43 | Residential | No | Behind the Meter | Net-metered residential rooftop and canopy |  | None | Tesla Energy Operations Inc. | PSE&G | Accepted | 2020-07-20 | 2020-07-23 | 2021-07-23 | Tesla | SR60T1 | Solar Panels |  | 0.05847 | 29 | 36 | 38 |  | Fixed | Roof
NJSTRE1545318280 |  | Transition Incentive Program | West Long Branch | 7764 | 17 | 19.53 | Residential | No | Behind the Meter | Net-metered residential rooftop and canopy |  | None | Tesla Energy Operations Inc. | JCP&L | Final As-Built Received | 2020-07-20 | 2020-07-23 | 2021-10-30 | SolarCity Corp | SC315B2 | Solar Panels |  | 0.315 | 10 | 259 | 30 |  | Fixed | Roof
NJSTRE1545318303 |  | Transition Incentive Program | Cherry Hill | 8003 | 14 | 6.3 | Residential | No | Behind the Meter | Net-metered residential rooftop and canopy |  | None | Pro Custom Solar dba Momentum Solar | PSE&G | Accepted | 2020-07-20 | 2020-07-24 | 2021-07-24 | LG ELECTRONICS | LG 350N1C-V5 | Solar Panels |  | 0.35 | 18 | 87 | 23 |  | Fixed | Roof
NJSTRE1545318407 |  | Transition Incentive Program | Mount Holly | 8060 | 13 | 4.9 | Residential | Yes | Behind the Meter | Net-metered residential rooftop and canopy |  | None | Pro Custom Solar dba Momentum Solar | PSE&G | Accepted | 2020-07-20 | 2020-07-23 | 2021-07-23 | LG ELECTRONICS | LG 350N1C-V5 | Solar Panels |  | 0.35 | 12 | 101 | 27 |  | Fixed | Roof
NJSTRE1545318407 |  | Transition Incentive Program | Mount Holly | 8060 | 13 | 4.9 | Residential | Yes | Behind the Meter | Net-metered residential rooftop and canopy |  | None | Pro Custom Solar dba Momentum Solar | PSE&G | Accepted | 2020-07-20 | 2020-07-23 | 2021-07-23 | LG ELECTRONICS | LG 350N1C-V5 | Solar Panels |  | 0.35 | 2 | 100 | 18 |  | Fixed | Roof
NJSTRE1545318461 | NJSRRE1544864772 | Transition Incentive Program | Bayonne | 7002 | 8 | 332.83 | Commercial | Yes | Behind the meter | Net-metered non-residential rooftop and canopy |  | None | Green Hybrid Energy Solutions | PSE&G | Accepted | 2020-04-19 | 2020-04-24 | 2021-10-30 | Hanwha | Q.Peak Duo L-G8.2 | Solar Panels |  | 0.415 | 166 | 204 | 23 |  | Fixed | Roof
NJSTRE1545318461 | NJSRRE1544864772 | Transition Incentive Program | Bayonne | 7002 | 8 | 332.83 | Commercial | Yes | Behind the meter | Net-metered non-residential rooftop and canopy |  | None | Green Hybrid Energy Solutions | PSE&G | Accepted | 2020-04-19 | 2020-04-24 | 2021-10-30 | Hanwha | Q Peak Duo L-G8.2 | Solar Panels |  | 0.415 | 32 | 159 | 23 |  | Fixed | Roof
NJSTRE1545318460 | NJSRRE1544864758 | Transition Incentive Program | Bayonne | 7002 | 8 | 194.22 | Commercial | Yes | Behind the meter | Net-metered non-residential rooftop and canopy |  | None | Green Hybrid Energy Solutions | PSE&G | Accepted | 2020-04-20 | 2020-04-24 | 2021-10-30 | Hanwha | Q.Peak Duo L-G8.2 | Solar Panels |  | 0.415 | 175 | 114 | 23 |  | Fixed | Roof
NJSTRE1545318460 | NJSRRE1544864758 | Transition Incentive Program | Bayonne | 7002 | 8 | 194.22 | Commercial | Yes | Behind the meter | Net-metered non-residential rooftop and canopy |  | None | Green Hybrid Energy Solutions | PSE&G | Accepted | 2020-04-20 | 2020-04-24 | 2021-10-30 | Hanwha | Q.Peak Duo L-G8.2 | Solar Panels |  | 0.415 | 149 | 294 | 23 |  | Fixed | Roof
NJSTRE1545318450 |  | Transition Incentive Program | FAIR LAWN BORO | 7410 | 7 | 7.26 | Residential | Yes | Behind the Meter | Net-metered residential rooftop and canopy |  | None | Sunrun Installation Services, Inc. | PSE&G | Accepted | 2020-07-21 | 2020-08-10 | 2021-10-30 | LG Electronics | LG330N1C-A5 | Solar Panels |  | 0.33 | 5 | 14 | 26 |  | Fixed | Roof
NJSTRE1545318486 |  | Transition Incentive Program | Elmer | 8318 | 16 | 17.28 | Residential | No | Behind the Meter | Net-metered residential rooftop and canopy |  | None | EMT Renewables | AC Electric | Accepted | 2020-07-20 | 2020-07-23 | 2021-07-23 | Trina | 320-BLK | Solar Panels |  | 0.32 | 54 | 109 | 18 |  | Fixed | Roof
NJSTRE1545385139 | NJSRRE1544201369 | Transition Incentive Program | Mount Laurel Twp | 8054 | 13 | 12.98 | Residential | Yes | Behind the Meter | Net-metered residential rooftop and canopy |  | None | Bright Planet Solar | PSE&G | Accepted |  | 2020-01-24 | 2021-10-30 | SOLAR EDGE | SE10000H-USRGM | Inverters | 10000 |  | 1 |  |  | 0.98 |  | Outdoor | OUTSIDE
NJSTRE1545385144 | NJSRRE1544441238 | Transition Incentive Program | hammonton | 8037 | 19 | 15.08 | Residential | Yes | Behind the Meter | Net-metered residential rooftop and canopy |  | None | Vision Solar LLC | AC Electric | Accepted | 2020-02-12 | 2020-02-17 | 2021-10-30 | enphase | iq7-60-2-us | Inverters | 0.25 |  | 45 |  |  | 0.96 |  | Other | behind panels
NJSTRE1545385156 | NJSRRE1544331645 | Transition Incentive Program | Clifton | 7011 | 6 | 15.81 | Residential | Yes | Behind the Meter | Behind the Meter |  | None | Sunrun Installation Services, Inc. | PSE&G | Eligible for TI Program | 2020-01-29 | 2020-02-11 | 2021-10-30 | Delta Electronics | M5-TL-US | Inverters | 4800 |  | 1 |  |  | 0.96 |  | Outdoor | Next To Meter
NJSTRE1545385159 | NJSRRE1543651642 | Transition Incentive Program | New Brunswick | 8901 | 11 | 8.28 | Residential | No | Behind the Meter | Behind the Meter |  | None | Pro Custom Solar dba Momentum Solar | PSE&G | Eligible for TI Program | 2019-12-23 | 2019-12-30 | 2021-10-30 | Enphase Energy | IQ7Plus-72-2-US | Inverters | 290 |  | 24 |  |  | 0.97 |  | Outdoor | Roof
NJSTRE1545385163 | NJSRRE1544166299 | Transition Incentive Program | Sicklerville | 8081 | 14 | 3.15 | Residential | Yes | Behind the Meter | Behind the Meter |  | None | Trinity Solar | AC Electric | Eligible for TI Program | 2020-01-15 | 2020-01-20 | 2021-10-30 | Solar Edge | SE3000 | Inverters | 3000 |  | 1 |  |  | 0.97 |  | Outside | side of home
NJSTRE1545385167 | NJSRRE1544317282 | Transition Incentive Program | MOUNT ROYAL | 8061 | 15 | 16.38 | Residential | Yes | Behind the Meter | Net-metered residential rooftop and canopy |  | None | Vivint Solar Developer, LLC | AC Electric | Accepted | 2020-01-28 | 2020-01-31 | 2021-10-30 | SOLAR EDGE | SE3800H-US | Inverters | 3800 |  | 1 |  |  | 0.992 |  | Outdoor | Near the Utility Meter
NJSTRE1545385172 | NJSRRE1544150937 | Transition Incentive Program | GLEN RIDGE | 7028 | 9 | 9.8 | Residential | No | Behind the Meter | Behind the Meter |  | None | Infinity Solar Systems | PSE&G | Eligible for TI Program | 2020-01-09 | 2020-01-14 | 2021-10-30 | ENPHASE | IQ7-60-X-US | Inverters | 240 |  | 28 |  |  | 0.97 |  | Outside | MICROINVERTERS
NJSTRE1545386705 | NJSRRE1544161160 | Transition Incentive Program | Williamstown | 8094 | 15 | 6.3 | Residential | Yes | Behind the Meter | Net-metered residential rooftop and canopy |  | None | Trinity Solar | AC Electric | Final As-Built Received |  | 2020-01-16 | 2021-10-30 | Solar Edge | SE5000 | Inverters | 5000 |  | 1 |  |  | 0.97 |  | Outside | side of home
NJSTRE1545386711 | NJSRRE1543874764 | Transition Incentive Program | Pittman | 8071 | 15 | 7.04 | Residential | Yes | Behind the Meter | Behind the Meter |  | None | Skyline Solar, LLC | AC Electric | Eligible for TI Program | 2020-01-02 | 2020-01-06 | 2021-10-30 | SolarEdge | SE5000H-US | Inverters | 5000 |  | 1 |  |  | 0.99 |  | Outside | within ten feet of meter
NJSTRE1545383877 | NJSRRE1542445447 | Transition Incentive Program | TOTOWA | 7512 | 6 | 5.36 | Residential | Yes | Behind the Meter | Net-metered residential rooftop and canopy |  | None | Vivint Solar Developer, LLC | PSE&G | Accepted | 2019-09-26 | 2019-09-30 | 2021-10-30 | Solar Edge | SE3800H-US000BNC4 | Inverters | 3800 |  | 1 |  |  | 0.992 |  | Outdoor | near the utility meter
NJSTRE1545383882 | NJSRRE1542581617 | Transition Incentive Program | Carteret | 7008 | 11 | 4.83 | Residential | Yes | Behind the Meter | Behind the Meter |  | None | Pro Custom Solar dba Momentum Solar | PSE&G | Eligible for TI Program | 2019-10-24 | 2019-10-28 | 2021-10-30 | Enphase Energy | IQ7PLUS-72-2-US | Inverters | 295 |  | 14 |  |  | 0.97 |  | Outdoor | Roof
NJSTRE1545383890 | NJSRRE1542543921 | Transition Incentive Program | EGG HARBOR TWP | 8234 | 19 | 2.52 | Residential | Yes | Behind the Meter | Net-metered residential rooftop and canopy |  | None | Vivint Solar Developer, LLC | AC Electric | Accepted | 2019-10-15 | 2019-10-17 | 2021-10-30 | solar edge | SE3800H-US | Inverters | 3800 |  | 1 |  |  | 0.992 |  | Outdoor | near utility meter
NJSTRE1545383897 | NJSRRE1543066057 | Transition Incentive Program | PENNSAUKEN | 8110 | 14 | 9.45 | Residential | Yes | Behind the Meter | Net-metered residential rooftop and canopy |  | None | Vivint Solar Developer, LLC | PSE&G | Accepted | 2019-11-12 | 2019-11-14 | 2021-10-30 | Solar Edge | SE7600H-US000BNC4 | Inverters | 7600 |  | 1 |  |  | 0.992 |  | Outdoor | Near the utility meter
NJSTRE1545383901 | NJSRRE1542875780 | Transition Incentive Program | mahwah | 7430 | 7 | 17.66 | Residential | Yes | Behind the Meter | Net-metered residential rooftop and canopy |  | None | SunPower Capital LLC | Orange Rockland Electric | Accepted | 2019-11-01 | 2019-11-05 | 2021-10-30 | sunpower | e20-327-e-ac | Inverters | 0.32 |  | 54 |  |  | 0.96 |  | Other | behind panels
NJSTRE1545383904 | NJSRRE1542967060 | Transition Incentive Program | Piscataway | 8854 | 11 | 7.88 | Residential | Yes | Behind the Meter | Behind the Meter |  | None | Pro Custom Solar dba Momentum Solar | PSE&G | Eligible for TI Program | 2019-11-05 | 2019-11-07 | 2021-10-30 | Enphase Energy | IQ6-60-2-US | Inverters | 240 |  | 25 |  |  | 0.97 |  | Outdoor | Roof
NJSTRE1545278655 |  | Transition Incentive Program | Willingboro | 8046 | 13 | 8.78 | Residential | Yes | Behind the Meter | Net-metered residential rooftop and canopy |  | None | SunnyMac LLC | PSE&G | Accepted | 2020-07-10 | 2020-07-16 | 2021-07-16 | REC | REC 325 N-PEAK Blk | Solar Panels |  | 0.325 | 8 | 202 | 26 |  | Fixed | Roof
NJSTRE1545278674 |  | Transition Incentive Program | Bridgewater | 8807 | 5 | 5.7 | Residential | Yes | Behind the Meter | Net-metered residential rooftop and canopy |  | None | Trinity Solar | PSE&G | Final As-Built Received | 2020-07-10 | 2020-07-15 | 2021-10-30 | Hanwha | Q.PEAK DUO BLK-G6 335 | Solar Panels |  | 0.335 | 17 | 107 | 30 |  | Fixed | Roof
NJSTRE1545278700 |  | Transition Incentive Program | Sewell | 8080 | 15 | 4.76 | Residential | No | Behind the Meter | Net-metered residential rooftop and canopy |  | None | Trinity Solar | AC Electric | Accepted | 2020-07-10 | 2020-07-15 | 2021-07-15 | Hanwha | Q.PEAK DUO BLK-G6 340 | Solar Panels |  | 0.34 | 14 | 182 | 34 |  | Fixed | Roof
NJSTRE1545278711 |  | Transition Incentive Program | Randolph | 7869 | 3 | 13.26 | Residential | No | Behind the Meter | Net-metered residential rooftop and canopy |  | PSEG | Maier Solar Engineering dba Solar Me | PSE&G | Accepted | 2020-07-10 | 2020-07-15 | 2021-07-15 | Hanwha | Q.CELL DUO BLK-G6 340W | Solar Panels |  | 0.34 | 28 | 175 | 20 |  | Fixed | Roof
NJSTRE1545278714 |  | Transition Incentive Program | LINDEN | 7036 | 10 | 2.88 | Residential | No | Behind the Meter | Net-metered residential rooftop and canopy |  | None | Vivint Solar Developer, LLC | PSE&G | Accepted | 2020-07-10 | 2020-07-15 | 2021-07-15 | Hanwha Solar | Q.PEAK DUO BLK-G5 320w | Solar Panels |  | 0.32 | 3 | 127 | 34 |  | Fixed | Roof
NJSTRE1545278748 |  | Transition Incentive Program | Hackettstown | 7840 | 2 | 10.39 | Residential | Yes | Behind the Meter | Net-metered residential rooftop and canopy |  | None | Pro Custom Solar dba Momentum Solar | JCP&L | Final As-Built Received | 2020-07-10 | 2020-07-15 | 2021-10-30 | HANWHA | Q.PEAK DUO BLK G6+ 335 | Solar Panels |  | 0.335 | 16 | 315 | 21 |  | Fixed | Roof
NJSTRE1545386865 | NJSRRE1544309142 | Transition Incentive Program | Sicklerville | 8081 | 14 | 10.71 | Residential | Yes | Behind the Meter | Behind the Meter |  | None | Orbit Energy & Power, LLC | AC Electric | Eligible for TI Program | 2020-01-27 | 2020-01-30 | 2021-10-30 | Enphase | IQ7-60-2-US | Inverters | 0.24 |  | 34 |  |  | 0.99 |  | Outside | Roof
NJSTRE1545386869 | NJSRRE1543657047 | Transition Incentive Program | Woodbury | 8096 | 15 | 7.25 | Residential | Yes | Behind the Meter | Behind the Meter |  | None | Pro Custom Solar dba Momentum Solar | PSE&G | Eligible for TI Program | 2019-12-23 | 2019-12-27 | 2021-10-30 | Enphase Energy | IQ6-60-2-US | Inverters | 240 |  | 23 |  |  | 0.97 |  | Outdoor | Roof
NJSTRE1545386875 | NJSRRE1543433656 | Transition Incentive Program | voorhees | 8043 | 14 | 8.7 | Residential | No | Behind the Meter | Behind the Meter |  | None | raynor electric | AC Electric | Eligible for TI Program | 2019-11-21 | 2019-11-25 | 2021-10-30 | SMA | sunnyboy5000US | Inverters | 5000 |  | 2 |  |  | 0.97 |  | Outdoor | next to utlity meter
NJSTRE1545386879 | NJSRRE1543565086 | Transition Incentive Program | Prospect Park | 7508 | 6 | 6.21 | Residential | Yes | Behind the Meter | Net-metered residential rooftop and canopy |  | None | SunPower Corporation, Systems | PSE&G | Accepted |  | 2019-12-20 | 2021-10-30 | SUNPOWER | SPR-E20-327-E-AC | Inverters | 320 |  | 19 |  |  | 0.96 |  | Other | under each panel
NJSTRE1545386885 | NJSRRE1544473164 | Transition Incentive Program | Scotch Plains Twp | 7076 | 10 | 15.12 | Residential | Yes | Behind the Meter | Net-metered residential rooftop and canopy |  | None | Tesla Energy Operations Inc. | PSE&G | Accepted | 2020-02-19 | 2020-02-24 | 2021-10-30 | SolarEdge Technologies Ltd | SE7600H-US [240V] | Inverters | 7600 |  | 2 |  |  | 0.99 |  | Outside | outside
NJSTRE1545317943 |  | Transition Incentive Program | SOMERSET | 8873 | 5 | 8.51 | Residential | Yes | Behind the Meter | Net-metered residential rooftop and canopy |  | None | Suntuity Solar LLC | PSE&G | Accepted | 2020-07-20 | 2020-07-22 | 2021-07-22 | Longi | LR6-60HPB-315M | Solar Panels |  | 0.315 | 13 | 152 | 23 |  | Fixed | Roof
NJSTRE1545317966 |  | Transition Incentive Program | Clifton | 7014 | 6 | 8.19 | Residential | No | Behind the Meter | Net-metered residential rooftop and canopy |  | None | Suntuity Solar LLC | PSE&G | Accepted | 2020-07-20 | 2020-07-22 | 2021-07-22 | Longi | LR6-60HPB-315M | Solar Panels |  | 0.315 | 4 | 214 | 25 |  | Fixed | Roof
NJSTRE1545317973 |  | Transition Incentive Program | williamstown | 8094 | 15 | 5.12 | Residential | No | Behind the Meter | Net-metered residential rooftop and canopy |  | None | Orbit Energy & Power, LLC | AC Electric | Accepted | 2020-07-20 | 2020-07-22 | 2021-07-22 | hanwha qcells | qpeak 320w | Solar Panels |  | 0.32 | 16 | 258 | 22 |  | Fixed | Roof
NJSTRE1545318037 |  | Transition Incentive Program | Cherry Hill | 8003 | 14 | 7.48 | Residential | Yes | Behind the Meter | Net-metered residential rooftop and canopy |  | None | Vivint Solar Developer, LLC | PSE&G | Accepted | 2020-07-20 | 2020-07-23 | 2021-07-23 | Jinko Solar | JKM325M-60HBL | Solar Panels |  | 0.325 | 23 | 180 | 23 |  | Fixed | Roof
NJSTRE1545318038 |  | Transition Incentive Program | Kearny | 7032 | 8 | 6.12 | Residential | No | Behind the Meter | Net-metered residential rooftop and canopy |  | None | Trinity Solar | PSE&G | Accepted | 2020-07-20 | 2020-07-23 | 2021-07-23 | Hanwha 340 | Q.PEAK DUO BLK-G6 340 | Solar Panels |  | 0.34 | 3 | 29 | 18 |  | Fixed | Roof
NJSTRE1545318092 |  | Transition Incentive Program | woodstown | 8096 | 15 | 6.4 | Residential | No | Behind the Meter | Net-metered residential rooftop and canopy |  | None | Orbit Energy & Power, LLC | AC Electric | Final As-Built Received | 2020-07-20 | 2020-07-27 | 2021-10-30 | hanwha qcells | qpeak 320w | Solar Panels |  | 0.32 | 5 | 183 | 34 |  | Fixed | Pole
NJSTRE1545318112 |  | Transition Incentive Program | West Windsor Township | 8550 | 12 | 16.92 | Residential | No | Behind the Meter | Net-metered residential rooftop and canopy |  | None | Green Power Energy | PSE&G | Accepted | 2020-07-20 | 2020-07-23 | 2021-07-23 | LG Electronics | LG360Q1C-V5 | Solar Panels |  | 0.36 | 15 | 340 | 30 |  | Fixed | Roof
NJSTRE1545318204 |  | Transition Incentive Program | PISCATAWAY TWP | 8854 | 11 | 5.19 | Residential | Yes | Behind the Meter | Net-metered residential rooftop and canopy |  | None | Sunrun, Inc. | PSE&G | Accepted | 2020-07-21 | 2020-07-23 | 2021-07-23 | LONGi Green Energy Technology Co Ltd | LR6-60HPB-305M | Solar Panels |  | 0.305 | 6 | 28 | 18 |  | Fixed | Roof
NJSTRE1545386778 | NJSRRE1544430994 | Transition Incentive Program | Plumstead twp | 8514 | 17 | 11.73 | Residential | Yes | Behind the Meter | Net-metered residential rooftop and canopy |  | None | Vision Solar LLC | JCP&L | Accepted | 2020-02-11 | 2020-02-13 | 2021-10-30 | enphase | iq7-60-2-us | Inverters | 0.25 |  | 35 |  |  | 0.96 |  | Other | behind panels
NJSTRE1545386779 | NJSRRE1544469547 | Transition Incentive Program | Fair Lawn | 7410 | 7 | 5.89 | Residential | Yes | Behind the Meter | Behind the Meter |  | None | Sunrun Installation Services, Inc. | PSE&G | Eligible for TI Program | 2020-02-18 | 2020-02-21 | 2021-10-30 | Enphase Energy | IQ7-60-x-US (240V) | Inverters | 240 |  | 19 |  |  | 0.96 |  | Outdoor | Rooftop
NJSTRE1545386786 | NJSRRE1544201512 | Transition Incentive Program | Hawthorne | 7506 | 6 | 3.1 | Residential | Yes | Behind the Meter | Behind the Meter |  | None | Sunrun Installation Services, Inc. | PSE&G | Eligible for TI Program | 2020-01-21 | 2020-01-24 | 2021-10-30 | Enphase Energy | IQ7-60-x-US (240V) | Inverters | 240 |  | 9 |  |  | 0.96 |  | Outdoor | Rooftop
NJSTRE1545386800 | NJSRRE1544199227 | Transition Incentive Program | North Plainfield Boro | 7060 | 10 | 5.12 | Residential | Yes | Behind the Meter | Behind the Meter |  | None | Skyline Solar, LLC | PSE&G | Eligible for TI Program | 2020-01-20 | 2020-01-23 | 2021-10-30 | SolarEdge | SE3800H-US | Inverters | 3800 |  | 1 |  |  | 0.99 |  | Outside | within ten feet of meter
NJSTRE1545386810 | NJSRRE1544457630 | Transition Incentive Program | Piscataway | 8854 | 11 | 10.54 | Residential | No | Behind the Meter | Behind the Meter |  | None | Sunrun, Inc. | PSE&G | Eligible for TI Program | 2020-02-14 | 2020-02-19 | 2021-10-30 | Enphase Energy | IQ7-60-x-US (240V) | Inverters | 240 |  | 34 |  |  | 0.96 |  | Outdoor | Rooftop
NJSTRE1545386817 | NJSRRE1543667092 | Transition Incentive Program | MOUNT ROYAL | 8061 | 15 | 8.51 | Residential | No | Behind the Meter | Net-metered residential rooftop and canopy |  | None | Vivint Solar Developer, LLC | AC Electric | Accepted | 2019-12-23 | 2020-01-08 | 2021-10-30 | Solar Edge | SE7600H-US | Inverters | 7600 |  | 1 |  |  | 0.992 |  | Outdoor | Near the Utility Meter
NJSTRE1545386847 | NJSRRE1544199109 | Transition Incentive Program | Orange | 7050 | 9 | 5.12 | Residential | Yes | Behind the Meter | Behind the Meter |  | None | Skyline Solar, LLC | PSE&G | Eligible for TI Program | 2020-01-20 | 2020-01-23 | 2021-10-30 | SolarEdge | SE3800H-US | Inverters | 3800 |  | 1 |  |  | 0.99 |  | Outside | within ten feet of meter
NJSTRE1545386848 | NJSRRE1544529906 | Transition Incentive Program | CLIFFWOOD | 7721 | 17 | 7.68 | Residential | Yes | Behind the Meter | Behind the Meter |  | None | Vivint Solar Developer, LLC | JCP&L | Eligible for TI Program | 2020-02-25 | 2020-02-27 | 2021-10-30 | SOLAREDGE | SE7600H-US | Inverters | 7600 |  | 1 |  |  | 0.992 |  | Outdoor | Near the Utility Meter
NJSTRE1545318136 |  | Transition Incentive Program | Howell Township | 7731 | 17 | 8.16 | Residential | No | Behind the Meter | Net-metered residential rooftop and canopy |  | None | Trinity Solar | JCP&L | Final As-Built Received | 2020-07-20 | 2020-07-23 | 2021-10-30 | Hanwha | Q.PEAK DUO BLK-G6 340 | Solar Panels |  | 0.34 | 5 | 159 | 23 |  | Fixed | Roof
NJSTRE1545318136 |  | Transition Incentive Program | Howell Township | 7731 | 17 | 8.16 | Residential | No | Behind the Meter | Net-metered residential rooftop and canopy |  | None | Trinity Solar | JCP&L | Final As-Built Received | 2020-07-20 | 2020-07-23 | 2021-10-30 | Hanwha | Q.PEAK DUO BLK-G6 340 | Solar Panels |  | 0.34 | 13 | 159 | 23 |  | Fixed | Roof
NJSTRE1545318175 |  | Transition Incentive Program | WILLIAMSTOWN | 8094 | 15 | 8.96 | Residential | No | Behind the Meter | Net-metered residential rooftop and canopy |  | None | Vivint Solar Developer, LLC | AC Electric | Accepted | 2020-07-20 | 2020-07-23 | 2021-07-23 | HANWHA SOLAR | Q.PEAK DUO BLK-G5 | Solar Panels |  | 0.32 | 6 | 106 | 28 |  | Fixed | Roof
NJSTRE1545318175 |  | Transition Incentive Program | WILLIAMSTOWN | 8094 | 15 | 8.96 | Residential | No | Behind the Meter | Net-metered residential rooftop and canopy |  | None | Vivint Solar Developer, LLC | AC Electric | Accepted | 2020-07-20 | 2020-07-23 | 2021-07-23 | HANWHA SOLAR | Q.PEAK DUO BLK-G5 | Solar Panels |  | 0.32 | 15 | 106 | 28 |  | Fixed | Roof
NJSTRE1545318357 |  | Transition Incentive Program | North Brunswick | 8902 | 11 | 5.25 | Residential | Yes | Behind the Meter | Net-metered residential rooftop and canopy |  | None | Pro Custom Solar dba Momentum Solar | PSE&G | Accepted | 2020-07-20 | 2020-07-23 | 2021-07-23 | LG ELECTRONICS | LG 350N1C-V5 | Solar Panels |  | 0.35 | 6 | 219 | 40 |  | Fixed | Roof
NJSTRE1545318458 | NJSRRE1544864755 | Transition Incentive Program | Bayonne | 7002 | 8 | 281.37 | Commercial | Yes | Behind the meter | Net-metered non-residential rooftop and canopy |  | None | Green Hybrid Energy Solutions | PSE&G | Accepted | 2020-04-19 | 2020-04-24 | 2021-10-30 | Hanwha | Q.Peak Duo L-G8.2 | Solar Panels |  | 0.415 | 270 | 204 | 23 |  | Fixed | Roof
NJSTRE1545386706 | NJSRRE1543505558 | Transition Incentive Program | Parlin | 8859 | 11 | 5.99 | Residential | No | Behind the Meter | Net-metered residential rooftop and canopy |  | None | Suntuity Solar LLC | JCP&L | Accepted | 2019-12-10 | 2019-12-12 | 2021-10-30 | Enphase Energy | IQ7-60-2-US | Inverters | 240 |  | 19 |  |  | 0.97 |  | Outdoor | Behind the PV Modules
NJSTRE1545386710 | NJSRRE1543555627 | Transition Incentive Program | Toms River | 8757 | 18 | 8.82 | Residential | Yes | Behind the Meter | Behind the Meter |  | None | Trinity Solar | JCP&L | Eligible for TI Program | 2019-12-17 | 2019-12-19 | 2021-10-30 | Solar Edge | SE7600 | Inverters | 7600 |  | 1 |  |  | 0.97 |  | Outside | side of home
NJSTRE1545386722 | NJSRRE1544519872 | Transition Incentive Program | OAK RIDGE | 7438 | 6 | 8.96 | Residential | Yes | Behind the Meter | Net-metered residential rooftop and canopy |  | None | Vivint Solar Developer, LLC | JCP&L | Accepted | 2020-02-24 | 2020-02-25 | 2021-10-30 | SOLAREDGE | SE7600H-US | Inverters | 7600 |  | 1 |  |  | 0.992 |  | Outdoor | Near the Utility Meter
NJSTRE1545386740 | NJSRRE1544547013 | Transition Incentive Program | GLEN ROCK BORO | 7452 | 7 | 7.56 | Residential | Yes | Behind the Meter | Net-metered residential rooftop and canopy |  | None | Tesla Energy Operations Inc. | PSE&G | Accepted | 2020-02-27 | 2020-03-03 | 2021-10-30 | Delta Electronics | M8-TL-US [240V] | Inverters | 7680 |  | 1 |  |  | 0.975 |  | Outdoor | Outdoor
NJSTRE1545386744 | NJSRRE1544442772 | Transition Incentive Program | Moonachie | 7074 | 7 | 4.8 | Residential | No | Behind the Meter | Behind the Meter |  | None | Maier Solar Engineering dba Solar Me | PSE&G | Eligible for TI Program | 2020-02-13 | 2020-02-21 | 2021-10-30 | Enohase | IQ7 | Inverters | 240 |  | 16 |  |  | 0.96 |  | Other | Next to meter
NJSTRE1545386757 | NJSRRE1544151024 | Transition Incentive Program | Bayville | 8721 | 18 | 7.68 | Residential | Yes | Behind the Meter | Behind the Meter |  | None | Sunrun Installation Services, Inc. | JCP&L | Eligible for TI Program | 2020-01-09 | 2020-01-14 | 2021-10-30 | Delta Electronics | M8-TL-US | Inverters | 7680 |  | 1 |  |  | 0.96 |  | Outdoor | Next To Meter
NJSTRE1545386763 | NJSRRE1544201233 | Transition Incentive Program | Swedesboro | 8085 | 15 | 8.5 | Residential | Yes | Behind the Meter | Net-metered residential rooftop and canopy |  | None | SunPower Corporation, Systems | AC Electric | Accepted | 2020-01-21 | 2020-01-24 | 2021-10-30 | SUNPOWER | SPR-E20-327-E-AC | Inverters | 320 |  | 26 |  |  | 0.96 |  | Other | under each panel
NJSTRE1545386777 | NJSRRE1544501432 | Transition Incentive Program | Pennsauken | 8110 | 14 | 5.12 | Residential | Yes | Behind the Meter | Behind the Meter |  | None | Skyline Solar, LLC | PSE&G | Eligible for TI Program | 2020-02-20 | 2020-02-24 | 2021-10-30 | Solar Edge | SE3800H-US000NNC2 | Inverters | 3800 |  | 1 |  |  | 0.99 |  | Other | within ten feet of meter
NJSTRE1545386782 | NJSRRE1544540652 | Transition Incentive Program | Grenloch | 8032 | 15 | 9.18 | Residential | Yes | Behind the Meter | Behind the Meter |  | None | Trinity Solar | AC Electric | Eligible for TI Program | 2020-02-26 | 2020-02-28 | 2021-10-30 | Solar Edge | SE7600 | Inverters | 7600 |  | 1 |  |  | 0.97 |  | Outside | side of home
NJSTRE1545386799 | NJSRRE1544543375 | Transition Incentive Program | Paterson | 7501 | 6 | 2.79 | Residential | Yes | Behind the Meter | Behind the Meter |  | None | Sunrun Installation Services, Inc. | PSE&G | Eligible for TI Program | 2020-02-26 | 2020-03-02 | 2021-10-30 | Enphase Energy | IQ7-60-x-US (240V) | Inverters | 240 |  | 9 |  |  | 0.96 |  | Outdoor | Rooftop
NJSTRE1545278806 |  | Transition Incentive Program | roselle boro | 7203 | 10 | 7.71 | Residential | Yes | Behind the Meter | Net-metered residential rooftop and canopy |  | PSEG | Vision Solar LLC | PSE&G | Accepted | 2020-07-10 | 2020-07-16 | 2021-07-16 | LG SOLAR | LG335N1K-V5 | Solar Panels |  | 0.335 | 8 | 170 | 35 |  | Fixed | Roof
NJSTRE1545278821 |  | Transition Incentive Program | Basking Ridge | 7920 | 5 | 13.76 | Residential | No | Behind the Meter | Net-metered residential rooftop and canopy |  | None | EMT Renewables | JCP&L | Accepted | 2020-07-10 | 2020-07-21 | 2021-07-21 | Trina | 320W-BLK | Solar Panels |  | 0.32 | 22 | 157 | 9 |  | Fixed | Roof
NJSTRE1545279234 |  | Transition Incentive Program | Irvington Town | 7111 | 9 | 10.79 | Residential | Yes | Behind the Meter | Net-metered residential rooftop and canopy |  | None | Seabright Solar | PSE&G | Accepted | 2020-07-13 | 2020-07-16 | 2021-07-16 | Sunpower | SPR-E20-327 | Solar Panels |  | 0.327 | 23 | 206 | 27 |  | Fixed | Roof
NJSTRE1545279234 |  | Transition Incentive Program | Irvington Town | 7111 | 9 | 10.79 | Residential | Yes | Behind the Meter | Net-metered residential rooftop and canopy |  | None | Seabright Solar | PSE&G | Accepted | 2020-07-13 | 2020-07-16 | 2021-07-16 | Sunpower | SPR-E20-327 | Solar Panels |  | 0.327 | 10 | 26 | 27 |  | Fixed | Roof
NJSTRE1545291230 |  | Transition Incentive Program | Newark | 7110 | 9 | 638.82 | Commercial | No | Behind the Meter | Net-metered non-residential rooftop and canopy |  | None | Suntuity Solar LLC | PSE&G | Accepted | 2020-07-20 | 2020-07-20 | 2021-07-20 | Hanwha Q Cells | Q.PEAK DUO L-G5.3 390 | Solar Panels |  | 0.39 | 102 | 39.78 | 5 |  | Fixed | Roof
NJSTRE1545293342 |  | Transition Incentive Program | MULLICA HILL | 8062 | 15 | 10.71 | Residential | Yes | Behind the Meter | Net-metered residential rooftop and canopy |  | None | Suntuity Solar LLC | AC Electric | Accepted | 2020-07-14 | 2020-07-16 | 2021-07-16 | Longi | LR6-60HPB-315M | Solar Panels |  | 0.315 | 17 | 12 | 29 |  | Fixed | Roof
NJSTRE1545293344 |  | Transition Incentive Program | KEANSBURG | 7734 | 17 | 5.36 | Residential | Yes | Behind the Meter | Net-metered residential rooftop and canopy |  | None | Suntuity Solar LLC | JCP&L | Accepted | 2020-07-13 | 2020-07-16 | 2021-07-16 | Longi | LR6-60HPB-315M | Solar Panels |  | 0.315 | 7 | 172 | 23 |  | Fixed | Roof
NJSTRE1545293466 |  | Transition Incentive Program | Parlin | 8859 | 11 | 4.2 | Residential | Yes | Behind the Meter | Net-metered residential rooftop and canopy |  | None | Pro Custom Solar dba Momentum Solar | JCP&L | Accepted | 2020-07-13 | 2020-07-16 | 2021-07-16 | LG ELECTRONICS | LG 350N1C-V5 | Solar Panels |  | 0.35 | 6 | 260 | 12 |  | Fixed | Roof
NJSTRE1545293779 |  | Transition Incentive Program | BRIDGETON | 8302 | 20 | 13.07 | Residential | Yes | Behind the Meter | Net-metered residential rooftop and canopy |  | ACE | Vision Solar LLC | AC Electric | Accepted | 2020-07-13 | 2020-07-20 | 2021-07-20 | LG SOLAR | LG335N1K-V5 | Solar Panels |  | 0.335 | 13 | 347 | 20 |  | Fixed | Roof
NJSTRE1545293786 |  | Transition Incentive Program | Hopatcong | 7843 | 1 | 16.92 | Residential | No | Behind the Meter | Net-metered residential rooftop and canopy |  | None | Eznergy | JCP&L | Accepted | 2020-07-13 | 2020-07-20 | 2021-07-20 | Trina | TSM360 | Solar Panels |  | 0.36 | 23 | 259 | 24 |  | Fixed | Roof
NJSTRE1545293828 |  | Transition Incentive Program | West Orange | 7052 | 9 | 6.03 | Residential | Yes | Behind the Meter | Net-metered residential rooftop and canopy |  | None | Trinity Solar | PSE&G | Accepted | 2020-07-13 | 2020-07-20 | 2021-07-20 | Hanwha | Q.PEAK DUO BLK-G6 335 | Solar Panels |  | 0.335 | 12 | 119 | 30 |  | Fixed | Roof
NJSTRE1545293882 |  | Transition Incentive Program | Vineland | 8360 | 20 | 4.42 | Residential | Yes | Behind the Meter | Net-metered residential rooftop and canopy |  | None | Vision Solar LLC | Vineland Muni Electric | Accepted | 2020-07-13 | 2020-07-20 | 2021-07-20 | HANWHA Q-CELLS | Q.PEAK DUO-G6 340 | Solar Panels |  | 0.34 | 13 | 184 | 40 |  | Fixed | Roof
NJSTRE1545293881 |  | Transition Incentive Program | BRIGINTINE | 8203 | 19 | 8.5 | Residential | Yes | Behind the Meter | Net-metered residential rooftop and canopy |  | None | Trinity Solar | AC Electric | Accepted | 2020-07-13 | 2020-07-20 | 2021-07-20 | HANWHA | Q.PEAK DUO BLK-G6 340 | Solar Panels |  | 0.34 | 8 | 172 | 30 |  | Fixed | Roof
NJSTRE1545386716 | NJSRRE1543451904 | Transition Incentive Program | Englewood | 7631 | 7 | 7.25 | Residential | Yes | Behind the Meter | Net-metered residential rooftop and canopy |  | None | Vivint Solar Developer, LLC | PSE&G | Accepted | 2019-11-29 | 2019-12-03 | 2021-10-30 | Solar Edge | SE7600H-US | Inverters | 7600 |  | 1 |  |  | 0.992 |  | Outdoor | Near the utility meter
NJSTRE1545386721 | NJSRRE1544512247 | Transition Incentive Program | cape may | 8204 | 21 | 6.03 | Residential | Yes | Behind the Meter | Net-metered residential rooftop and canopy |  | None | Vision Solar LLC | AC Electric | Accepted | 2020-02-20 | 2020-02-24 | 2021-10-30 | enphase | iq7-60-2-us | Inverters | 0.25 |  | 18 |  |  | 0.96 |  | Other | behind panels
NJSTRE1545386764 | NJSRRE1544308030 | Transition Incentive Program | MONROE TOWNSHIP | 8831 | 11 | 6.3 | Residential | No | Behind the Meter | Behind the Meter |  | None | Infinity Solar Systems | JCP&L | Eligible for TI Program | 2020-01-27 | 2020-01-29 | 2021-10-30 | ENPHASE | IQ7-60-X-US | Inverters | 240 |  | 18 |  |  | 0.97 |  | Outside | MICROINVERTERS
NJSTRE1545386788 | NJSRRE1543441513 | Transition Incentive Program | Somerdale | 8083 | 14 | 8.51 | Residential | No | Behind the Meter | Net-metered residential rooftop and canopy |  | None | Suntuity Solar LLC | PSE&G | Final As-Built Received | 2019-11-25 | 2019-11-27 | 2021-10-30 | Enphase Energy | IQ7-60-2-US | Inverters | 240 |  | 27 |  |  | 0.97 |  | Outdoor | Behind the PV Modules
NJSTRE1545386789 | NJSRRE1543442838 | Transition Incentive Program | Collingswood | 8108 | 14 | 4.93 | Residential | Yes | Behind the Meter | Behind the Meter |  | None | Sunrun Installation Services, Inc. | PSE&G | Eligible for TI Program | 2019-11-25 | 2019-11-27 | 2021-10-30 | Delta Electronics | M4-TL-US | Inverters | 3840 |  | 1 |  |  | 0.96 |  | Outdoor | Next To Meter
NJSTRE1545386804 | NJSRRE1543570722 | Transition Incentive Program | Newark | 7105 | 9 | 749.74 | Commercial | No | Behind the Meter | Net-metered non-residential rooftop and canopy |  | None | Solar Landscape | PSE&G | Accepted | 2019-12-19 | 2019-12-27 | 2021-10-30 | Solar Edge | SE100KUS | Inverters | 100000 |  | 4 |  |  | 0.985 |  | Outdoor | Roof
NJSTRE1545386813 | NJSRRE1543513096 | Transition Incentive Program | West Windsor | 8550 | 12 | 7.54 | Residential | No | Behind the Meter | Net-metered residential rooftop and canopy |  | None | Sunrun Installation Services, Inc. | PSE&G | Final As-Built Received |  | 2019-12-16 | 2021-10-30 | Delta Electronics | M6-TL-US | Inverters | 6000 |  | 1 |  |  | 0.96 |  | Outdoor | Next To Meter
NJSTRE1545386833 | NJSRRE1543552568 | Transition Incentive Program | Toms River | 8753 | 18 | 8.51 | Residential | Yes | Behind the Meter | Behind the Meter |  | None | Trinity Solar | JCP&L | Eligible for TI Program | 2019-12-16 | 2019-12-19 | 2021-10-30 | SOLAR EDGE | SE7600H-US | Inverters | 7600 |  | 1 |  |  | 0.97 |  | Outside | SIDE OF HOME
NJSTRE1545386853 | NJSRRE1543438715 | Transition Incentive Program | Sicklerville | 8081 | 14 | 7.56 | Residential | Yes | Behind the Meter | Behind the Meter |  | None | Pro Custom Solar dba Momentum Solar | AC Electric | Eligible for TI Program | 2019-11-23 | 2019-11-27 | 2021-10-30 | Enphase Energy | IQ6-60-2-US | Inverters | 240 |  | 24 |  |  | 0.97 |  | Outdoor | Roof
NJSTRE1545386858 | NJSRRE1543500295 | Transition Incentive Program | WAYNE | 7470 | 6 | 15.75 | Residential | Yes | Behind the Meter | Net-metered residential rooftop and canopy |  | None | Vivint Solar Developer, LLC | PSE&G | Accepted | 2019-12-09 | 2019-12-10 | 2021-10-30 | SOLAREDGE | SE7600H-US | Inverters | 7600 |  | 1 |  |  | 0.992 |  | Outdoor | Near the Utility Meter
NJSTRE1545318512 |  | Transition Incentive Program | Bound Brook | 8805 | 5 | 14 | Residential | Yes | Behind the Meter | Net-metered residential rooftop and canopy |  | None | Pro Custom Solar dba Momentum Solar | PSE&G | Accepted | 2020-07-20 | 2020-07-23 | 2021-07-23 | LG ELECTRONICS | LG 350N1C-V5 | Solar Panels |  | 0.35 | 7 | 196 | 31 |  | Fixed | Roof
NJSTRE1545318540 |  | Transition Incentive Program | Cherry Hill | 8003 | 14 | 6.54 | Residential | Yes | Behind the Meter | Net-metered residential rooftop and canopy |  | None | Seabright Solar | PSE&G | Accepted | 2020-07-20 | 2020-07-23 | 2021-07-23 | Sunpower | SPR-E20-327 | Solar Panels |  | 0.327 | 20 | 266 | 18 |  | Fixed | Roof
NJSTRE1545318289 |  | Transition Incentive Program | Springfield | 7081 | 10 | 10.15 | Residential | Yes | Behind the Meter | Net-metered residential rooftop and canopy |  | None | Pro Custom Solar dba Momentum Solar | JCP&L | Accepted | 2020-07-20 | 2020-07-23 | 2021-07-23 | LG ELECTRONICS | LG 350N1C-V5 | Solar Panels |  | 0.35 | 12 | 217 | 15 |  | Fixed | Roof
NJSTRE1545318309 |  | Transition Incentive Program | JACKSON | 8527 | 18 | 7.25 | Residential | No | Behind the Meter | Net-metered residential rooftop and canopy |  | None | Infinity Solar Systems | JCP&L | Accepted | 2020-07-20 | 2020-07-23 | 2021-07-23 | HANWHA | Q.PEAK DUO BLK-G5 315 | Solar Panels |  | 0.315 | 23 | 269 | 35 |  | Fixed | Roof
NJSTRE1545318338 |  | Transition Incentive Program | Cherry Hill | 8002 | 14 | 7.85 | Residential | Yes | Behind the Meter | Net-metered residential rooftop and canopy |  | None | EMT Renewables | PSE&G | Accepted | 2020-07-20 | 2020-07-24 | 2021-07-24 | Sunpower | SPR-E20-327 | Solar Panels |  | 0.327 | 14 | 222 | 18 |  | Fixed | Roof
NJSTRE1545318457 | NJSRRE1544864737 | Transition Incentive Program | Bayonne | 7002 | 8 | 112.05 | Commercial | Yes | Behind the meter | Net-metered non-residential rooftop and canopy |  | None | Green Hybrid Energy Solutions | PSE&G | Accepted | 2020-04-19 | 2020-04-24 | 2021-10-30 | Hanwha | Q.Peak Duo L-G8.2 | Solar Panels |  | 0.415 | 104 | 114 | 23 |  | Fixed | Roof
NJSTRE1545318446 |  | Transition Incentive Program | NORTH BERGEN | 7047 | 8 | 6.62 | Residential | No | Behind the Meter | Net-metered residential rooftop and canopy |  | None | Infinity Solar Systems | PSE&G | Accepted | 2020-07-20 | 2020-07-23 | 2021-07-23 | HANWHA | Q.PEAK DUO BLK-G5 315 | Solar Panels |  | 0.315 | 19 | 120 | 20 |  | Fixed | Roof
NJSTRE1545318491 |  | Transition Incentive Program | Trenton | 8609 | 12 | 1.02 | Residential | Yes | Behind the Meter | Net-metered residential rooftop and canopy |  | PSEG | Vision Solar LLC | PSE&G | Accepted | 2020-07-20 | 2020-07-23 | 2021-07-23 | Hanwha | Q Cells Q Peak Duo | Solar Panels |  | 0.34 | 3 | 53 | 29 |  | Fixed | Roof
NJSTRE1545318512 |  | Transition Incentive Program | Bound Brook | 8805 | 5 | 14 | Residential | Yes | Behind the Meter | Net-metered residential rooftop and canopy |  | None | Pro Custom Solar dba Momentum Solar | PSE&G | Accepted | 2020-07-20 | 2020-07-23 | 2021-07-23 | LG ELECTRONICS | LG 350N1C-V5 | Solar Panels |  | 0.35 | 33 | 16 | 10 |  | Fixed | Roof
NJSTRE1545318507 |  | Transition Incentive Program | UNION TWP | 7083 | 10 | 4.58 | Residential | Yes | Behind the Meter | Net-metered residential rooftop and canopy |  | None | Sunrun Installation Services, Inc. | PSE&G | Accepted | 2020-07-21 | 2020-07-23 | 2021-07-23 | LONGi Green Energy Technology Co Ltd | LR6-60HPB-305M | Solar Panels |  | 0.305 | 5 | 124 | 23 |  | Fixed | Roof
NJSTRE1545318564 |  | Transition Incentive Program | Passaic | 7055 | 6 | 6.21 | Residential | Yes | Behind the Meter | Net-metered residential rooftop and canopy |  | None | Seabright Solar | PSE&G | Accepted | 2020-07-20 | 2020-07-23 | 2021-10-30 | Sunpower | SPR-E20-327 | Solar Panels |  | 0.327 | 8 | 152 | 21 |  | Fixed | Roof
NJSTRE1545318629 |  | Transition Incentive Program | WILLIAMSTOWN | 8094 | 15 | 7.02 | Residential | Yes | Behind the Meter | Net-metered residential rooftop and canopy |  | None | Sunrun Installation Services, Inc. | AC Electric | Accepted | 2020-07-20 | 2020-07-23 | 2021-07-23 | LONGi Green Energy Technology Co Ltd | LR6-60HPB-305M | Solar Panels |  | 0.305 | 23 | 172 | 32 |  | Fixed | Roof
NJSTRE1545320201 |  | Transition Incentive Program | Monroe Township | 8831 | 11 | 10.56 | Residential | Yes | Behind the Meter | Net-metered residential rooftop and canopy |  | None | Sunrun Installation Services, Inc. | JCP&L | Accepted | 2020-07-20 | 2020-07-23 | 2021-07-23 | LG Electronics | LG330N1C-A5 | Solar Panels |  | 0.33 | 28 | 301 | 30 |  | Fixed | Roof
NJSTRE1545321832 |  | Transition Incentive Program | Clayton | 8312 | 15 | 9.45 | Residential | Yes | Behind the Meter | Net-metered residential rooftop and canopy |  | None | Suntuity Solar LLC | AC Electric | Accepted | 2020-07-21 | 2020-07-23 | 2021-07-23 | Longi | LR6-60HPB-315M | Solar Panels |  | 0.315 | 7 | 334 | 31 |  | Fixed | Roof
NJSTRE1545321871 |  | Transition Incentive Program | BRANCHVILLE | 7826 | 1 | 9.52 | Residential | Yes | Behind the Meter | Net-metered residential rooftop and canopy |  | JCPL | Vision Solar LLC | JCP&L | Accepted | 2020-07-21 | 2020-07-23 | 2021-07-23 | HANWHA Q-CELLS | Q.PEAK DUO-G6 340 | Solar Panels |  | 0.34 | 12 | 111 | 19 |  | Fixed | Roof
NJSTRE1545318357 |  | Transition Incentive Program | North Brunswick | 8902 | 11 | 5.25 | Residential | Yes | Behind the Meter | Net-metered residential rooftop and canopy |  | None | Pro Custom Solar dba Momentum Solar | PSE&G | Accepted | 2020-07-20 | 2020-07-23 | 2021-07-23 | LG ELECTRONICS | LG 350N1C-V5 | Solar Panels |  | 0.35 | 9 | 38 | 18 |  | Fixed | Roof
NJSTRE1545318445 |  | Transition Incentive Program | Newark | 7106 | 9 | 4.9 | Residential | Yes | Behind the Meter | Net-metered residential rooftop and canopy |  | None | Pro Custom Solar dba Momentum Solar | PSE&G | Accepted | 2020-07-20 | 2020-07-23 | 2021-07-23 | LG ELECTRONICS | LG 350N1C-V5 | Solar Panels |  | 0.35 | 6 | 291 | 34 |  | Fixed | Roof
NJSTRE1545318455 | NJSRRE1542592859 | Transition Incentive Program | West New York | 7093 | 8 | 39 | Residential | No | Behind the Meter | Net-metered residential rooftop and canopy |  | None | Green Hybrid Energy Solutions, Inc. | PSE&G | Accepted | 2019-10-25 | 2019-10-29 | 2021-10-30 | JIinko Solar | JKM390M72H-V | Solar Panels |  | 0.39 | 100 | 150 | 10 |  | Fixed | Roof
NJSTRE1545318461 | NJSRRE1544864772 | Transition Incentive Program | Bayonne | 7002 | 8 | 332.83 | Commercial | Yes | Behind the meter | Net-metered non-residential rooftop and canopy |  | None | Green Hybrid Energy Solutions | PSE&G | Accepted | 2020-04-19 | 2020-04-24 | 2021-10-30 | Hanwha | Q Peak Duo L-G8.2 | Solar Panels |  | 0.415 | 35 | 249 | 23 |  | Fixed | Roof
NJSTRE1545318461 | NJSRRE1544864772 | Transition Incentive Program | Bayonne | 7002 | 8 | 332.83 | Commercial | Yes | Behind the meter | Net-metered non-residential rooftop and canopy |  | None | Green Hybrid Energy Solutions | PSE&G | Accepted | 2020-04-19 | 2020-04-24 | 2021-10-30 | Hanwha | Q Peak Duo L-G8.2 | Solar Panels |  | 0.415 | 56 | 114 | 23 |  | Fixed | Roof
NJSTRE1545318450 |  | Transition Incentive Program | FAIR LAWN BORO | 7410 | 7 | 7.26 | Residential | Yes | Behind the Meter | Net-metered residential rooftop and canopy |  | None | Sunrun Installation Services, Inc. | PSE&G | Accepted | 2020-07-21 | 2020-08-10 | 2021-10-30 | LG Electronics | LG330N1C-A5 | Solar Panels |  | 0.33 | 17 | 194 | 26 |  | Fixed | Roof
NJSTRE1545318492 |  | Transition Incentive Program | Carteret | 7008 | 11 | 8.05 | Residential | Yes | Behind the Meter | Net-metered residential rooftop and canopy |  | None | Pro Custom Solar dba Momentum Solar | PSE&G | Accepted | 2020-07-20 | 2020-07-23 | 2021-07-23 | LG ELECTRONICS | LG 345N1C-V5 | Solar Panels |  | 0.35 | 6 | 181 | 28 |  | Fixed | Roof
NJSTRE1545386731 | NJSRRE1544306653 | Transition Incentive Program | Pennsauken | 8110 | 14 | 13.26 | Residential | Yes | Behind the Meter | Net-metered residential rooftop and canopy |  | None | Vivint Solar Developer, LLC | PSE&G | Accepted | 2020-01-25 | 2020-01-29 | 2021-10-30 | Enphase Energy | M215-60-2LL-S22-IG | Inverters | 215 |  | 51 |  |  | 0.96 |  | Outdoor | Underneath each module
NJSTRE1545386736 | NJSRRE1543477620 | Transition Incentive Program | Millville | 8332 | 20 | 9.6 | Residential | Yes | Behind the Meter | Behind the Meter |  | None | Skyline Solar, LLC | AC Electric | Eligible for TI Program | 2019-12-04 | 2019-12-06 | 2021-10-30 | SolarEdge | SE7600H-US | Inverters | 7600 |  | 1 |  |  | 0.99 |  | Outside | within ten feet of meter
NJSTRE1545386755 | NJSRRE1544202257 | Transition Incentive Program | Matawan | 7747 | 17 | 7.36 | Residential | Yes | Behind the Meter | Behind the Meter |  | None | Sunrun Installation Services, Inc. | JCP&L | Eligible for TI Program | 2020-01-21 | 2020-01-27 | 2021-10-30 | Enphase Energy | IQ7-60-x-US (240V) | Inverters | 240 |  | 23 |  |  | 0.96 |  | Outdoor | Rooftop
NJSTRE1545386759 | NJSRRE1544466506 | Transition Incentive Program | SCOTCH PLAINS | 7076 | 10 | 2.84 | Residential | No | Behind the Meter | Net-metered residential rooftop and canopy |  | None | Vivint Solar Developer, LLC | PSE&G | Accepted | 2020-02-17 | 2020-02-19 | 2021-10-30 | SolarEdge | SE3800H-US | Inverters | 3800 |  | 1 |  |  | 0.992 |  | Outdoor | Near the utility meter
NJSTRE1545386772 | NJSRRE1544150738 | Transition Incentive Program | Edgewater Park | 8010 | 13 | 9.6 | Residential | Yes | Behind the Meter | Behind the Meter |  | None | Skyline Solar, LLC | PSE&G | Eligible for TI Program | 2020-01-09 | 2020-01-14 | 2021-10-30 | SolarEdge | SE7600H-US | Inverters | 7600 |  | 1 |  |  | 0.99 |  | Outside | within ten feet of meter
NJSTRE1545318609 |  | Transition Incentive Program | Brick Township | 8723 | 18 | 11.45 | Residential | Yes | Behind the Meter | Net-metered residential rooftop and canopy |  | None | Seabright Solar | JCP&L | Accepted | 2020-07-23 | 2020-07-24 | 2021-07-24 | Sunpower | SPR-E20-327 | Solar Panels |  | 0.327 | 2 | 121 | 19 |  | Fixed | Roof
NJSTRE1545318609 |  | Transition Incentive Program | Brick Township | 8723 | 18 | 11.45 | Residential | Yes | Behind the Meter | Net-metered residential rooftop and canopy |  | None | Seabright Solar | JCP&L | Accepted | 2020-07-23 | 2020-07-24 | 2021-07-24 | Sunpower | SPR-E20-327 | Solar Panels |  | 0.327 | 30 | 211 | 19 |  | Fixed | Roof
NJSTRE1545320201 |  | Transition Incentive Program | Monroe Township | 8831 | 11 | 10.56 | Residential | Yes | Behind the Meter | Net-metered residential rooftop and canopy |  | None | Sunrun Installation Services, Inc. | JCP&L | Accepted | 2020-07-20 | 2020-07-23 | 2021-07-23 | LG Electronics | LG330N1C-A5 | Solar Panels |  | 0.33 | 4 | 213 | 45 |  | Fixed | Roof
NJSTRE1545320214 |  | Transition Incentive Program | Ocean | 7712 | 17 | 19.8 | Residential | Yes | Behind the Meter | Net-metered residential rooftop and canopy |  | None | Sunrun Installation Services, Inc. | JCP&L | Accepted | 2020-07-20 | 2020-07-23 | 2021-07-23 | LG Electronics | LG330N1C-A5 | Solar Panels |  | 0.33 | 28 | 265 | 25 |  | Fixed | Roof
NJSTRE1545321827 |  | Transition Incentive Program | WILLINGBORO | 8046 | 13 | 11.66 | Residential | Yes | Behind the Meter | Net-metered residential rooftop and canopy |  | None | Suntuity Solar LLC | PSE&G | Accepted | 2020-07-21 | 2020-07-23 | 2021-07-23 | Longi | LR6-60HPB-315M | Solar Panels |  | 0.315 | 19 | 148 | 43 |  | Fixed | Roof
NJSTRE1545321827 |  | Transition Incentive Program | WILLINGBORO | 8046 | 13 | 11.66 | Residential | Yes | Behind the Meter | Net-metered residential rooftop and canopy |  | None | Suntuity Solar LLC | PSE&G | Accepted | 2020-07-21 | 2020-07-23 | 2021-07-23 | Longi | LR6-60HPB-315M | Solar Panels |  | 0.315 | 9 | 237 | 26 |  | Fixed | Roof
NJSTRE1545321834 |  | Transition Incentive Program | CLIFTON | 7014 | 6 | 3.15 | Residential | No | Behind the Meter | Net-metered residential rooftop and canopy |  | None | Suntuity Solar LLC | PSE&G | Accepted | 2020-07-21 | 2020-07-23 | 2021-07-23 | Longi | LR6-60HPB-315M | Solar Panels |  | 0.315 | 10 | 214 | 25 |  | Fixed | Roof
NJSTRE1545321836 |  | Transition Incentive Program | NEWTONVILLE | 8346 | 19 | 10.4 | Residential | No | Behind the Meter | Net-metered residential rooftop and canopy |  | None | Suntuity Solar LLC | AC Electric | Accepted | 2020-07-21 | 2020-07-23 | 2021-07-23 | Longi | LR6-60HPB-315M | Solar Panels |  | 0.315 | 6 | 319 | 22 |  | Fixed | Roof
NJSTRE1545321860 |  | Transition Incentive Program | PINE HILL | 8021 | 14 | 4.76 | Residential | No | Behind the Meter | Net-metered residential rooftop and canopy |  | ACE | Vision Solar LLC | AC Electric | Accepted | 2020-07-21 | 2020-07-23 | 2021-07-23 | HANWHA Q-CELLS | Q.PEAK DUO-G6 340 | Solar Panels |  | 0.34 | 14 | 237 | 20 |  | Fixed | Roof
NJSTRE1545321928 |  | Transition Incentive Program | PENNSVILLE | 8070 | 16 | 11.9 | Residential | Yes | Behind the Meter | Net-metered residential rooftop and canopy |  | ACE | Vision Solar LLC | AC Electric | Accepted | 2020-07-21 | 2020-07-23 | 2021-07-23 | HANWHA Q-CELLS | Q.PEAK DUO-G6 340 | Solar Panels |  | 0.34 | 1 | 127 | 20 |  | Fixed | Roof
NJSTRE1545322062 |  | Transition Incentive Program | HAMILTON | 8690 | 12 | 12.92 | Residential | No | Behind the Meter | Net-metered residential rooftop and canopy |  | PSEG | Vision Solar LLC | PSE&G | Accepted | 2020-07-21 | 2020-07-23 | 2021-07-23 | HANWHA Q-CELLS | Q.PEAK DUO-G6 340 | Solar Panels |  | 0.34 | 18 | 208 | 22 |  | Fixed | Roof
NJSTRE1545322249 |  | Transition Incentive Program | Wenonah | 8090 | 15 | 7.44 | Residential | No | Behind the Meter | Net-metered residential rooftop and canopy |  | None | Kaitanna Solar, LLC | PSE&G | Accepted | 2020-08-10 | 2020-08-11 | 2021-10-30 | Jinko | 310 | Solar Panels |  | 0.31 | 6 | 296 | 29 |  | Fixed | Roof
NJSTRE1545322284 |  | Transition Incentive Program | MIDDLETOWN | 7748 | 17 | 6.8 | Residential | Yes | Behind the Meter | Net-metered residential rooftop and canopy |  | JCPL | Vision Solar LLC | JCP&L | Accepted | 2020-07-21 | 2020-07-23 | 2021-07-23 | HANWHA Q-CELLS | Q.PEAK DUO-G6 340 | Solar Panels |  | 0.34 | 20 | 154 | 20 |  | Fixed | Roof
NJSTRE1545386787 | NJSRRE1544308362 | Transition Incentive Program | Absecon | 8205 | 19 | 4.73 | Residential | Yes | Behind the Meter | Net-metered residential rooftop and canopy |  | None | Vivint Solar Developer, LLC | AC Electric | Accepted | 2020-01-27 | 2020-01-29 | 2021-10-30 | SOLAREDGE | SE3800H-US | Inverters | 3800 |  | 1 |  |  | 0.992 |  | Outdoor | Near the Utility Meter
NJSTRE1545386798 | NJSRRE1544543632 | Transition Incentive Program | Holmdel | 7733 | 17 | 25.53 | Residential | No | Behind the Meter | Behind the Meter |  | None | Sunrun Installation Services, Inc. | JCP&L | Eligible for TI Program | 2020-02-26 | 2020-03-02 | 2021-10-30 | Enphase Energy | IQ7PLUS-72-x-US (240V) | Inverters | 290 |  | 74 |  |  | 0.96 |  | Outdoor | Rooftop
NJSTRE1545318112 |  | Transition Incentive Program | West Windsor Township | 8550 | 12 | 16.92 | Residential | No | Behind the Meter | Net-metered residential rooftop and canopy |  | None | Green Power Energy | PSE&G | Accepted | 2020-07-20 | 2020-07-23 | 2021-07-23 | LG Electronics | LG360Q1C-V5 | Solar Panels |  | 0.36 | 4 | 70 | 35 |  | Fixed | Roof
NJSTRE1545318205 |  | Transition Incentive Program | Galloway | 8205 | 19 | 7.48 | Residential | Yes | Behind the Meter | Net-metered residential rooftop and canopy |  | None | Trinity Solar | AC Electric | Accepted | 2020-07-20 | 2020-07-23 | 2021-07-23 | Hanwha | Q.PEAK DUO BLK-G6 340 | Solar Panels |  | 0.34 | 16 | 132 | 31 |  | Fixed | Roof
NJSTRE1545318246 |  | Transition Incentive Program | Beverly | 8010 | 13 | 10.54 | Residential | Yes | Behind the Meter | Net-metered residential rooftop and canopy |  | None | Trinity Solar | PSE&G | Final As-Built Received | 2020-07-20 | 2020-07-23 | 2021-10-30 | Hanwha | Q.PEAK DUO BLK-G6 340 | Solar Panels |  | 0.34 | 16 | 250 | 21 |  | Fixed | Roof
NJSTRE1545318338 |  | Transition Incentive Program | Cherry Hill | 8002 | 14 | 7.85 | Residential | Yes | Behind the Meter | Net-metered residential rooftop and canopy |  | None | EMT Renewables | PSE&G | Accepted | 2020-07-20 | 2020-07-24 | 2021-07-24 | Sunpower | SPR-E20-327 | Solar Panels |  | 0.327 | 10 | 132 | 18 |  | Fixed | Roof
NJSTRE1545318457 | NJSRRE1544864737 | Transition Incentive Program | Bayonne | 7002 | 8 | 112.05 | Commercial | Yes | Behind the meter | Net-metered non-residential rooftop and canopy |  | None | Green Hybrid Energy Solutions | PSE&G | Accepted | 2020-04-19 | 2020-04-24 | 2021-10-30 | Hanwha | Q.Peak Duo L-G8.2 | Solar Panels |  | 0.415 | 12 | 159 | 23 |  | Fixed | Roof
NJSTRE1545318458 | NJSRRE1544864755 | Transition Incentive Program | Bayonne | 7002 | 8 | 281.37 | Commercial | Yes | Behind the meter | Net-metered non-residential rooftop and canopy |  | None | Green Hybrid Energy Solutions | PSE&G | Accepted | 2020-04-19 | 2020-04-24 | 2021-10-30 | Hanwha | Q.Peak Duo L-G8.2 | Solar Panels |  | 0.415 | 408 | 204 | 10 |  | Fixed | Roof
NJSTRE1545318461 | NJSRRE1544864772 | Transition Incentive Program | Bayonne | 7002 | 8 | 332.83 | Commercial | Yes | Behind the meter | Net-metered non-residential rooftop and canopy |  | None | Green Hybrid Energy Solutions | PSE&G | Accepted | 2020-04-19 | 2020-04-24 | 2021-10-30 | Hanwha | Q Peak Duo L-G8.2 | Solar Panels |  | 0.415 | 247 | 204 | 23 |  | Fixed | Roof
NJSTRE1545318492 |  | Transition Incentive Program | Carteret | 7008 | 11 | 8.05 | Residential | Yes | Behind the Meter | Net-metered residential rooftop and canopy |  | None | Pro Custom Solar dba Momentum Solar | PSE&G | Accepted | 2020-07-20 | 2020-07-23 | 2021-07-23 | LG ELECTRONICS | LG 345N1C-V5 | Solar Panels |  | 0.35 | 13 | 181 | 29 |  | Fixed | Roof
NJSTRE1545321829 |  | Transition Incentive Program | PATERSON | 7501 | 6 | 5.36 | Residential | Yes | Behind the Meter | Net-metered residential rooftop and canopy |  | None | Suntuity Solar LLC | PSE&G | Accepted | 2020-07-21 | 2020-07-23 | 2021-07-23 | Longi | LR6-60HPB-315M | Solar Panels |  | 0.315 | 17 | 92 | 26 |  | Fixed | Roof
NJSTRE1545321832 |  | Transition Incentive Program | Clayton | 8312 | 15 | 9.45 | Residential | Yes | Behind the Meter | Net-metered residential rooftop and canopy |  | None | Suntuity Solar LLC | AC Electric | Accepted | 2020-07-21 | 2020-07-23 | 2021-07-23 | Longi | LR6-60HPB-315M | Solar Panels |  | 0.315 | 6 | 154 | 31 |  | Fixed | Roof
NJSTRE1545386832 | NJSRRE1544524501 | Transition Incentive Program | Belleville | 7109 | 9 | 4.96 | Residential | Yes | Behind the Meter | Behind the Meter |  | None | Sunrun Installation Services, Inc. | PSE&G | Eligible for TI Program | 2020-02-24 | 2020-02-26 | 2021-10-30 | Enphase Energy | IQ7-60-x-US (240V) | Inverters | 240 |  | 16 |  |  | 0.96 |  | Outdoor | Rooftop
NJSTRE1545386838 | NJSRRE1543426164 | Transition Incentive Program | Paterson | 7502 | 6 | 4.91 | Residential | No | Behind the Meter | Behind the Meter |  | None | Seabright Solar | PSE&G | Eligible for TI Program | 2019-11-27 | 2019-11-27 | 2021-10-30 | Sunpower | SPR-E20-327 | Inverters | 0.32 |  | 15 |  |  | 0.99 |  | Outside | Roof
NJSTRE1545386839 | NJSRRE1544354773 | Transition Incentive Program | PENNSAUKEN | 8109 | 14 | 6.3 | Residential | Yes | Behind the Meter | Net-metered residential rooftop and canopy |  | None | Vivint Solar Developer, LLC | PSE&G | Accepted | 2020-02-06 | 2020-02-07 | 2021-10-30 | Solar Edge | SE7600H-US | Inverters | 7600 |  | 1 |  |  | 0.992 |  | Outdoor | Near the Utility Meter
NJSTRE1545386845 | NJSRRE1544165067 | Transition Incentive Program | Vineland | 8360 | 20 | 4.91 | Residential | Yes | Behind the Meter | Net-metered residential rooftop and canopy |  | None | SunnyMac LLC | Vineland Muni Electric | Accepted |  | 2020-01-20 | 2021-10-30 | enphase | iq7xs-96-acm-us | Inverters | 0.315 |  | 15 |  |  | 0.99 |  | Outdoor | roof
NJSTRE1545386862 | NJSRRE1543827189 | Transition Incentive Program | Mendham | 7945 | 3 | 17.6 | Residential | Yes | Behind the Meter | Behind the Meter |  | None | Sunrun Installation Services, Inc. | JCP&L | Eligible for TI Program | 2019-12-30 | 2020-01-03 | 2021-10-30 | Delta Electronics | M5-TL-US | Inverters | 4800 |  | 1 |  |  | 0.96 |  | Outdoor | Next To Meter
NJSTRE1545386882 | NJSRRE1544310774 | Transition Incentive Program | Middlesex | 8846 | 11 | 8.51 | Residential | Yes | Behind the Meter | Net-metered residential rooftop and canopy |  | None | Suntuity Solar LLC | PSE&G | Accepted | 2020-01-28 | 2020-01-30 | 2021-10-30 | Enphase Energy | IQ7-60-2-US | Inverters | 240 |  | 27 |  |  | 0.97 |  | Outdoor | Behind the PV Modules
NJSTRE1545386891 | NJSRRE1544441401 | Transition Incentive Program | Kearny | 7032 | 8 | 8.4 | Residential | Yes | Behind the Meter | Behind the Meter |  | None | Pro Custom Solar dba Momentum Solar | PSE&G | Eligible for TI Program | 2020-02-12 | 2020-02-17 | 2021-10-30 | Enphase Energy | IQ7Plus-72-2-US | Inverters | 290 |  | 24 |  |  | 0.97 |  | Outdoor | Roof
NJSTRE1545386897 | NJSRRE1544524559 | Transition Incentive Program | Woodbridge Township | 8863 | 11 | 3.6 | Residential | No | Behind the Meter | Net-metered residential rooftop and canopy |  | None | SunPower Corporation, Systems | PSE&G | Accepted |  | 2020-02-27 | 2021-10-30 | SUNPOWER | SPR-E20-327-E-AC | Inverters | 320 |  | 11 |  |  | 0.96 |  | Other | under each panel
NJSTRE1545386898 | NJSRRE1544546600 | Transition Incentive Program | MANAHAWKIN | 8050 | 18 | 14.72 | Residential | Yes | Behind the Meter | Net-metered residential rooftop and canopy |  | None | Vivint Solar Developer, LLC | AC Electric | Accepted | 2020-02-28 | 2020-03-03 | 2021-10-30 | SOLAREDGE | SE10000H-US | Inverters | 10000 |  | 1 |  |  | 0.992 |  | Outdoor | Near the Utility Meter
NJSTRE1545318446 |  | Transition Incentive Program | NORTH BERGEN | 7047 | 8 | 6.62 | Residential | No | Behind the Meter | Net-metered residential rooftop and canopy |  | None | Infinity Solar Systems | PSE&G | Accepted | 2020-07-20 | 2020-07-23 | 2021-07-23 | HANWHA | Q.PEAK DUO BLK-G5 315 | Solar Panels |  | 0.315 | 2 | 210 | 20 |  | Fixed | Roof
NJSTRE1545318507 |  | Transition Incentive Program | UNION TWP | 7083 | 10 | 4.58 | Residential | Yes | Behind the Meter | Net-metered residential rooftop and canopy |  | None | Sunrun Installation Services, Inc. | PSE&G | Accepted | 2020-07-21 | 2020-07-23 | 2021-07-23 | LONGi Green Energy Technology Co Ltd | LR6-60HPB-305M | Solar Panels |  | 0.305 | 10 | 215 | 23 |  | Fixed | Roof
NJSTRE1545318564 |  | Transition Incentive Program | Passaic | 7055 | 6 | 6.21 | Residential | Yes | Behind the Meter | Net-metered residential rooftop and canopy |  | None | Seabright Solar | PSE&G | Accepted | 2020-07-20 | 2020-07-23 | 2021-10-30 | Sunpower | SPR-E20-327 | Solar Panels |  | 0.327 | 5 | 152 | 45 |  | Fixed | Roof
NJSTRE1545318300 |  | Transition Incentive Program | Burlington Twp | 8016 | 13 | 3.1 | Residential | Yes | Behind the Meter | Net-metered residential rooftop and canopy |  | None | Bright Planet Solar | PSE&G | Accepted | 2020-07-20 | 2020-07-23 | 2021-07-23 | LONGI | LR6-60HPB-310M | Solar Panels |  | 0.31 | 10 | 301 | 30 |  | Fixed | Roof
NJSTRE1545318456 | NJSRRE1544680185 | Transition Incentive Program | Guttenberg | 7093 | 8 | 52.26 | Commercial | No | Behind the meter | Net-metered non-residential rooftop and canopy |  | None | Green Hybrid Energy Solutions | PSE&G | Accepted | 2020-04-16 | 2020-04-17 | 2021-10-30 | Jinko Solar | JKM 390M72H-V | Solar Panels |  | 0.39 | 134 | 210 | 5 |  | Fixed | Roof
NJSTRE1545318457 | NJSRRE1544864737 | Transition Incentive Program | Bayonne | 7002 | 8 | 112.05 | Commercial | Yes | Behind the meter | Net-metered non-residential rooftop and canopy |  | None | Green Hybrid Energy Solutions | PSE&G | Accepted | 2020-04-19 | 2020-04-24 | 2021-10-30 | Hanwha | Q.Peak Duo L-G8.2 | Solar Panels |  | 0.415 | 31 | 204 | 23 |  | Fixed | Roof
NJSTRE1545318461 | NJSRRE1544864772 | Transition Incentive Program | Bayonne | 7002 | 8 | 332.83 | Commercial | Yes | Behind the meter | Net-metered non-residential rooftop and canopy |  | None | Green Hybrid Energy Solutions | PSE&G | Accepted | 2020-04-19 | 2020-04-24 | 2021-10-30 | Hanwha | Q Peak Duo L-G8.2 | Solar Panels |  | 0.415 | 206 | 179 | 23 |  | Fixed | Roof
NJSTRE1545318461 | NJSRRE1544864772 | Transition Incentive Program | Bayonne | 7002 | 8 | 332.83 | Commercial | Yes | Behind the meter | Net-metered non-residential rooftop and canopy |  | None | Green Hybrid Energy Solutions | PSE&G | Accepted | 2020-04-19 | 2020-04-24 | 2021-10-30 | Hanwha | Q.Peak Duo L-G8.2 | Solar Panels |  | 0.415 | 60 | 269 | 23 |  | Fixed | Roof
NJSTRE1545318609 |  | Transition Incentive Program | Brick Township | 8723 | 18 | 11.45 | Residential | Yes | Behind the Meter | Net-metered residential rooftop and canopy |  | None | Seabright Solar | JCP&L | Accepted | 2020-07-23 | 2020-07-24 | 2021-07-24 | Sunpower | SPR-E20-327 | Solar Panels |  | 0.327 | 3 | 121 | 26 |  | Fixed | Roof
NJSTRE1545321831 |  | Transition Incentive Program | WILLIAMSTOWN | 8094 | 15 | 8.82 | Residential | Yes | Behind the Meter | Net-metered residential rooftop and canopy |  | None | Suntuity Solar LLC | AC Electric | Accepted | 2020-07-21 | 2020-07-23 | 2021-07-23 | Longi | LR6-60HPB-315M | Solar Panels |  | 0.315 | 8 | 278 | 24 |  | Fixed | Roof
NJSTRE1545321871 |  | Transition Incentive Program | BRANCHVILLE | 7826 | 1 | 9.52 | Residential | Yes | Behind the Meter | Net-metered residential rooftop and canopy |  | JCPL | Vision Solar LLC | JCP&L | Accepted | 2020-07-21 | 2020-07-23 | 2021-07-23 | HANWHA Q-CELLS | Q.PEAK DUO-G6 340 | Solar Panels |  | 0.34 | 9 | 291 | 25 |  | Fixed | Roof
NJSTRE1545321897 |  | Transition Incentive Program | WHITING | 8759 | 18 | 8.5 | Residential | No | Behind the Meter | Net-metered residential rooftop and canopy |  | JCPL | Vision Solar LLC | JCP&L | Accepted | 2020-07-21 | 2020-07-23 | 2021-07-23 | HANWHA Q-CELLS | Q.PEAK DUO-G6 340 | Solar Panels |  | 0.34 | 4 | 340 | 20 |  | Fixed | Roof
NJSTRE1545321951 |  | Transition Incentive Program | MONROE TOWNSHIP | 8831 | 11 | 12.92 | Residential | Yes | Behind the Meter | Net-metered residential rooftop and canopy |  | JCPL | Vision Solar LLC | JCP&L | Accepted | 2020-07-21 | 2020-07-23 | 2021-07-23 | HANWHA Q-CELLS | Q.PEAK DUO-G6 340 | Solar Panels |  | 0.34 | 12 | 162 | 33 |  | Fixed | Roof
NJSTRE1545322246 |  | Transition Incentive Program | Monroe Township | 8831 | 11 | 6.1 | Residential | Yes | Behind the Meter | Net-metered residential rooftop and canopy |  | None | Sunrun Installation Services, Inc. | JCP&L | Accepted | 2020-07-21 | 2020-07-23 | 2021-07-23 | LONGi Green Energy Technology Co Ltd | LR6-60HPB-305M | Solar Panels |  | 0.305 | 20 | 198 | 40 |  | Fixed | Roof
NJSTRE1545322249 |  | Transition Incentive Program | Wenonah | 8090 | 15 | 7.44 | Residential | No | Behind the Meter | Net-metered residential rooftop and canopy |  | None | Kaitanna Solar, LLC | PSE&G | Accepted | 2020-08-10 | 2020-08-11 | 2021-10-30 | Jinko | 310 | Solar Panels |  | 0.31 | 6 | 296 | 5 |  | Fixed | Roof
NJSTRE1545321871 |  | Transition Incentive Program | BRANCHVILLE | 7826 | 1 | 9.52 | Residential | Yes | Behind the Meter | Net-metered residential rooftop and canopy |  | JCPL | Vision Solar LLC | JCP&L | Accepted | 2020-07-21 | 2020-07-23 | 2021-07-23 | HANWHA Q-CELLS | Q.PEAK DUO-G6 340 | Solar Panels |  | 0.34 | 5 | 111 | 25 |  | Fixed | Roof
NJSTRE1545321949 |  | Transition Incentive Program | Cinnaminson | 8077 | 13 | 9.38 | Residential | No | Behind the Meter | Net-metered residential rooftop and canopy |  | None | Public Service Solar | PSE&G | Accepted | 2020-07-21 | 2020-07-23 | 2021-07-23 | LG | N1K-V5 | Solar Panels |  | 0.335 | 28 | 134 | 34 |  | Fixed | Roof
NJSTRE1545322032 |  | Transition Incentive Program | NEWTON | 7860 | 1 | 5.44 | Residential | No | Behind the Meter | Net-metered residential rooftop and canopy |  | JCPL | Vision Solar LLC | JCP&L | Accepted | 2020-07-21 | 2020-07-23 | 2021-07-23 | HANWHA Q-CELLS | Q.PEAK DUO-G6 340 | Solar Panels |  | 0.34 | 14 | 120 | 28 |  | Fixed | Roof
NJSTRE1545322319 |  | Transition Incentive Program | Blackwood | 8012 | 14 | 19.52 | Residential | No | Behind the Meter | Net-metered residential rooftop and canopy |  | None | Sun Up Zero Down | AC Electric | Accepted | 2020-07-23 | 2020-07-24 | 2021-07-24 | trina | TSM-320DD05H.05(II) | Solar Panels |  | 0.32 | 13 | 261 | 26 |  | Fixed | Roof
NJSTRE1545322319 |  | Transition Incentive Program | Blackwood | 8012 | 14 | 19.52 | Residential | No | Behind the Meter | Net-metered residential rooftop and canopy |  | None | Sun Up Zero Down | AC Electric | Accepted | 2020-07-23 | 2020-07-24 | 2021-07-24 | trina | TSM-320DD05H.05(II) | Solar Panels |  | 0.32 | 8 | 81 | 27 |  | Fixed | Roof
NJSTRE1545322397 |  | Transition Incentive Program | Rahway | 7065 | 10 | 7 | Residential | Yes | Behind the Meter | Net-metered residential rooftop and canopy |  | None | Pro Custom Solar dba Momentum Solar | PSE&G | Final As-Built Received | 2020-07-21 | 2020-07-24 | 2021-10-30 | LG ELECTRONICS | LG 350N1C-V5 | Solar Panels |  | 0.35 | 8 | 10 | 34 |  | Fixed | Roof
NJSTRE1545322426 |  | Transition Incentive Program | Somerset | 8873 | 5 | 6.65 | Residential | Yes | Behind the Meter | Net-metered residential rooftop and canopy |  | None | Pro Custom Solar dba Momentum Solar | PSE&G | Accepted | 2020-07-21 | 2020-07-24 | 2021-07-24 | LG ELECTRONICS | LG 350N1C-V5 | Solar Panels |  | 0.35 | 2 | 67 | 21 |  | Fixed | Roof
NJSTRE1545322460 |  | Transition Incentive Program | Morris Plains | 7950 | 3 | 12.92 | Residential | Yes | Behind the Meter | Net-metered residential rooftop and canopy |  | None | Trinity Solar | JCP&L | Accepted | 2020-07-21 | 2020-07-24 | 2021-07-24 | Hanwha 340 | Q.PEAK DUO BLK-G6 340 | Solar Panels |  | 0.34 | 38 | 216 | 18 |  | Fixed | Roof
NJSTRE1545322674 |  | Transition Incentive Program | Willingboro | 8046 | 13 | 5.6 | Residential | Yes | Behind the Meter | Net-metered residential rooftop and canopy |  | None | Pro Custom Solar dba Momentum Solar | PSE&G | Accepted | 2020-07-21 | 2020-07-24 | 2021-07-24 | LG ELECTRONICS | LG 350N1C-V5 | Solar Panels |  | 0.35 | 16 | 180 | 41 |  | Fixed | Roof
NJSTRE1545322750 |  | Transition Incentive Program | DENVILLE | 7834 | 3 | 11.56 | Residential | No | Behind the Meter | Net-metered residential rooftop and canopy |  | JCPL | Vision Solar LLC | JCP&L | Accepted | 2020-07-21 | 2020-07-24 | 2021-07-24 | HANWHA Q-CELLS | Q.PEAK DUO-G6 340 | Solar Panels |  | 0.34 | 5 | 226 | 30 |  | Fixed | Roof
NJSTRE1545322750 |  | Transition Incentive Program | DENVILLE | 7834 | 3 | 11.56 | Residential | No | Behind the Meter | Net-metered residential rooftop and canopy |  | JCPL | Vision Solar LLC | JCP&L | Accepted | 2020-07-21 | 2020-07-24 | 2021-07-24 | HANWHA Q-CELLS | Q.PEAK DUO-G6 340 | Solar Panels |  | 0.34 | 6 | 316 | 30 |  | Fixed | Roof
NJSTRE1545322761 |  | Transition Incentive Program | Perth Amboy | 8861 | 11 | 8.24 | Residential | Yes | Behind the Meter | Net-metered residential rooftop and canopy |  | None | Sunrun Installation Services, Inc. | PSE&G | Accepted | 2020-07-21 | 2020-07-24 | 2021-10-30 | LONGi Green Energy Technology Co Ltd | LR6-60HPB-305M I | Solar Panels |  | 0.305 | 14 | 20 | 27 |  | Fixed | Roof
NJSTRE1545322785 |  | Transition Incentive Program | Ventnor City | 8406 | 19 | 6.65 | Residential | No | Behind the Meter | Net-metered residential rooftop and canopy |  | None | Pro Custom Solar dba Momentum Solar | AC Electric | Final As-Built Received | 2020-07-21 | 2020-07-24 | 2021-10-30 | LG ELECTRONICS | LG 350N1C-V5 | Solar Panels |  | 0.35 | 8 | 58 | 32 |  | Fixed | Roof
NJSTRE1545318529 |  | Transition Incentive Program | Bound Brook | 8805 | 5 | 5.95 | Residential | Yes | Behind the Meter | Net-metered residential rooftop and canopy |  | None | Pro Custom Solar dba Momentum Solar | PSE&G | Accepted | 2020-07-20 | 2020-07-23 | 2021-07-23 | LG ELECTRONICS | LG 350N1C-V5 | Solar Panels |  | 0.35 | 17 | 259 | 38 |  | Fixed | Roof
NJSTRE1545318581 |  | Transition Incentive Program | LITTLE FERRY | 7643 | 7 | 6.41 | Residential | Yes | Behind the Meter | Net-metered residential rooftop and canopy |  | None | Sunrun Installation Services, Inc. | PSE&G | Accepted | 2020-07-21 | 2020-07-23 | 2021-07-23 | LG Electronics | LG330N1C-A5 | Solar Panels |  | 0.305 | 21 | 218 | 20 |  | Fixed | Roof
NJSTRE1545321831 |  | Transition Incentive Program | WILLIAMSTOWN | 8094 | 15 | 8.82 | Residential | Yes | Behind the Meter | Net-metered residential rooftop and canopy |  | None | Suntuity Solar LLC | AC Electric | Accepted | 2020-07-21 | 2020-07-23 | 2021-07-23 | Longi | LR6-60HPB-315M | Solar Panels |  | 0.315 | 15 | 98 | 24 |  | Fixed | Roof
NJSTRE1545321897 |  | Transition Incentive Program | WHITING | 8759 | 18 | 8.5 | Residential | No | Behind the Meter | Net-metered residential rooftop and canopy |  | JCPL | Vision Solar LLC | JCP&L | Accepted | 2020-07-21 | 2020-07-23 | 2021-07-23 | HANWHA Q-CELLS | Q.PEAK DUO-G6 340 | Solar Panels |  | 0.34 | 21 | 160 | 20 |  | Fixed | Roof
NJSTRE1545322062 |  | Transition Incentive Program | HAMILTON | 8690 | 12 | 12.92 | Residential | No | Behind the Meter | Net-metered residential rooftop and canopy |  | PSEG | Vision Solar LLC | PSE&G | Accepted | 2020-07-21 | 2020-07-23 | 2021-07-23 | HANWHA Q-CELLS | Q.PEAK DUO-G6 340 | Solar Panels |  | 0.34 | 3 | 28 | 22 |  | Fixed | Roof
NJSTRE1545322317 |  | Transition Incentive Program | Edison TWP | 8820 | 11 | 7.8 | Residential | Yes | Behind the Meter | Net-metered residential rooftop and canopy |  | None | Tesla Energy Operations Inc. | PSE&G | Final As-Built Received | 2020-07-21 | 2020-07-24 | 2021-10-30 | SolarCity Standard | SC325 | Solar Panels |  | 0.325 | 12 | 267 | 18 |  | Fixed | Roof
NJSTRE1545322317 |  | Transition Incentive Program | Edison TWP | 8820 | 11 | 7.8 | Residential | Yes | Behind the Meter | Net-metered residential rooftop and canopy |  | None | Tesla Energy Operations Inc. | PSE&G | Final As-Built Received | 2020-07-21 | 2020-07-24 | 2021-10-30 | SolarCity Standard | SC325 | Solar Panels |  | 0.325 | 6 | 177 | 23 |  | Fixed | Roof
NJSTRE1545322353 |  | Transition Incentive Program | Northfield | 8225 | 19 | 13.76 | Residential | Yes | Behind the Meter | Net-metered residential rooftop and canopy |  | None | Sun Up Zero Down | AC Electric | Accepted | 2020-07-21 | 2020-07-24 | 2021-07-24 | trina | TSM-320DD05H.05(II) | Solar Panels |  | 0.32 | 24 | 219 | 35 |  | Fixed | Roof
NJSTRE1545322354 |  | Transition Incentive Program | Brigantine | 8203 | 19 | 6.3 | Residential | No | Behind the Meter | Net-metered residential rooftop and canopy |  | None | Advanced Renewable Solutions | AC Electric | Accepted | 2020-07-21 | 2020-07-24 | 2021-07-24 | CertainTeed | CT315M11-02 | Solar Panels |  | 0.315 | 10 | 351 | 20 |  | Fixed | Roof
NJSTRE1545322381 |  | Transition Incentive Program | North Brunswick | 8902 | 11 | 6.3 | Residential | Yes | Behind the Meter | Net-metered residential rooftop and canopy |  | None | Pro Custom Solar dba Momentum Solar | PSE&G | Accepted | 2020-07-21 | 2020-07-24 | 2021-07-24 | LG ELECTRONICS | LG 350N1C-V5 | Solar Panels |  | 0.35 | 10 | 270 | 45 |  | Fixed | Roof
NJSTRE1545322427 |  | Transition Incentive Program | SOMERSET | 8873 | 5 | 8.84 | Residential | No | Behind the Meter | Net-metered residential rooftop and canopy |  | PSEG | Vision Solar LLC | PSE&G | Accepted | 2020-07-21 | 2020-07-24 | 2021-07-24 | HANWHA Q-CELLS | Q.PEAK DUO-G6 340 | Solar Panels |  | 0.34 | 12 | 17 | 42 |  | Fixed | Roof
NJSTRE1545322440 |  | Transition Incentive Program | LAMBERTVILLE | 8530 | 4 | 3.25 | Residential | Yes | Behind the Meter | Net-metered residential rooftop and canopy |  | None | Vivint Solar Developer, LLC | JCP&L | Accepted | 2020-08-07 | 2020-08-10 | 2021-10-30 | JINKO SOLAR | JKM325M-60HBL | Solar Panels |  | 0.325 | 10 | 328 | 20 |  | Fixed | Roof
NJSTRE1545322475 |  | Transition Incentive Program | Absecon | 8201 | 19 | 8.96 | Residential | Yes | Behind the Meter | Net-metered residential rooftop and canopy |  | None | All Season Solar | AC Electric | Accepted | 2020-07-21 | 2020-07-24 | 2021-07-24 | Trina | TSMDD06M.05II | Solar Panels |  | 0.32 | 16 | 223 | 20 |  | Fixed | Roof
NJSTRE1545322293 |  | Transition Incentive Program | MEDFORD | 8055 | 13 | 13.86 | Residential | Yes | Behind the Meter | Net-metered residential rooftop and canopy |  | None | Sunrun Installation Services, Inc. | AC Electric | Accepted | 2020-07-21 | 2020-07-23 | 2021-07-23 | LG Electronics | LG330N1C-A5 | Solar Panels |  | 0.33 | 29 | 82 | 34 |  | Fixed | Roof
NJSTRE1545322319 |  | Transition Incentive Program | Blackwood | 8012 | 14 | 19.52 | Residential | No | Behind the Meter | Net-metered residential rooftop and canopy |  | None | Sun Up Zero Down | AC Electric | Accepted | 2020-07-23 | 2020-07-24 | 2021-07-24 | trina | TSM-320DD05H.05(II) | Solar Panels |  | 0.32 | 15 | 261 | 7 |  | Fixed | Roof
NJSTRE1545322341 |  | Transition Incentive Program | Newark | 7107 | 9 | 3.69 | Residential | Yes | Behind the Meter | Net-metered residential rooftop and canopy |  | None | Pro Custom Solar dba Momentum Solar | PSE&G | Accepted | 2020-07-21 | 2020-07-24 | 2021-07-24 | HANWHA | Q.PEAK DUO BLK G6+ 335 | Solar Panels |  | 0.335 | 11 | 239 | 5 |  | Fixed | Roof
NJSTRE1545322353 |  | Transition Incentive Program | Northfield | 8225 | 19 | 13.76 | Residential | Yes | Behind the Meter | Net-metered residential rooftop and canopy |  | None | Sun Up Zero Down | AC Electric | Accepted | 2020-07-21 | 2020-07-24 | 2021-07-24 | trina | TSM-320DD05H.05(II) | Solar Panels |  | 0.32 | 9 | 129 | 40 |  | Fixed | Roof
NJSTRE1545322363 |  | Transition Incentive Program | Swedesboro | 8085 | 15 | 17.34 | Residential | Yes | Behind the Meter | Net-metered residential rooftop and canopy |  | None | Trinity Solar | AC Electric | Accepted | 2020-07-21 | 2020-07-24 | 2021-07-24 | Hanwha | Q.PEAK DUO BLK-G6 340 | Solar Panels |  | 0.34 | 6 | 101 | 45 |  | Fixed | Roof
NJSTRE1545322363 |  | Transition Incentive Program | Swedesboro | 8085 | 15 | 17.34 | Residential | Yes | Behind the Meter | Net-metered residential rooftop and canopy |  | None | Trinity Solar | AC Electric | Accepted | 2020-07-21 | 2020-07-24 | 2021-07-24 | Hanwha | Q.PEAK DUO BLK-G6 340 | Solar Panels |  | 0.34 | 5 | 101 | 45 |  | Fixed | Roof
NJSTRE1545322381 |  | Transition Incentive Program | North Brunswick | 8902 | 11 | 6.3 | Residential | Yes | Behind the Meter | Net-metered residential rooftop and canopy |  | None | Pro Custom Solar dba Momentum Solar | PSE&G | Accepted | 2020-07-21 | 2020-07-24 | 2021-07-24 | LG ELECTRONICS | LG 350N1C-V5 | Solar Panels |  | 0.35 | 8 | 90 | 45 |  | Fixed | Roof
NJSTRE1545322385 |  | Transition Incentive Program | Washington Township | 8012 | 14 | 13.46 | Residential | No | Behind the Meter | Net-metered residential rooftop and canopy |  | None | Sunrun Installation Services, Inc. | AC Electric | Accepted | 2020-07-21 | 2020-07-24 | 2021-07-24 | LG Electronics | LG345N1C-V5 | Solar Panels |  | 0.345 | 17 | 235 | 18 |  | Fixed | Roof
NJSTRE1545322393 |  | Transition Incentive Program | Pennsauken Township | 8109 | 14 | 6.1 | Residential | Yes | Behind the Meter | Net-metered residential rooftop and canopy |  | None | Sunrun Installation Services, Inc. | PSE&G | Accepted | 2020-07-21 | 2020-07-24 | 2021-07-24 | LONGi Green Energy Technology Co Ltd | LR6-60HPB-305M | Solar Panels |  | 0.305 | 15 | 57 | 30 |  | Fixed | Roof
NJSTRE1545322427 |  | Transition Incentive Program | SOMERSET | 8873 | 5 | 8.84 | Residential | No | Behind the Meter | Net-metered residential rooftop and canopy |  | PSEG | Vision Solar LLC | PSE&G | Accepted | 2020-07-21 | 2020-07-24 | 2021-07-24 | HANWHA Q-CELLS | Q.PEAK DUO-G6 340 | Solar Panels |  | 0.34 | 14 | 197 | 42 |  | Fixed | Roof
NJSTRE1545322667 |  | Transition Incentive Program | PLEASANTVILLE | 8232 | 19 | 6.12 | Residential | Yes | Behind the Meter | Net-metered residential rooftop and canopy |  | ACE | Vision Solar LLC | AC Electric | Accepted | 2020-07-21 | 2020-07-24 | 2021-07-24 | HANWHA Q-CELLS | Q.PEAK DUO-G6 340 | Solar Panels |  | 0.34 | 8 | 271 | 46 |  | Fixed | Roof
NJSTRE1545322687 |  | Transition Incentive Program | Logan Township | 8085 | 15 | 20.93 | Residential | Yes | Behind the Meter | Net-metered residential rooftop and canopy |  | None | Seabright Solar | AC Electric | Accepted | 2020-07-21 | 2020-07-24 | 2021-07-24 | Sunpower | SPR-E20-327 | Solar Panels |  | 0.327 | 7 | 84 | 26 |  | Fixed | Roof
NJSTRE1545322709 |  | Transition Incentive Program | GLOUCESTER CITY | 8030 | 14 | 7.8 | Residential | Yes | Behind the Meter | Net-metered residential rooftop and canopy |  | None | Vivint Solar Developer, LLC | PSE&G | Accepted | 2020-07-23 | 2020-07-24 | 2021-07-24 | Jinko Solar | JKM325M-60HBL | Solar Panels |  | 0.325 | 12 | 39 | 31 |  | Fixed | Roof
NJSTRE1545386783 | NJSRRE1544423090 | Transition Incentive Program | South River | 8882 | 11 | 12.1 | Residential | No | Behind the Meter | Net-metered residential rooftop and canopy |  | None | SunPower Corporation, Systems | South River | Accepted |  | 2020-02-12 | 2021-10-30 | SUNPOWER | SPR-E20-327-E-AC | Inverters | 320 |  | 37 |  |  | 0.96 |  | Other | under each panel
NJSTRE1545386794 | NJSRRE1543501837 | Transition Incentive Program | Montclair | 7042 | 9 | 5.8 | Residential | Yes | Behind the Meter | Behind the Meter |  | None | Sunrun Installation Services, Inc. | PSE&G | Eligible for TI Program | 2019-12-09 | 2019-12-11 | 2021-10-30 | Delta Electronics | M5-TL-US | Inverters | 4800 |  | 1 |  |  | 0.96 |  | Outdoor | Next To Meter
NJSTRE1545386796 | NJSRRE1544519892 | Transition Incentive Program | Willingboro | 8046 | 13 | 13.76 | Residential | Yes | Behind the Meter | Net-metered residential rooftop and canopy |  | None | Vivint Solar Developer, LLC | PSE&G | Accepted | 2020-02-22 | 2020-02-25 | 2021-10-30 | SOLAREDGE | SE10000H-US | Inverters | 10000 |  | 1 |  |  | 0.992 |  | Outdoor | Near the Utility Meter
NJSTRE1545386803 | NJSRRE1544465852 | Transition Incentive Program | Keyport | 7735 | 17 | 8.32 | Residential | Yes | Behind the Meter | Net-metered residential rooftop and canopy |  | None | Vivint Solar Developer, LLC | JCP&L | Accepted | 2020-02-17 | 2020-02-20 | 2021-10-30 | SolarEdge | SE7600H-US | Inverters | 7600 |  | 1 |  |  | 0.992 |  | Outdoor | Near the utility meter
NJSTRE1545386814 | NJSRRE1544113895 | Transition Incentive Program | Dover | 7801 | 3 | 5.36 | Residential | Yes | Behind the Meter | Behind the Meter |  | None | Pro Custom Solar dba Momentum Solar | JCP&L | Eligible for TI Program | 2020-01-07 | 2020-01-09 | 2021-10-30 | ENPHASE ENERGY | IQ6-60-2-US | Inverters | 240 |  | 17 |  |  | 0.97 |  | Outdoor | ROOF
NJSTRE1545386822 | NJSRRE1544352872 | Transition Incentive Program | Matawan | 7747 | 17 | 5.58 | Residential | No | Behind the Meter | Behind the Meter |  | None | Sunrun Installation Services, Inc. | JCP&L | Eligible for TI Program | 2020-02-04 | 2020-02-07 | 2021-10-30 | Enphase Energy | IQ7-60-x-US (240V) | Inverters | 240 |  | 18 |  |  | 0.96 |  | Outdoor | Rooftop
NJSTRE1545386824 | NJSRRE1544140928 | Transition Incentive Program | Edison twp | 8837 | 11 | 9.16 | Residential | No | Behind the Meter | Net-metered residential rooftop and canopy |  | None | SunnyMac LLC | PSE&G | Accepted |  | 2020-01-10 | 2021-10-30 | Enphase | Iq7XS-96-ACM-US | Inverters | 0.315 |  | 28 |  |  | 0.99 |  | Outdoor | roof
NJSTRE1545386843 | NJSRRE1543828820 | Transition Incentive Program | CLEMENTON | 8021 | 14 | 6.93 | Residential | Yes | Behind the Meter | Net-metered residential rooftop and canopy |  | None | Vivint Solar Developer, LLC | AC Electric | Accepted | 2019-12-31 | 2020-01-03 | 2021-10-30 | Solar Edge | SE7600H-US | Inverters | 7600 |  | 1 |  |  | 0.992 |  | Outdoor | Near the utility meter
NJSTRE1545386854 | NJSRRE1543463273 | Transition Incentive Program | Jackson | 8527 | 18 | 9.6 | Residential | Yes | Behind the Meter | Behind the Meter |  | None | Skyline Solar, LLC | JCP&L | Eligible for TI Program | 2019-12-02 | 2019-12-04 | 2021-10-30 | SolarEdge | SE7600H-US | Inverters | 7600 |  | 1 |  |  | 0.99 |  | Outside | within ten feet of meter
NJSTRE1545386855 | NJSRRE1544550206 | Transition Incentive Program | Haledon | 7508 | 6 | 12.4 | Residential | Yes | Behind the Meter | Behind the Meter |  | None | Sunrun Installation Services, Inc. | PSE&G | Eligible for TI Program | 2020-02-28 | 2020-03-04 | 2021-10-30 | Enphase Energy | IQ7-60-x-US (240V) | Inverters | 240 |  | 40 |  |  | 0.96 |  | Outdoor | Rooftop
NJSTRE1545386861 | NJSRRE1544423124 | Transition Incentive Program | Seaside Heights | 8751 | 18 | 5.27 | Residential | Yes | Behind the Meter | Net-metered residential rooftop and canopy |  | JCPL | New Jersey Clean Energy Solutions | JCP&L | Final As-Built Received | 2020-02-10 | 2020-02-12 | 2021-10-30 | Enphase | IQ7 | Inverters | 240 |  | 17 |  |  | 0.1 |  | Outdoor | Under Panel
NJSTRE1545386870 | NJSRRE1544512276 | Transition Incentive Program | cape may | 8204 | 21 | 6.7 | Residential | Yes | Behind the Meter | Net-metered residential rooftop and canopy |  | None | Vision Solar LLC | AC Electric | Accepted | 2020-02-20 | 2020-02-24 | 2021-10-30 | enphase | iq7-60-2-us | Inverters | 0.25 |  | 20 |  |  | 0.96 |  | Other | behind panels
NJSTRE1545318577 |  | Transition Incentive Program | Roselle | 7203 | 10 | 4.55 | Residential | Yes | Behind the Meter | Net-metered residential rooftop and canopy |  | None | Pro Custom Solar dba Momentum Solar | PSE&G | Accepted | 2020-07-20 | 2020-07-23 | 2021-07-23 | LG ELECTRONICS | LG 350N1C-V5 | Solar Panels |  | 0.35 | 3 | 319 | 39 |  | Fixed | Roof
NJSTRE1545320203 |  | Transition Incentive Program | Forked River | 8730 | 17 | 10.7 | Residential | Yes | Behind the Meter | Net-metered residential rooftop and canopy |  | None | Sunrun Installation Services, Inc. | JCP&L | Accepted | 2020-07-20 | 2020-07-28 | 2021-07-28 | LG Electronics | LG345N1C-V5 | Solar Panels |  | 0.345 | 9 | 353 | 20 |  | Fixed | Roof
NJSTRE1545320203 |  | Transition Incentive Program | Forked River | 8730 | 17 | 10.7 | Residential | Yes | Behind the Meter | Net-metered residential rooftop and canopy |  | None | Sunrun Installation Services, Inc. | JCP&L | Accepted | 2020-07-20 | 2020-07-28 | 2021-07-28 | LG Electronics | LG345N1C-V5 | Solar Panels |  | 0.345 | 8 | 173 | 20 |  | Fixed | Roof
NJSTRE1545321827 |  | Transition Incentive Program | WILLINGBORO | 8046 | 13 | 11.66 | Residential | Yes | Behind the Meter | Net-metered residential rooftop and canopy |  | None | Suntuity Solar LLC | PSE&G | Accepted | 2020-07-21 | 2020-07-23 | 2021-07-23 | Longi | LR6-60HPB-315M | Solar Panels |  | 0.315 | 9 | 57 | 26 |  | Fixed | Roof
NJSTRE1545321836 |  | Transition Incentive Program | NEWTONVILLE | 8346 | 19 | 10.4 | Residential | No | Behind the Meter | Net-metered residential rooftop and canopy |  | None | Suntuity Solar LLC | AC Electric | Accepted | 2020-07-21 | 2020-07-23 | 2021-07-23 | Longi | LR6-60HPB-315M | Solar Panels |  | 0.315 | 27 | 139 | 22 |  | Fixed | Roof
NJSTRE1545321926 |  | Transition Incentive Program | PASSAIC | 7055 | 6 | 8.19 | Residential | No | Behind the Meter | Net-metered residential rooftop and canopy |  | None | Infinity Solar Systems | PSE&G | Accepted | 2020-07-21 | 2020-07-23 | 2021-07-23 | HANWHA | Q.PEAK DUO BLK-G5 315 | Solar Panels |  | 0.315 | 26 | 124 | 45 |  | Fixed | Roof
NJSTRE1545321951 |  | Transition Incentive Program | MONROE TOWNSHIP | 8831 | 11 | 12.92 | Residential | Yes | Behind the Meter | Net-metered residential rooftop and canopy |  | JCPL | Vision Solar LLC | JCP&L | Accepted | 2020-07-21 | 2020-07-23 | 2021-07-23 | HANWHA Q-CELLS | Q.PEAK DUO-G6 340 | Solar Panels |  | 0.34 | 4 | 162 | 26 |  | Fixed | Roof
NJSTRE1545321951 |  | Transition Incentive Program | MONROE TOWNSHIP | 8831 | 11 | 12.92 | Residential | Yes | Behind the Meter | Net-metered residential rooftop and canopy |  | JCPL | Vision Solar LLC | JCP&L | Accepted | 2020-07-21 | 2020-07-23 | 2021-07-23 | HANWHA Q-CELLS | Q.PEAK DUO-G6 340 | Solar Panels |  | 0.34 | 9 | 72 | 26 |  | Fixed | Roof
NJSTRE1545321975 |  | Transition Incentive Program | WEST DEPTFORD | 8096 | 15 | 10.54 | Residential | Yes | Behind the Meter | Net-metered residential rooftop and canopy |  | PSEG | Vision Solar LLC | PSE&G | Accepted | 2020-07-21 | 2020-07-23 | 2021-07-23 | HANWHA Q-CELLS | Q.PEAK DUO-G6 340 | Solar Panels |  | 0.34 | 20 | 164 | 18 |  | Fixed | Roof
NJSTRE1545321975 |  | Transition Incentive Program | WEST DEPTFORD | 8096 | 15 | 10.54 | Residential | Yes | Behind the Meter | Net-metered residential rooftop and canopy |  | PSEG | Vision Solar LLC | PSE&G | Accepted | 2020-07-21 | 2020-07-23 | 2021-07-23 | HANWHA Q-CELLS | Q.PEAK DUO-G6 340 | Solar Panels |  | 0.34 | 11 | 344 | 18 |  | Fixed | Roof
NJSTRE1545322232 |  | Transition Incentive Program | Hillsborough Township | 8844 | 5 | 7.52 | Residential | No | Behind the Meter | Net-metered residential rooftop and canopy |  | None | GenRenew, LLC | PSE&G | Accepted | 2020-07-21 | 2020-07-23 | 2021-07-23 | Sunpower | SPR-E20-327-E-AC | Solar Panels |  | 0.327 | 3 | 184 | 23 |  | Fixed | Roof
NJSTRE1545322249 |  | Transition Incentive Program | Wenonah | 8090 | 15 | 7.44 | Residential | No | Behind the Meter | Net-metered residential rooftop and canopy |  | None | Kaitanna Solar, LLC | PSE&G | Accepted | 2020-08-10 | 2020-08-11 | 2021-10-30 | Jinko | 310 | Solar Panels |  | 0.31 | 3 | 296 | 20 |  | Fixed | Roof
NJSTRE1545322363 |  | Transition Incentive Program | Swedesboro | 8085 | 15 | 17.34 | Residential | Yes | Behind the Meter | Net-metered residential rooftop and canopy |  | None | Trinity Solar | AC Electric | Accepted | 2020-07-21 | 2020-07-24 | 2021-07-24 | Hanwha | Q.PEAK DUO BLK-G6 340 | Solar Panels |  | 0.34 | 12 | 281 | 45 |  | Fixed | Roof
NJSTRE1545383907 | NJSRRE1542497226 | Transition Incentive Program | Rochelle Park | 7662 | 7 | 5.04 | Residential | Yes | Behind the Meter | Behind the Meter |  | None | Trinity Solar | PSE&G | Eligible for TI Program | 2019-10-02 | 2019-10-04 | 2021-10-30 | SOLAR EDGE | SE3800H-US | Inverters | 3800 |  | 1 |  |  | 0.97 |  | Outdoor | SIDE OF HOME
NJSTRE1545383911 | NJSRRE1543067667 | Transition Incentive Program | Newark City | 7112 | 9 | 5.12 | Residential | Yes | Behind the Meter | Behind the Meter |  | None | Skyline Solar, LLC | PSE&G | Eligible for TI Program | 2019-11-12 | 2019-11-14 | 2021-10-30 | SolarEdge | SE3800H-US | Inverters | 3800 |  | 1 |  |  | 0.99 |  | Outside | within ten feet of meter
NJSTRE1545383913 | NJSRRE1542909139 | Transition Incentive Program | Brick | 8723 | 18 | 119.2 | Commercial | Yes | Behind the Meter | Behind the Meter |  | None | Safari Energy, LLC | JCP&L | Eligible for TI Program | 2019-11-19 | 2019-11-25 | 2021-10-30 | Solectria | 36TL | Inverters | 36000 |  | 1 |  |  | 0.98 |  | Outdoor | Roof
NJSTRE1545383920 | NJSRRE1542481278 | Transition Incentive Program | Piscataway | 8854 | 11 | 6.67 | Residential | Yes | Behind the Meter | Behind the Meter |  | None | Sunrun Installation Services, Inc. | PSE&G | Eligible for TI Program | 2019-10-01 | 2019-10-03 | 2021-10-30 | Ningbo Ginlong Technologies | Solis-1P5K-4G-US | Inverters | 5000 |  | 1 |  |  | 0.96 |  | Outdoor | Next To Meter
NJSTRE1545383923 | NJSRRE1542842273 | Transition Incentive Program | Howell Township | 7731 | 17 | 11.22 | Residential | No | Behind the Meter | Behind the Meter |  | None | Green Power Energy | JCP&L | Eligible for TI Program | 2019-10-31 | 2019-11-04 | 2021-10-30 | SolarEdge | SE10000H-US | Inverters | 10000 |  | 1 |  |  | 0.97 |  | Outside | Next to meter
NJSTRE1545383930 | NJSRRE1542441108 | Transition Incentive Program | Newton | 7860 | 1 | 14.3 | Residential | No | Behind the Meter | Behind the Meter |  | None | Green Power Energy | JCP&L | Eligible for TI Program | 2019-09-25 | 2019-10-04 | 2021-10-30 | Solar Edge | SE7600H-US | Inverters | 7600 |  | 2 |  |  | 0.97 |  | Outside | next to meter
NJSTRE1545383944 | NJSRRE1542521727 | Transition Incentive Program | TENAFLY BORO | 7670 | 7 | 14.21 | Residential | Yes | Behind the Meter | Behind the Meter |  | None | Sunrun Installation Services, Inc. | PSE&G | Eligible for TI Program | 2019-10-09 | 2019-10-11 | 2021-10-30 | Ginlong | Solis-1P6K-4G-US | Inverters | 6000 |  | 1 |  |  | 0.96 |  | Outside | Next to meter
NJSTRE1545383946 | NJSRRE1542428592 | Transition Incentive Program | Cherry Hill | 8002 | 14 | 5.04 | Residential | Yes | Behind the Meter | Net-metered residential rooftop and canopy |  | None | Vivint Solar Developer, LLC | PSE&G | Accepted | 2019-09-23 | 2019-09-25 | 2021-10-30 | Solar Edge | SE3800H-US000BNC4 | Inverters | 3800 |  | 1 |  |  | 0.992 |  | Outdoor | Near the Utility Meter
NJSTRE1545383963 | NJSRRE1542579761 | Transition Incentive Program | Teaneck | 7666 | 7 | 6.93 | Residential | Yes | Behind the Meter | Behind the Meter |  | None | Trinity Solar | PSE&G | Eligible for TI Program | 2019-10-23 | 2019-10-25 | 2021-10-30 | Solar Edge | SE6000 | Inverters | 6000 |  | 1 |  |  | 0.97 |  | Outside | side of home
NJSTRE1545383971 | NJSRRE1542500859 | Transition Incentive Program | Jersey City | 7305 | 8 | 6.21 | Residential | Yes | Behind the Meter | Behind the Meter |  | None | Pro Custom Solar dba Momentum Solar | PSE&G | Eligible for TI Program | 2019-10-03 | 2019-10-08 | 2021-10-30 | Enphase Energy | IQ7-60-2-US | Inverters | 250 |  | 18 |  |  | 0.97 |  | Outdoor | Roof
NJSTRE1545383979 | NJSRRE1542501311 | Transition Incentive Program | Lawrence TWP | 8648 | 12 | 8.06 | Residential | No | Behind the Meter | Behind the Meter |  | None | 1st Light Energy Inc | PSE&G | Eligible for TI Program | 2019-10-03 | 2019-10-08 | 2021-10-30 | SMA | SB 7.0-US (240V) | Inverters | 7000 |  | 1 |  |  | 0.97 |  | Outside | within 10 feet of meter
NJSTRE1545383983 | NJSRRE1542500882 | Transition Incentive Program | Mannington | 8079 | 16 | 7.04 | Residential | Yes | Behind the Meter | Behind the Meter |  | None | Skyline Solar, LLC | AC Electric | Eligible for TI Program | 2019-10-03 | 2019-10-08 | 2021-10-30 | SolarEdge | SE5000H-US | Inverters | 5000 |  | 1 |  |  | 0.99 |  | Outside | within ten feet of meter
NJSTRE1545383995 | NJSRRE1543417584 | Transition Incentive Program | HIGHLAND PARK | 8904 | 11 | 4.73 | Residential | Yes | Behind the Meter | Net-metered residential rooftop and canopy |  | None | Vivint Solar Developer, LLC | PSE&G | Accepted | 2019-11-18 | 2019-11-20 | 2021-10-30 | Solar Edge | SE3800H-US000BNC4 | Inverters | 3800 |  | 1 |  |  | 0.992 |  | Outdoor | Near the utility meter
NJSTRE1545386873 | NJSRRE1544419548 | Transition Incentive Program | Monroe Township | 8831 | 11 | 5.99 | Residential | Yes | Behind the Meter | Net-metered residential rooftop and canopy |  | None | Vivint Solar Developer, LLC | JCP&L | Accepted | 2020-02-07 | 2020-02-11 | 2021-10-30 | SOLAREDGE | SE7600H-US | Inverters | 7600 |  | 1 |  |  | 0.992 |  | Outdoor | Near the Utility Meter
NJSTRE1545318564 |  | Transition Incentive Program | Passaic | 7055 | 6 | 6.21 | Residential | Yes | Behind the Meter | Net-metered residential rooftop and canopy |  | None | Seabright Solar | PSE&G | Accepted | 2020-07-20 | 2020-07-23 | 2021-10-30 | Sunpower | SPR-E20-327 | Solar Panels |  | 0.327 | 6 | 232 | 21 |  | Fixed | Roof
NJSTRE1545320203 |  | Transition Incentive Program | Forked River | 8730 | 17 | 10.7 | Residential | Yes | Behind the Meter | Net-metered residential rooftop and canopy |  | None | Sunrun Installation Services, Inc. | JCP&L | Accepted | 2020-07-20 | 2020-07-28 | 2021-07-28 | LG Electronics | LG345N1C-V5 | Solar Panels |  | 0.345 | 6 | 353 | 20 |  | Fixed | Roof
NJSTRE1545321928 |  | Transition Incentive Program | PENNSVILLE | 8070 | 16 | 11.9 | Residential | Yes | Behind the Meter | Net-metered residential rooftop and canopy |  | ACE | Vision Solar LLC | AC Electric | Accepted | 2020-07-21 | 2020-07-23 | 2021-07-23 | HANWHA Q-CELLS | Q.PEAK DUO-G6 340 | Solar Panels |  | 0.34 | 13 | 309 | 13 |  | Fixed | Roof
NJSTRE1545321928 |  | Transition Incentive Program | PENNSVILLE | 8070 | 16 | 11.9 | Residential | Yes | Behind the Meter | Net-metered residential rooftop and canopy |  | ACE | Vision Solar LLC | AC Electric | Accepted | 2020-07-21 | 2020-07-23 | 2021-07-23 | HANWHA Q-CELLS | Q.PEAK DUO-G6 340 | Solar Panels |  | 0.34 | 5 | 309 | 21 |  | Fixed | Roof
NJSTRE1545321937 |  | Transition Incentive Program | Rutherford | 7070 | 7 | 5.67 | Residential | No | Behind the Meter | Net-metered residential rooftop and canopy |  | None | Tesla Energy Operations Inc. | PSE&G | Accepted | 2020-07-21 | 2020-07-23 | 2021-07-23 | Tesla | SR60T1 | Solar Panels |  | 0.05847 | 62 | 217 | 34 |  | Fixed | Roof
NJSTRE1545322032 |  | Transition Incentive Program | NEWTON | 7860 | 1 | 5.44 | Residential | No | Behind the Meter | Net-metered residential rooftop and canopy |  | JCPL | Vision Solar LLC | JCP&L | Accepted | 2020-07-21 | 2020-07-23 | 2021-07-23 | HANWHA Q-CELLS | Q.PEAK DUO-G6 340 | Solar Panels |  | 0.34 | 2 | 300 | 28 |  | Fixed | Roof
NJSTRE1545322074 |  | Transition Incentive Program | NORTHVALE | 7647 | 7 | 6.08 | Residential | Yes | Behind the Meter | Net-metered residential rooftop and canopy |  | None | Vivint Solar Developer, LLC | Orange Rockland Electric | Accepted | 2020-07-21 | 2020-07-23 | 2021-07-23 | Jinko Solar | JKM320M-60HBL | Solar Panels |  | 0.32 | 19 | 217 | 18 |  | Fixed | Roof
NJSTRE1545322250 |  | Transition Incentive Program | MULLICA HILL | 8062 | 15 | 12.58 | Residential | Yes | Behind the Meter | Net-metered residential rooftop and canopy |  | ACE | Vision Solar LLC | AC Electric | Accepted | 2020-07-21 | 2020-07-24 | 2021-07-24 | HANWHA Q-CELLS | Q.PEAK DUO-G6 340 | Solar Panels |  | 0.34 | 20 | 19 | 20 |  | Fixed | Roof
NJSTRE1545322385 |  | Transition Incentive Program | Washington Township | 8012 | 14 | 13.46 | Residential | No | Behind the Meter | Net-metered residential rooftop and canopy |  | None | Sunrun Installation Services, Inc. | AC Electric | Accepted | 2020-07-21 | 2020-07-24 | 2021-07-24 | LG Electronics | LG345N1C-V5 | Solar Panels |  | 0.345 | 22 | 55 | 18 |  | Fixed | Roof
NJSTRE1545322413 |  | Transition Incentive Program | carneys point | 8069 | 16 | 6.4 | Residential | No | Behind the Meter | Net-metered residential rooftop and canopy |  | None | Orbit Energy & Power, LLC | AC Electric | Accepted | 2020-07-21 | 2020-07-24 | 2021-07-24 | hanwha qcells | qpeak 320w | Solar Panels |  | 0.32 | 8 | 216 | 27 |  | Fixed | Roof
NJSTRE1545322664 |  | Transition Incentive Program | Pine Hill | 8021 | 14 | 7.7 | Residential | Yes | Behind the Meter | Net-metered residential rooftop and canopy |  | None | Pro Custom Solar dba Momentum Solar | AC Electric | Accepted | 2020-07-21 | 2020-07-24 | 2021-07-24 | LG ELECTRONICS | LG 350N1C-V5 | Solar Panels |  | 0.35 | 8 | 103 | 16 |  | Fixed | Roof
NJSTRE1545322709 |  | Transition Incentive Program | GLOUCESTER CITY | 8030 | 14 | 7.8 | Residential | Yes | Behind the Meter | Net-metered residential rooftop and canopy |  | None | Vivint Solar Developer, LLC | PSE&G | Accepted | 2020-07-23 | 2020-07-24 | 2021-07-24 | Jinko Solar | JKM325M-60HBL | Solar Panels |  | 0.325 | 12 | 219 | 31 |  | Fixed | Roof
NJSTRE1545383997 | NJSRRE1542685470 | Transition Incentive Program | Fair Lawn | 7410 | 7 | 4.35 | Residential | Yes | Behind the Meter | Behind the Meter |  | None | Sunrun Installation Services, Inc. | PSE&G | Eligible for TI Program | 2019-10-28 | 2019-10-31 | 2021-10-30 | Delta Electronics | M4-TL-US | Inverters | 3840 |  | 1 |  |  | 0.96 |  | Outdoor | Next To Meter
NJSTRE1545384009 | NJSRRE1542515114 | Transition Incentive Program | Phillipsburg | 8865 | 2 | 7.04 | Residential | Yes | Behind the Meter | Behind the Meter |  | None | Skyline Solar, LLC | JCP&L | Eligible for TI Program | 2019-10-08 | 2019-10-10 | 2021-10-30 | SolarEdge | SE5000H-US | Inverters | 5000 |  | 1 |  |  | 0.99 |  | Outside | within ten feet of meter
NJSTRE1545384023 | NJSRRE1542528147 | Transition Incentive Program | Jackson | 8527 | 18 | 8.32 | Residential | No | Behind the Meter | Net-metered residential rooftop and canopy |  | None | Powerlutions | JCP&L | Accepted |  | 2019-10-15 | 2021-10-30 | SolarEdge | SE7600H-US | Inverters | 7.6 |  | 1 |  |  | 0.99 |  | Outdoor | Near Meter
NJSTRE1545384048 |  | Transition Incentive Program | Edison | 8820 | 11 | 10.2 | Residential | No | Behind the Meter | Net-metered residential rooftop and canopy |  | None | Tesla Energy Operations Inc. | PSE&G | Accepted | 2020-07-31 | 2020-08-07 | 2021-10-30 | SolarEdge Technologies | SE10000H-US [240V] | Inverters | 10000 |  | 1 |  |  | 0.99 |  | Indoor | Inside garage
NJSTRE1545384057 |  | Transition Incentive Program | Cranbury | 8512 | 11 | 6.5 | Residential | Yes | Behind the Meter | Net-metered residential rooftop and canopy |  | None | Vivint Solar Developer, LLC | PSE&G | Accepted | 2020-08-12 | 2020-08-12 | 2021-10-30 | SOLAREDGE | SE7600H-US | Inverters | 7600 |  | 1 |  |  | 0.992 |  | Outdoor | Near the Utility Meter
NJSTRE1545293881 |  | Transition Incentive Program | BRIGINTINE | 8203 | 19 | 8.5 | Residential | Yes | Behind the Meter | Net-metered residential rooftop and canopy |  | None | Trinity Solar | AC Electric | Accepted | 2020-07-13 | 2020-07-20 | 2021-07-20 | HANWHA | Q.PEAK DUO BLK-G6 340 | Solar Panels |  | 0.34 | 5 | 172 | 9 |  | Fixed | Roof
NJSTRE1545293959 |  | Transition Incentive Program | Montgomery | 8502 | 5 | 7.56 | Residential | No | Behind the Meter | Net-metered residential rooftop and canopy |  | None | Tesla Energy Operations Inc. | PSE&G | Accepted | 2020-07-13 | 2020-07-20 | 2021-07-20 | Hanwha Q CELLS | Q.PEAK DUO BLK-G5/SC315 | Solar Panels |  | 0.315 | 13 | 209 | 37 |  | Fixed | Roof
NJSTRE1545294033 |  | Transition Incentive Program | Jackson | 8527 | 18 | 7 | Residential | Yes | Behind the Meter | Net-metered residential rooftop and canopy |  | None | Pro Custom Solar dba Momentum Solar | JCP&L | Accepted | 2020-07-13 | 2020-07-20 | 2021-07-20 | LG ELECTRONICS | LG 350N1C-V5 | Solar Panels |  | 0.35 | 14 | 214 | 17 |  | Fixed | Roof
NJSTRE1545294086 |  | Transition Incentive Program | Penns Grove | 8069 | 16 | 9.18 | Residential | No | Behind the Meter | Net-metered residential rooftop and canopy |  | None | Castle Energy, LLC | AC Electric | Accepted | 2020-07-13 | 2020-07-22 | 2021-07-22 | Hanwha Q-Cells | Q.Peak DUO BLK-G6 340 | Solar Panels |  | 0.34 | 13 | 118 | 21 |  | Fixed | Roof
NJSTRE1545294093 |  | Transition Incentive Program | Linden | 7036 | 10 | 3.85 | Residential | Yes | Behind the Meter | Net-metered residential rooftop and canopy |  | None | Pro Custom Solar dba Momentum Solar | PSE&G | Accepted | 2020-07-13 | 2020-07-20 | 2021-07-20 | LG ELECTRONICS | LG 350N1C-V5 | Solar Panels |  | 0.35 | 11 | 220 | 38 |  | Fixed | Roof
NJSTRE1545294104 |  | Transition Incentive Program | HILLSIDE | 7205 | 10 | 6.41 | Residential | Yes | Behind the Meter | Net-metered residential rooftop and canopy |  | None | Sunrun, Inc. | PSE&G | Accepted | 2020-07-13 | 2020-07-20 | 2021-07-20 | LONGi Green Energy Technology Co Ltd | LR6-60HPB-305M | Solar Panels |  | 0.305 | 6 | 219 | 26 |  | Fixed | Roof
NJSTRE1545294110 |  | Transition Incentive Program | Lawnside | 8045 | 14 | 44.55 | Commercial | No | Behind the Meter | Net-metered non-residential rooftop and canopy |  | None | National Energy Partners LLC | PSE&G | Accepted | 2020-07-13 | 2020-07-27 | 2021-07-27 | JINKO | JKM405M-72HL-V | Solar Panels |  | 0.405 | 110 | 140 | 0 |  | Fixed | Roof | On Top of Pre-Existing Gas Station Canopy
NJSTRE1545294120 |  | Transition Incentive Program | Trenton | 8610 | 12 | 5.03 | Residential | No | Behind the Meter | Net-metered residential rooftop and canopy |  | None | Seabright Solar | PSE&G | Accepted | 2020-08-04 | 2020-08-07 | 2021-10-30 | Sunpower | SPR-X21-335 | Solar Panels |  | 0.335 | 5 | 299 | 30 |  | Fixed | Roof
NJSTRE1545322750 |  | Transition Incentive Program | DENVILLE | 7834 | 3 | 11.56 | Residential | No | Behind the Meter | Net-metered residential rooftop and canopy |  | JCPL | Vision Solar LLC | JCP&L | Accepted | 2020-07-21 | 2020-07-24 | 2021-07-24 | HANWHA Q-CELLS | Q.PEAK DUO-G6 340 | Solar Panels |  | 0.34 | 6 | 316 | 29 |  | Fixed | Roof
NJSTRE1545322761 |  | Transition Incentive Program | Perth Amboy | 8861 | 11 | 8.24 | Residential | Yes | Behind the Meter | Net-metered residential rooftop and canopy |  | None | Sunrun Installation Services, Inc. | PSE&G | Accepted | 2020-07-21 | 2020-07-24 | 2021-10-30 | LONGi Green Energy Technology Co Ltd | LR6-60HPB-305M | Solar Panels |  | 0.305 | 13 | 200 | 27 |  | Fixed | Roof
NJSTRE1545322810 |  | Transition Incentive Program | Bergenfield | 7621 | 7 | 8.16 | Residential | No | Behind the Meter | Net-metered residential rooftop and canopy |  | None | Tesla Energy Operations Inc. | PSE&G | Accepted | 2020-07-21 | 2020-07-24 | 2021-07-24 | Hanwha Q-Cells | Q.Peak DUO BLK-G6/SC340 | Solar Panels |  | 0.34 | 14 | 178 | 23 |  | Fixed | Roof
NJSTRE1545322810 |  | Transition Incentive Program | Bergenfield | 7621 | 7 | 8.16 | Residential | No | Behind the Meter | Net-metered residential rooftop and canopy |  | None | Tesla Energy Operations Inc. | PSE&G | Accepted | 2020-07-21 | 2020-07-24 | 2021-07-24 | Hanwha Q-Cells | Q.Peak DUO BLK-G6/SC340 | Solar Panels |  | 0.34 | 5 | 268 | 30 |  | Fixed | Roof
NJSTRE1545322838 |  | Transition Incentive Program | HIGHTSTOWN | 8520 | 12 | 4.27 | Residential | Yes | Behind the Meter | Net-metered residential rooftop and canopy |  | None | Sunrun Installation Services, Inc. | JCP&L | Accepted | 2020-07-21 | 2020-07-24 | 2021-07-24 | LONGi Green Energy Technology Co Ltd | LR6-60HPB-305M | Solar Panels |  | 0.305 | 12 | 96 | 23 |  | Fixed | Roof
NJSTRE1545324609 |  | Transition Incentive Program | Trenton City | 8610 | 12 | 3.36 | Residential | Yes | Behind the Meter | Net-metered residential rooftop and canopy |  | None | Sunrun Installation Services, Inc. | PSE&G | Accepted | 2020-07-22 | 2020-07-24 | 2021-07-24 | LONGi Green Energy Technology Co Ltd | LR6-60HPB-305M | Solar Panels |  | 0.305 | 1 | 120 | 54 |  | Fixed | Roof
NJSTRE1545324681 |  | Transition Incentive Program | Point Pleasant Boro | 8742 | 18 | 3.06 | Residential | Yes | Behind the Meter | Net-metered residential rooftop and canopy |  | None | Trinity Solar | JCP&L | Final As-Built Received | 2020-07-22 | 2020-07-24 | 2021-10-30 | Hanwha 340 | Q.PEAK DUO BLK-G6 340 | Solar Panels |  | 0.34 | 9 | 189 | 34 |  | Fixed | Roof
NJSTRE1545386753 | NJSRRE1544102764 | Transition Incentive Program | North Arlington | 7031 | 7 | 5.04 | Residential | Yes | Behind the Meter | Behind the Meter |  | None | Pro Custom Solar dba Momentum Solar | PSE&G | Eligible for TI Program | 2020-01-07 | 2020-01-09 | 2021-10-30 | ENPHASE ENERGY | IQ6-60-2-US | Inverters | 240 |  | 16 |  |  | 0.97 |  | Outdoor | ROOF
NJSTRE1545386760 | NJSRRE1544543177 | Transition Incentive Program | Paramus | 7652 | 7 | 10.56 | Residential | No | Behind the Meter | Behind the Meter |  | None | Panatec Corporation | PSE&G | Eligible for TI Program | 2020-02-26 | 2020-02-28 | 2021-10-30 | Enphase | IQ 7X | Inverters | 330 |  | 32 |  |  | 0.975 |  | Outdoor | Outdoor
NJSTRE1545386773 | NJSRRE1544546580 | Transition Incentive Program | Newark | 7106 | 9 | 4.02 | Residential | Yes | Behind the Meter | Behind the Meter |  | None | Pro Custom Solar dba Momentum Solar | PSE&G | Eligible for TI Program | 2020-02-27 | 2020-03-02 | 2021-10-30 | Enphase Energy | IQ7-60-2-US | Inverters | 250 |  | 12 |  |  | 0.97 |  | Outdoor | roof
NJSTRE1545386785 | NJSRRE1544155747 | Transition Incentive Program | Bayville | 8721 | 18 | 10.08 | Residential | Yes | Behind the Meter | Net-metered residential rooftop and canopy |  | None | Suntuity Solar LLC | JCP&L | Accepted | 2020-01-10 | 2020-01-15 | 2021-10-30 | Enphase Energy | IQ7-60-2-US | Inverters | 240 |  | 32 |  |  | 0.97 |  | Outdoor | Behind the PV Modules
NJSTRE1545386791 | NJSRRE1543427043 | Transition Incentive Program | Deptford Township | 8096 | 15 | 7.97 | Residential | Yes | Behind the Meter | Behind the Meter |  | None | Sunrun Installation Services, Inc. | PSE&G | Eligible for TI Program | 2019-11-20 | 2019-11-25 | 2021-10-30 | SolarEdge Technologies | SE7600H-USRGM | Inverters | 7600 |  | 1 |  |  | 0.96 |  | Outdoor | Next To Meter
NJSTRE1545322293 |  | Transition Incentive Program | MEDFORD | 8055 | 13 | 13.86 | Residential | Yes | Behind the Meter | Net-metered residential rooftop and canopy |  | None | Sunrun Installation Services, Inc. | AC Electric | Accepted | 2020-07-21 | 2020-07-23 | 2021-07-23 | LG Electronics | LG330N1C-A5 | Solar Panels |  | 0.33 | 13 | 172 | 45 |  | Fixed | Roof
NJSTRE1545322261 |  | Transition Incentive Program | Pleasantville | 8232 | 19 | 7.04 | Residential | No | Behind the Meter | Net-metered residential rooftop and canopy |  | None | Sun Up Zero Down | AC Electric | Accepted | 2020-07-21 | 2020-07-24 | 2021-07-24 | trina | TSM-320-DD06M.05(II) | Solar Panels |  | 0.32 | 14 | 142 | 30 |  | Fixed | Roof
NJSTRE1545322313 |  | Transition Incentive Program | SADDLE BROOK | 7663 | 7 | 7.8 | Residential | Yes | Behind the Meter | Net-metered residential rooftop and canopy |  | None | Vivint Solar Developer, LLC | PSE&G | Accepted | 2020-07-21 | 2020-07-24 | 2021-07-24 | Jinko Solar | JKM325M-60HBL | Solar Panels |  | 0.325 | 12 | 340 | 24 |  | Fixed | Roof
NJSTRE1545322319 |  | Transition Incentive Program | Blackwood | 8012 | 14 | 19.52 | Residential | No | Behind the Meter | Net-metered residential rooftop and canopy |  | None | Sun Up Zero Down | AC Electric | Accepted | 2020-07-23 | 2020-07-24 | 2021-07-24 | trina | TSM-320DD05H.05(II) | Solar Panels |  | 0.32 | 14 | 81 | 26 |  | Fixed | Roof
NJSTRE1545322354 |  | Transition Incentive Program | Brigantine | 8203 | 19 | 6.3 | Residential | No | Behind the Meter | Net-metered residential rooftop and canopy |  | None | Advanced Renewable Solutions | AC Electric | Accepted | 2020-07-21 | 2020-07-24 | 2021-07-24 | CertainTeed | CT315M11-02 | Solar Panels |  | 0.315 | 10 | 171 | 20 |  | Fixed | Roof
NJSTRE1545322363 |  | Transition Incentive Program | Swedesboro | 8085 | 15 | 17.34 | Residential | Yes | Behind the Meter | Net-metered residential rooftop and canopy |  | None | Trinity Solar | AC Electric | Accepted | 2020-07-21 | 2020-07-24 | 2021-07-24 | Hanwha | Q.PEAK DUO BLK-G6 340 | Solar Panels |  | 0.34 | 15 | 191 | 34 |  | Fixed | Roof
NJSTRE1545322396 |  | Transition Incentive Program | Oceanport | 7757 | 17 | 10.73 | Residential | No | Behind the Meter | Net-metered residential rooftop and canopy |  | None | Whitman Construction, LLC | JCP&L | Accepted | 2020-07-21 | 2020-07-24 | 2021-07-24 | SOLARIA POWER | XT-370R-PD | Solar Panels |  | 0.37 | 8 | 280 | 24 |  | Fixed | Roof
NJSTRE1545322475 |  | Transition Incentive Program | Absecon | 8201 | 19 | 8.96 | Residential | Yes | Behind the Meter | Net-metered residential rooftop and canopy |  | None | All Season Solar | AC Electric | Accepted | 2020-07-21 | 2020-07-24 | 2021-07-24 | Trina | TSMDD06M.05II | Solar Panels |  | 0.32 | 6 | 53 | 20 |  | Fixed | Roof
NJSTRE1545322666 |  | Transition Incentive Program | Evesham | 8053 | 13 | 3379.48 | Commercial | No | Grid Supply | Subsection (t): landfill, brownfield, areas of historic fill. | t | None | Aero Haven Solar, LLC | AC Electric | Accepted | 2018-12-04 | 2019-02-18 | 2021-10-30 | Canadian solar | CS6U-335P | Solar Panels |  | 0.335 | 10088 | 180 | 25 |  | Fixed | Ground
NJSTRE1545322687 |  | Transition Incentive Program | Logan Township | 8085 | 15 | 20.93 | Residential | Yes | Behind the Meter | Net-metered residential rooftop and canopy |  | None | Seabright Solar | AC Electric | Accepted | 2020-07-21 | 2020-07-24 | 2021-07-24 | Sunpower | SPR-E20-327 | Solar Panels |  | 0.327 | 15 | 354 | 40 |  | Fixed | Roof
NJSTRE1545322750 |  | Transition Incentive Program | DENVILLE | 7834 | 3 | 11.56 | Residential | No | Behind the Meter | Net-metered residential rooftop and canopy |  | JCPL | Vision Solar LLC | JCP&L | Accepted | 2020-07-21 | 2020-07-24 | 2021-07-24 | HANWHA Q-CELLS | Q.PEAK DUO-G6 340 | Solar Panels |  | 0.34 | 4 | 136 | 30 |  | Fixed | Roof
NJSTRE1545322726 |  | Transition Incentive Program | Voorhees | 8043 | 14 | 8.84 | Residential | No | Behind the Meter | Net-metered residential rooftop and canopy |  | None | NJ Solar Power, LLC | AC Electric | Accepted | 2020-07-21 | 2020-07-24 | 2021-07-24 | Panasonic | vbhn340SA17 | Solar Panels |  | 0.34 | 26 | 210 | 25 |  | Fixed | Roof
NJSTRE1545322821 |  | Transition Incentive Program | Hightstown | 8520 | 12 | 11.9 | Residential | No | Behind the Meter | Net-metered residential rooftop and canopy |  | None | Tesla Energy Operations Inc. | JCP&L | Accepted | 2020-07-21 | 2020-07-24 | 2021-07-24 | Hanwha Q-Cells | Q.Peak DUO BLK-G6+/SC340 | Solar Panels |  | 0.34 | 7 | 163 | 45 |  | Fixed | Roof
NJSTRE1545322396 |  | Transition Incentive Program | Oceanport | 7757 | 17 | 10.73 | Residential | No | Behind the Meter | Net-metered residential rooftop and canopy |  | None | Whitman Construction, LLC | JCP&L | Accepted | 2020-07-21 | 2020-07-24 | 2021-07-24 | SOLARIA POWER | XT-370R-PD | Solar Panels |  | 0.37 | 10 | 10 | 19 |  | Fixed | Roof
NJSTRE1545322462 |  | Transition Incentive Program | LITTLE FALLS | 7424 | 6 | 4.23 | Residential | Yes | Behind the Meter | Net-metered residential rooftop and canopy |  | None | Vivint Solar Developer, LLC | PSE&G | Final As-Built Received | 2020-07-21 | 2020-07-24 | 2021-10-30 | JINKO SOLAR | JKM325M-60HBL | Solar Panels |  | 0.325 | 10 | 51 | 27 |  | Fixed | Roof
NJSTRE1545322687 |  | Transition Incentive Program | Logan Township | 8085 | 15 | 20.93 | Residential | Yes | Behind the Meter | Net-metered residential rooftop and canopy |  | None | Seabright Solar | AC Electric | Accepted | 2020-07-21 | 2020-07-24 | 2021-07-24 | Sunpower | SPR-E20-327 | Solar Panels |  | 0.327 | 6 | 264 | 26 |  | Fixed | Roof
NJSTRE1545322717 |  | Transition Incentive Program | CAMDEN | 8105 | 14 | 12.58 | Residential | Yes | Behind the Meter | Net-metered residential rooftop and canopy |  | ACE | Vision Solar LLC | PSE&G | Accepted | 2020-07-21 | 2020-07-24 | 2021-07-24 | HANWHA Q-CELLS | Q.PEAK DUO-G6 340 | Solar Panels |  | 0.34 | 18 | 325 | 33 |  | Fixed | Roof
NJSTRE1545322750 |  | Transition Incentive Program | DENVILLE | 7834 | 3 | 11.56 | Residential | No | Behind the Meter | Net-metered residential rooftop and canopy |  | JCPL | Vision Solar LLC | JCP&L | Accepted | 2020-07-21 | 2020-07-24 | 2021-07-24 | HANWHA Q-CELLS | Q.PEAK DUO-G6 340 | Solar Panels |  | 0.34 | 6 | 136 | 29 |  | Fixed | Roof
NJSTRE1545322750 |  | Transition Incentive Program | DENVILLE | 7834 | 3 | 11.56 | Residential | No | Behind the Meter | Net-metered residential rooftop and canopy |  | JCPL | Vision Solar LLC | JCP&L | Accepted | 2020-07-21 | 2020-07-24 | 2021-07-24 | HANWHA Q-CELLS | Q.PEAK DUO-G6 340 | Solar Panels |  | 0.34 | 1 | 46 | 30 |  | Fixed | Roof
NJSTRE1545322764 |  | Transition Incentive Program | Ventnor City | 8406 | 19 | 3.85 | Residential | Yes | Behind the Meter | Net-metered residential rooftop and canopy |  | None | Pro Custom Solar dba Momentum Solar | AC Electric | Final As-Built Received | 2020-07-21 | 2020-07-24 | 2021-10-30 | LG ELECTRONICS | LG 350N1C-V5 | Solar Panels |  | 0.35 | 7 | 238 | 32 |  | Fixed | Roof
NJSTRE1545322820 |  | Transition Incentive Program | PEMBERTON | 8068 | 13 | 17.16 | Residential | Yes | Behind the Meter | Net-metered residential rooftop and canopy |  | None | Sunrun Installation Services, Inc. | JCP&L | Accepted | 2020-07-21 | 2020-07-24 | 2021-07-24 | LG Electronics | LG330N1C-A5 | Solar Panels |  | 0.33 | 12 | 43 | 23 |  | Fixed | Roof
NJSTRE1545322975 |  | Transition Incentive Program | Logan Township | 8085 | 15 | 4.58 | Residential | Yes | Behind the Meter | Net-metered residential rooftop and canopy |  | None | Sunrun Installation Services, Inc. | AC Electric | Accepted | 2020-07-21 | 2020-07-24 | 2021-07-24 | LONGi Green Energy Technology Co Ltd | LR6-60HPB-305M | Solar Panels |  | 0.305 | 15 | 199 | 19 |  | Fixed | Roof
NJSTRE1545322987 |  | Transition Incentive Program | Howell | 7731 | 17 | 8.54 | Residential | Yes | Behind the Meter | Net-metered residential rooftop and canopy |  | None | Sunrun Installation Services, Inc. | JCP&L | Accepted | 2020-07-21 | 2020-07-24 | 2021-07-24 | LONGi Green Energy Technology Co Ltd | LR6-60HPB-305M | Solar Panels |  | 0.305 | 20 | 99 | 18 |  | Fixed | Roof
NJSTRE1545322987 |  | Transition Incentive Program | Howell | 7731 | 17 | 8.54 | Residential | Yes | Behind the Meter | Net-metered residential rooftop and canopy |  | None | Sunrun Installation Services, Inc. | JCP&L | Accepted | 2020-07-21 | 2020-07-24 | 2021-07-24 | LONGi Green Energy Technology Co Ltd | LR6-60HPB-305M | Solar Panels |  | 0.305 | 8 | 279 | 18 |  | Fixed | Roof
NJSTRE1545322993 |  | Transition Incentive Program | Lacey Township | 8731 | 18 | 13.11 | Residential | Yes | Behind the Meter | Net-metered residential rooftop and canopy |  | None | Sunrun Installation Services, Inc. | JCP&L | Accepted | 2020-07-21 | 2020-07-24 | 2021-07-24 | LG Electronics | LG345N1C-V5 | Solar Panels |  | 0.345 | 19 | 241 | 19 |  | Fixed | Roof
NJSTRE1545386792 | NJSRRE1543434177 | Transition Incentive Program | Paterson | 7513 | 6 | 4.1 | Residential | Yes | Behind the Meter | Net-metered residential rooftop and canopy |  | None | Vivint Solar Developer, LLC | PSE&G | Accepted | 2019-11-25 | 2019-11-25 | 2021-10-30 | Solar Edge | SE3800H-US000BNC4 | Inverters | 3800 |  | 1 |  |  | 0.992 |  | Outdoor | Near the utility meter
NJSTRE1545386801 | NJSRRE1544119424 | Transition Incentive Program | Somerset | 8873 | 5 | 8.75 | Residential | Yes | Behind the Meter | Behind the Meter |  | None | Pro Custom Solar dba Momentum Solar | PSE&G | Eligible for TI Program | 2020-01-07 | 2020-01-10 | 2021-10-30 | ENPHASE ENERGY | IQ7PLUS-72-2-US | Inverters | 295 |  | 25 |  |  | 0.97 |  | Outdoor | ROOF
NJSTRE1545386816 | NJSRRE1544550216 | Transition Incentive Program | Cranford | 7016 | 10 | 5.6 | Residential | Yes | Behind the Meter | Net-metered residential rooftop and canopy |  | None | Pro Custom Solar dba Momentum Solar | PSE&G | Accepted | 2020-02-28 | 2020-03-04 | 2021-10-30 | Enphase Energy | IQ7PLUS-72-2-US | Inverters | 290 |  | 16 |  |  | 0.97 |  | Outdoor | roof
NJSTRE1545386830 | NJSRRE1543651674 | Transition Incentive Program | Marlton | 8053 | 13 | 9.45 | Residential | Yes | Behind the Meter | Behind the Meter |  | None | Trinity Solar | PSE&G | Eligible for TI Program | 2019-12-23 | 2019-12-27 | 2021-10-30 | SOLAR EDGE | SE7600H-US | Inverters | 7600 |  | 1 |  |  | 0.97 |  | Outdoor | SIDE OF HOME
NJSTRE1545386842 | NJSRRE1544524652 | Transition Incentive Program | Newark City | 7103 | 9 | 3.72 | Residential | Yes | Behind the Meter | Behind the Meter |  | None | Sunrun Installation Services, Inc. | PSE&G | Eligible for TI Program | 2020-02-24 | 2020-02-27 | 2021-10-30 | Enphase Energy | IQ7-60-x-US (240V) | Inverters | 240 |  | 12 |  |  | 0.96 |  | Outdoor | Rooftop
NJSTRE1545386851 | NJSRRE1544144717 | Transition Incentive Program | WHARTON | 7885 | 3 | 7.37 | Residential | No | Behind the Meter | Behind the Meter |  | None | Infinity Solar Systems | JCP&L | Eligible for TI Program | 2020-01-08 | 2020-01-13 | 2021-10-30 | ENPHASE | IQ7-60-X-US | Inverters | 240 |  | 22 |  |  | 0.97 |  | Outside | MICROINVERTERS
NJSTRE1545386864 | NJSRRE1544352933 | Transition Incentive Program | Newark | 7103 | 9 | 9.61 | Residential | Yes | Behind the Meter | Behind the Meter |  | None | Sunrun Installation Services, Inc. | PSE&G | Eligible for TI Program | 2020-02-04 | 2020-02-07 | 2021-10-30 | Delta Electronics | M8-TL-US | Inverters | 7680 |  | 1 |  |  | 0.96 |  | Outdoor | Next To Meter
NJSTRE1545386880 | NJSRRE1543443439 | Transition Incentive Program | PENNSAUKEN | 8109 | 14 | 8.19 | Residential | Yes | Behind the Meter | Net-metered residential rooftop and canopy |  | None | Vivint Solar Developer, LLC | PSE&G | Accepted | 2019-11-29 | 2019-12-02 | 2021-10-30 | SolarEdge | SE7600H-US | Inverters | 7600 |  | 1 |  |  | 0.992 |  | Outdoor | Near the Utility Meter
NJSTRE1545386888 | NJSRRE1544333170 | Transition Incentive Program | Somerset | 8873 | 5 | 16.7 | Residential | Yes | Behind the Meter | Net-metered residential rooftop and canopy |  | None | Suntuity Solar LLC | PSE&G | Accepted | 2020-01-30 | 2020-02-03 | 2021-10-30 | Enphase Energy | IQ7-60-2-US | Inverters | 240 |  | 53 |  |  | 0.97 |  | Outdoor | Behind the PV Modules
NJSTRE1545386894 | NJSRRE1544347660 | Transition Incentive Program | Piscataway | 8854 | 11 | 7.7 | Residential | No | Behind the Meter | Behind the Meter |  | None | Pro Custom Solar dba Momentum Solar | PSE&G | Eligible for TI Program | 2020-02-03 | 2020-02-06 | 2021-10-30 | enphase energy | IQ7PLUS-72-2-US | Inverters | 295 |  | 22 |  |  | 0.97 |  | Outdoor | roof
NJSTRE1545386895 | NJSRRE1544428932 | Transition Incentive Program | Jersey City | 7304 | 8 | 5.95 | Residential | Yes | Behind the Meter | Behind the Meter |  | None | Pro Custom Solar dba Momentum Solar | PSE&G | Eligible for TI Program | 2020-02-10 | 2020-02-13 | 2021-10-30 | enphase energy | IQ7PLUS-72-2-US | Inverters | 295 |  | 17 |  |  | 0.97 |  | Outdoor | roof
NJSTRE1545386899 | NJSRRE1544465233 | Transition Incentive Program | Franklin Twp Som | 8873 | 5 | 17.92 | Non Profit | Yes | Behind the Meter | Net-metered non-residential rooftop and canopy |  | None | CE Team Inc. | PSE&G | Final As-Built Received | 2020-02-17 | 2020-02-19 | 2021-10-30 | Solaredge | SE114000H | Inverters | 11400 |  | 1 |  |  | 0.992 |  | Outdoor | East Wall
NJSTRE1545321928 |  | Transition Incentive Program | PENNSVILLE | 8070 | 16 | 11.9 | Residential | Yes | Behind the Meter | Net-metered residential rooftop and canopy |  | ACE | Vision Solar LLC | AC Electric | Accepted | 2020-07-21 | 2020-07-23 | 2021-07-23 | HANWHA Q-CELLS | Q.PEAK DUO-G6 340 | Solar Panels |  | 0.34 | 16 | 129 | 21 |  | Fixed | Roof
NJSTRE1545321951 |  | Transition Incentive Program | MONROE TOWNSHIP | 8831 | 11 | 12.92 | Residential | Yes | Behind the Meter | Net-metered residential rooftop and canopy |  | JCPL | Vision Solar LLC | JCP&L | Accepted | 2020-07-21 | 2020-07-23 | 2021-07-23 | HANWHA Q-CELLS | Q.PEAK DUO-G6 340 | Solar Panels |  | 0.34 | 4 | 252 | 33 |  | Fixed | Roof
NJSTRE1545322062 |  | Transition Incentive Program | HAMILTON | 8690 | 12 | 12.92 | Residential | No | Behind the Meter | Net-metered residential rooftop and canopy |  | PSEG | Vision Solar LLC | PSE&G | Accepted | 2020-07-21 | 2020-07-23 | 2021-07-23 | HANWHA Q-CELLS | Q.PEAK DUO-G6 340 | Solar Panels |  | 0.34 | 17 | 208 | 20 |  | Fixed | Roof
NJSTRE1545322313 |  | Transition Incentive Program | SADDLE BROOK | 7663 | 7 | 7.8 | Residential | Yes | Behind the Meter | Net-metered residential rooftop and canopy |  | None | Vivint Solar Developer, LLC | PSE&G | Accepted | 2020-07-21 | 2020-07-24 | 2021-07-24 | Jinko Solar | JKM325M-60HBL | Solar Panels |  | 0.325 | 12 | 160 | 10 |  | Fixed | Roof
NJSTRE1545322317 |  | Transition Incentive Program | Edison TWP | 8820 | 11 | 7.8 | Residential | Yes | Behind the Meter | Net-metered residential rooftop and canopy |  | None | Tesla Energy Operations Inc. | PSE&G | Final As-Built Received | 2020-07-21 | 2020-07-24 | 2021-10-30 | SolarCity Standard | SC325 | Solar Panels |  | 0.325 | 6 | 87 | 18 |  | Fixed | Roof
NJSTRE1545322319 |  | Transition Incentive Program | Blackwood | 8012 | 14 | 19.52 | Residential | No | Behind the Meter | Net-metered residential rooftop and canopy |  | None | Sun Up Zero Down | AC Electric | Accepted | 2020-07-23 | 2020-07-24 | 2021-07-24 | Trina | TSM-320DD05H.05(II) | Solar Panels |  | 0.32 | 11 | 261 | 26 |  | Fixed | Roof
NJSTRE1545322363 |  | Transition Incentive Program | Swedesboro | 8085 | 15 | 17.34 | Residential | Yes | Behind the Meter | Net-metered residential rooftop and canopy |  | None | Trinity Solar | AC Electric | Accepted | 2020-07-21 | 2020-07-24 | 2021-07-24 | Hanwha | Q.PEAK DUO BLK-G6 340 | Solar Panels |  | 0.34 | 4 | 281 | 45 |  | Fixed | Roof
NJSTRE1545322393 |  | Transition Incentive Program | Pennsauken Township | 8109 | 14 | 6.1 | Residential | Yes | Behind the Meter | Net-metered residential rooftop and canopy |  | None | Sunrun Installation Services, Inc. | PSE&G | Accepted | 2020-07-21 | 2020-07-24 | 2021-07-24 | LONGi Green Energy Technology Co Ltd | LR6-60HPB-305M | Solar Panels |  | 0.305 | 5 | 237 | 30 |  | Fixed | Roof
NJSTRE1545322413 |  | Transition Incentive Program | carneys point | 8069 | 16 | 6.4 | Residential | No | Behind the Meter | Net-metered residential rooftop and canopy |  | None | Orbit Energy & Power, LLC | AC Electric | Accepted | 2020-07-21 | 2020-07-24 | 2021-07-24 | hanwha qcells | qpeak 320w | Solar Panels |  | 0.32 | 4 | 216 | 31 |  | Fixed | Roof
NJSTRE1545322717 |  | Transition Incentive Program | CAMDEN | 8105 | 14 | 12.58 | Residential | Yes | Behind the Meter | Net-metered residential rooftop and canopy |  | ACE | Vision Solar LLC | PSE&G | Accepted | 2020-07-21 | 2020-07-24 | 2021-07-24 | HANWHA Q-CELLS | Q.PEAK DUO-G6 340 | Solar Panels |  | 0.34 | 19 | 145 | 33 |  | Fixed | Roof
NJSTRE1545322750 |  | Transition Incentive Program | DENVILLE | 7834 | 3 | 11.56 | Residential | No | Behind the Meter | Net-metered residential rooftop and canopy |  | JCPL | Vision Solar LLC | JCP&L | Accepted | 2020-07-21 | 2020-07-24 | 2021-07-24 | HANWHA Q-CELLS | Q.PEAK DUO-G6 340 | Solar Panels |  | 0.34 | 6 | 46 | 29 |  | Fixed | Roof
NJSTRE1545322764 |  | Transition Incentive Program | Ventnor City | 8406 | 19 | 3.85 | Residential | Yes | Behind the Meter | Net-metered residential rooftop and canopy |  | None | Pro Custom Solar dba Momentum Solar | AC Electric | Final As-Built Received | 2020-07-21 | 2020-07-24 | 2021-10-30 | LG ELECTRONICS | LG 350N1C-V5 | Solar Panels |  | 0.35 | 4 | 58 | 32 |  | Fixed | Roof
NJSTRE1545322846 |  | Transition Incentive Program | Brick Township | 8723 | 18 | 4.88 | Residential | Yes | Behind the Meter | Net-metered residential rooftop and canopy |  | None | Sunrun Installation Services, Inc. | JCP&L | Accepted | 2020-07-21 | 2020-07-24 | 2021-07-24 | LONGi Green Energy Technology Co Ltd | LR6-60HPB-305M | Solar Panels |  | 0.305 | 16 | 103 | 38 |  | Fixed | Roof
NJSTRE1545294354 |  | Transition Incentive Program | PENNSAUKEN | 8110 | 14 | 8.13 | Residential | Yes | Behind the Meter | Net-metered residential rooftop and canopy |  | None | Vivint Solar Developer, LLC | PSE&G | Accepted | 2020-07-14 | 2020-07-20 | 2021-07-20 | JINKO SOLAR | JKM325M-60HL | Solar Panels |  | 0.325 | 25 | 313 | 23 |  | Fixed | Roof
NJSTRE1545296005 |  | Transition Incentive Program | PLEASANTVILLE | 8232 | 19 | 8.19 | Residential | Yes | Behind the Meter | Net-metered residential rooftop and canopy |  | None | Suntuity Solar LLC | AC Electric | Accepted | 2020-07-14 | 2020-07-20 | 2021-07-20 | Longi | LR6-60HPB-315M | Solar Panels |  | 0.315 | 4 | 115 | 38 |  | Fixed | Roof
NJSTRE1545296006 |  | Transition Incentive Program | WILLIAMSTOWN | 8094 | 15 | 11.97 | Residential | Yes | Behind the Meter | Net-metered residential rooftop and canopy |  | None | Suntuity Solar LLC | AC Electric | Final As-Built Received | 2020-07-14 | 2020-07-20 | 2021-10-30 | Longi | LR6-60HPB-315M | Solar Panels |  | 0.315 | 3 | 306 | 27 |  | Fixed | Roof
NJSTRE1545296042 |  | Transition Incentive Program | Port Monmouth | 7758 | 17 | 17.68 | Residential | No | Behind the Meter | Net-metered residential rooftop and canopy |  | JCPL | Vision Solar LLC | JCP&L | Accepted | 2020-07-14 | 2020-07-24 | 2021-07-24 | HANWHA Q-CELLS | Q.PEAK DUO-G6 340 | Solar Panels |  | 0.34 | 10 | 102 | 40 |  | Fixed | Roof
NJSTRE1545296086 |  | Transition Incentive Program | PENNSAUKEN | 8109 | 14 | 4.88 | Residential | Yes | Behind the Meter | Net-metered residential rooftop and canopy |  | None | Vivint Solar Developer, LLC | PSE&G | Accepted | 2020-07-14 | 2020-07-20 | 2021-07-20 | Jinko Solar | JKM325M-60HL | Solar Panels |  | 0.325 | 5 | 35 | 23 |  | Fixed | Roof
NJSTRE1545296101 | NJSRRE1544729010 | Transition Incentive Program | Penns Grove | 8069 | 16 | 13.23 | Residential | Yes | Behind the Meter | Net-metered residential rooftop and canopy |  | None | Trinity Solar | AC Electric | Final As-Built Received | 2020-03-20 | 2020-03-24 | 2021-10-30 | YINGLI 315 | YL315D-30b | Solar Panels |  | 0.315 | 14 | 184 | 27 |  | Fixed | Roof
NJSTRE1545296117 |  | Transition Incentive Program | FAIRFIELD | 7004 | 9 | 12.4 | Residential | No | Behind the Meter | Net-metered residential rooftop and canopy |  | None | Infinity Solar Systems | PSE&G | Accepted | 2020-07-14 | 2020-07-20 | 2021-07-20 | LG | LG335N1K-V5 | Solar Panels |  | 0.335 | 8 | 212 | 30 |  | Fixed | Roof
NJSTRE1545296179 |  | Transition Incentive Program | Hamilton Twp | 8690 | 12 | 4.08 | Residential | Yes | Behind the Meter | Net-metered residential rooftop and canopy |  | PSEG | Vision Solar LLC | PSE&G | Accepted | 2020-07-14 | 2020-07-20 | 2021-07-20 | HANWHA Q-CELLS | Q.PEAK DUO-G6 340 | Solar Panels |  | 0.34 | 8 | 255 | 45 |  | Fixed | Roof
NJSTRE1545296177 |  | Transition Incentive Program | FREEHOLD | 7728 | 17 | 18.02 | Residential | Yes | Behind the Meter | Net-metered residential rooftop and canopy |  | None | Trinity Solar | JCP&L | Final As-Built Received | 2020-07-14 | 2020-07-20 | 2021-10-30 | HANWHA | Q.PEAK DUO BLK-G6 340 | Solar Panels |  | 0.34 | 20 | 239 | 23 |  | Fixed | Roof
NJSTRE1545296234 |  | Transition Incentive Program | Audubon | 8106 | 14 | 10.4 | Residential | No | Behind the Meter | Net-metered residential rooftop and canopy |  | None | Advanced Renewable Solutions | PSE&G | Accepted | 2020-07-14 | 2020-07-21 | 2021-07-21 | CertainTeed | CT315M11-02 | Solar Panels |  | 0.315 | 21 | 230 | 35 |  | Fixed | Roof
NJSTRE1545296234 |  | Transition Incentive Program | Audubon | 8106 | 14 | 10.4 | Residential | No | Behind the Meter | Net-metered residential rooftop and canopy |  | None | Advanced Renewable Solutions | PSE&G | Accepted | 2020-07-14 | 2020-07-21 | 2021-07-21 | CertainTeed | CT315M11-02 | Solar Panels |  | 0.315 | 8 | 50 | 30 |  | Fixed | Roof
NJSTRE1545384077 |  | Transition Incentive Program | Jersey City | 7307 | 8 | 4.88 | Residential | Yes | Behind the Meter | Net-metered residential rooftop and canopy |  | None | Sunrun Installation Services, Inc. | PSE&G | Accepted | 2020-07-31 | 2020-08-07 | 2021-10-30 | Delta Electronics | M4-TL-US | Inverters | 4000 |  | 1 |  |  | 0.96 |  | Outdoor | Next To Meter
NJSTRE1545384155 |  | Transition Incentive Program | Union Twp Uni | 7083 | 10 | 7.32 | Residential | Yes | Behind the Meter | Net-metered residential rooftop and canopy |  | None | Sunrun Installation Services, Inc. | PSE&G | Accepted | 2020-07-31 | 2020-08-07 | 2021-10-30 | Enphase Energy | IQ7-60-x-US (240V) | Inverters | 240 |  | 24 |  |  | 0.96 |  | Outdoor | Rooftop
NJSTRE1545324606 |  | Transition Incentive Program | Wood Ridge | 7075 | 7 | 10.23 | Residential | Yes | Behind the Meter | Net-metered residential rooftop and canopy |  | None | Sunrun Installation Services, Inc. | PSE&G | Accepted | 2020-07-22 | 2020-07-24 | 2021-07-24 | LG Electronics | LG330N1C-A5 | Solar Panels |  | 0.33 | 6 | 38 | 30 |  | Fixed | Roof
NJSTRE1545324607 |  | Transition Incentive Program | EAST ORANGE | 7017 | 9 | 5.8 | Residential | Yes | Behind the Meter | Net-metered residential rooftop and canopy |  | None | Sunrun Installation Services, Inc. | PSE&G | Accepted | 2020-07-22 | 2020-07-24 | 2021-07-24 | LONGi Green Energy Technology Co Ltd | LR6-60HPB-305M | Solar Panels |  | 0.305 | 8 | 310 | 30 |  | Fixed | Roof
NJSTRE1545324741 |  | Transition Incentive Program | Newark | 7112 | 9 | 6.18 | Residential | Yes | Behind the Meter | Net-metered residential rooftop and canopy |  | None | Vivint Solar Developer, LLC | PSE&G | Accepted | 2020-07-27 | 2020-07-27 | 2021-10-30 | Jinko Solar | JKM325M-60HBL | Solar Panels |  | 0.325 | 4 | 222 | 30 |  | Fixed | Roof
NJSTRE1545324983 |  | Transition Incentive Program | Montgomery | 8558 | 5 | 7.56 | Residential | Yes | Behind the Meter | Net-metered residential rooftop and canopy |  | None | Tesla Energy Operations Inc. | PSE&G | Accepted | 2020-07-22 | 2020-07-24 | 2021-07-24 | Hanwha Q CELLS | Q.PEAK DUO BLK-G5/SC315 | Solar Panels |  | 0.315 | 24 | 195 | 34 |  | Fixed | Roof
NJSTRE1545325460 |  | Transition Incentive Program | Howell | 7731 | 17 | 9.92 | Residential | No | Behind the Meter | Net-metered residential rooftop and canopy |  | None | Bright Planet Solar | JCP&L | Accepted | 2020-07-22 | 2020-07-24 | 2021-07-24 | LONGI | LR6-60HPB-310M | Solar Panels |  | 0.31 | 10 | 150 | 30 |  | Fixed | Roof
NJSTRE1545325491 |  | Transition Incentive Program | Lanoka Harbor | 8734 | 18 | 2.88 | Residential | Yes | Behind the Meter | Net-metered residential rooftop and canopy |  | None | Reliable Power and Solar | JCP&L | Accepted | 2020-07-22 | 2020-07-24 | 2021-07-24 | trina | tsmdd05 | Solar Panels |  | 0.32 | 8 | 143 | 33 |  | Fixed | Roof | roof
NJSTRE1545325554 |  | Transition Incentive Program | Little Egg Harbor | 8087 | 18 | 10.2 | Residential | Yes | Behind the Meter | Net-metered residential rooftop and canopy |  | None | Trinity Solar | AC Electric | Accepted | 2020-07-22 | 2020-07-27 | 2021-07-27 | Hanwha | Q.PEAK DUO BLK-G6 340 | Solar Panels |  | 0.34 | 6 | 258 | 18 |  | Fixed | Roof
NJSTRE1545386884 | NJSRRE1543501909 | Transition Incentive Program | West Windsor Twp | 8540 | 12 | 5.22 | Residential | Yes | Behind the Meter | Behind the Meter |  | None | Sunrun Installation Services, Inc. | PSE&G | Eligible for TI Program | 2019-12-09 | 2019-12-11 | 2021-10-30 | Delta Electronics | M5-TL-US | Inverters | 4800 |  | 1 |  |  | 0.96 |  | Outdoor | Next To Meter
NJSTRE1545386892 | NJSRRE1544549870 | Transition Incentive Program | BRIDGEWATER | 8807 | 5 | 3.85 | Residential | No | Behind the Meter | Behind the Meter |  | None | Infinity Solar Systems | PSE&G | Eligible for TI Program | 2020-02-28 | 2020-03-04 | 2021-10-30 | ENPHASE | IQ7-60-X-US | Inverters | 240 |  | 11 |  |  | 0.97 |  | Outside | MICROINVERTERS
NJSTRE1545386903 | NJSRRE1544162019 | Transition Incentive Program | Roselle | 7203 | 10 | 11.97 | Residential | Yes | Behind the Meter | Net-metered residential rooftop and canopy |  | None | Vivint Solar Developer, LLC | PSE&G | Accepted | 2020-01-15 | 2020-01-16 | 2021-10-30 | SOLAREDGE | SE10000H-US | Inverters | 10000 |  | 1 |  |  | 0.992 |  | Outdoor | Near the Utility Meter
NJSTRE1545386914 | NJSRRE1544391118 | Transition Incentive Program | Oceanport | 7757 | 17 | 13.23 | Residential | Yes | Behind the Meter | Net-metered residential rooftop and canopy |  | None | Trinity Solar | JCP&L | Final As-Built Received | 2020-02-06 | 2020-02-10 | 2021-10-30 | Solar Edge | SE10000 | Inverters | 10000 |  | 1 |  |  | 0.97 |  | Outside | side of home
NJSTRE1545386942 | NJSRRE1543556235 | Transition Incentive Program | BRICK | 8723 | 18 | 3.47 | Residential | Yes | Behind the Meter | Net-metered residential rooftop and canopy |  | None | Vivint Solar Developer, LLC | JCP&L | Accepted | 2019-12-17 | 2019-12-20 | 2021-10-30 | Solar Edge | SE3800H-US | Inverters | 3800 |  | 1 |  |  | 0.992 |  | Outdoor | Near the utility meter
NJSTRE1545386945 | NJSRRE1544309459 | Transition Incentive Program | Toms River | 8753 | 18 | 16.91 | Residential | Yes | Behind the Meter | Behind the Meter |  | None | Sunrun Installation Services, Inc. | JCP&L | Eligible for TI Program | 2020-01-27 | 2020-01-30 | 2021-10-30 | Delta Electronics | M10-TL-US | Inverters | 9600 |  | 1 |  |  | 0.96 |  | Outdoor | Next To Meter
NJSTRE1545322820 |  | Transition Incentive Program | PEMBERTON | 8068 | 13 | 17.16 | Residential | Yes | Behind the Meter | Net-metered residential rooftop and canopy |  | None | Sunrun Installation Services, Inc. | JCP&L | Accepted | 2020-07-21 | 2020-07-24 | 2021-07-24 | LG Electronics | LG330N1C-A5 | Solar Panels |  | 0.33 | 17 | 313 | 28 |  | Fixed | Roof
NJSTRE1545322820 |  | Transition Incentive Program | PEMBERTON | 8068 | 13 | 17.16 | Residential | Yes | Behind the Meter | Net-metered residential rooftop and canopy |  | None | Sunrun Installation Services, Inc. | JCP&L | Accepted | 2020-07-21 | 2020-07-24 | 2021-07-24 | LG Electronics | LG330N1C-A5 | Solar Panels |  | 0.33 | 12 | 223 | 23 |  | Fixed | Roof
NJSTRE1545322821 |  | Transition Incentive Program | Hightstown | 8520 | 12 | 11.9 | Residential | No | Behind the Meter | Net-metered residential rooftop and canopy |  | None | Tesla Energy Operations Inc. | JCP&L | Accepted | 2020-07-21 | 2020-07-24 | 2021-07-24 | Hanwha Q-Cells | Q.Peak DUO BLK-G6+/SC340 | Solar Panels |  | 0.34 | 10 | 253 | 34 |  | Fixed | Roof
NJSTRE1545322978 |  | Transition Incentive Program | Cherry Hill | 8003 | 14 | 9.45 | Residential | No | Behind the Meter | Net-metered residential rooftop and canopy |  | None | Seabright Solar | PSE&G | Accepted | 2020-07-21 | 2020-07-24 | 2021-07-24 | Sunpower | SPR-X21-350 | Solar Panels |  | 0.35 | 6 | 105 | 20 |  | Fixed | Roof
NJSTRE1545324610 |  | Transition Incentive Program | Willingboro | 8046 | 13 | 12.21 | Residential | Yes | Behind the Meter | Net-metered residential rooftop and canopy |  | None | Sunrun Installation Services, Inc. | PSE&G | Accepted | 2020-07-22 | 2020-07-24 | 2021-07-24 | LG Electronics | LG330N1C-A5 | Solar Panels |  | 0.33 | 37 | 184 | 27 |  | Fixed | Roof
NJSTRE1545324689 |  | Transition Incentive Program | Egg Harbor Township | 8234 | 19 | 9.6 | Residential | Yes | Behind the Meter | Net-metered residential rooftop and canopy |  | None | Sun Up Zero Down | AC Electric | Accepted | 2020-07-22 | 2020-07-24 | 2021-07-24 | trina | TSM-320DD05H.05(II) | Solar Panels |  | 0.32 | 6 | 297 | 34 |  | Fixed | Roof
NJSTRE1545324774 |  | Transition Incentive Program | BEACHWOOD | 8722 | 18 | 3.4 | Residential | No | Behind the Meter | Net-metered residential rooftop and canopy |  | None | Trinity Solar | JCP&L | Accepted | 2020-07-22 | 2020-07-24 | 2021-07-24 | HANWHA | Q.PEAK DUO BLK-G6 340 | Solar Panels |  | 0.34 | 10 | 211 | 23 |  | Fixed | Roof
NJSTRE1545324805 |  | Transition Incentive Program | North Brunswick TWP | 8902 | 11 | 6.82 | Residential | No | Behind the Meter | Net-metered residential rooftop and canopy |  | None | Bright Planet Solar | PSE&G | Accepted | 2020-07-22 | 2020-07-24 | 2021-07-24 | LONGI | LR6-60HPB-310M | Solar Panels |  | 0.31 | 7 | 160 | 22 |  | Fixed | Roof
NJSTRE1545386849 | NJSRRE1543450697 | Transition Incentive Program | North Bergen | 7047 | 8 | 3.78 | Residential | Yes | Behind the Meter | Net-metered residential rooftop and canopy |  | None | Suntuity Solar LLC | PSE&G | Accepted | 2019-11-27 | 2019-12-03 | 2021-10-30 | Enphase Energy | IQ7-60-2-US | Inverters | 240 |  | 12 |  |  | 0.97 |  | Outdoor | Behind the PV Modules
NJSTRE1545386850 | NJSRRE1543572412 | Transition Incentive Program | West Windsor Township | 8550 | 12 | 13.05 | Residential | Yes | Behind the Meter | Behind the Meter |  | None | Sunrun Installation Services, Inc. | PSE&G | Eligible for TI Program | 2019-12-19 | 2019-12-26 | 2021-10-30 | Delta Electronics | M5-TL-US | Inverters | 4800 |  | 1 |  |  | 0.96 |  | Outdoor | Next To Meter
NJSTRE1545386859 | NJSRRE1544157420 | Transition Incentive Program | Elizabeth | 7206 | 10 | 3.47 | Residential | Yes | Behind the Meter | Net-metered residential rooftop and canopy |  | None | Trinity Solar | PSE&G | Final As-Built Received | 2020-01-10 | 2020-01-15 | 2021-10-30 | SOLAR EDGE | SE3000H-US | Inverters | 3000 |  | 1 |  |  | 0.97 |  | Outside | SIDE OF HOME
NJSTRE1545386877 | NJSRRE1544540539 | Transition Incentive Program | Westville | 8093 | 15 | 14.88 | Residential | No | Behind the Meter | Behind the Meter |  | None | Skyline Solar LLC | PSE&G | Eligible for TI Program | 2020-02-26 | 2020-02-28 | 2021-10-30 | Solaredge | SE10000H-US RGM | Inverters | 10000 |  | 1 |  |  | 0.99 |  | Outdoor | N/A
NJSTRE1545386896 | NJSRRE1544358298 | Transition Incentive Program | Orange City | 7050 | 9 | 10.54 | Residential | Yes | Behind the Meter | Behind the Meter |  | None | Sunrun Installation Services, Inc. | PSE&G | Eligible for TI Program | 2020-02-05 | 2020-02-07 | 2021-10-30 | Delta Electronics | M10-TL-US | Inverters | 9600 |  | 1 |  |  | 0.96 |  | Outdoor | Next To Meter
NJSTRE1545324611 |  | Transition Incentive Program | Newark | 7105 | 9 | 4.48 | Residential | No | Behind the Meter | Net-metered residential rooftop and canopy |  | PSEG | Amergy Solar Inc | PSE&G | Accepted | 2020-07-22 | 2020-07-27 | 2021-07-27 | HANWHA Q-CELLS | BLK-G5 320W | Solar Panels |  | 0.32 | 14 | 210 | 28 |  | Fixed | Roof
NJSTRE1545324624 |  | Transition Incentive Program | RAHWAY | 7065 | 10 | 1.02 | Residential | Yes | Behind the Meter | Net-metered residential rooftop and canopy |  | PSEG | Vision Solar LLC | PSE&G | Accepted | 2020-07-22 | 2020-07-24 | 2021-07-24 | HANWHA Q-CELLS | Q.PEAK DUO-G6 340 | Solar Panels |  | 0.34 | 2 | 175 | 30 |  | Fixed | Roof
NJSTRE1545324741 |  | Transition Incentive Program | Newark | 7112 | 9 | 6.18 | Residential | Yes | Behind the Meter | Net-metered residential rooftop and canopy |  | None | Vivint Solar Developer, LLC | PSE&G | Accepted | 2020-07-27 | 2020-07-27 | 2021-10-30 | Jinko Solar | JKM325M-60HBL | Solar Panels |  | 0.325 | 5 | 42 | 30 |  | Fixed | Roof
NJSTRE1545324768 |  | Transition Incentive Program | Mystic Islands | 8087 | 18 | 3.41 | Residential | Yes | Behind the Meter | Net-metered residential rooftop and canopy |  | None | Bright Planet Solar | AC Electric | Accepted | 2020-07-22 | 2020-07-24 | 2021-07-24 | LONGI | LR6-6OHPB-310M | Solar Panels |  | 0.31 | 11 | 210 | 22 |  | Fixed | Roof
NJSTRE1545324800 |  | Transition Incentive Program | BELLEVILLE | 7109 | 9 | 7.48 | Residential | Yes | Behind the Meter | Net-metered residential rooftop and canopy |  | None | Vivint Solar Developer, LLC | PSE&G | Accepted | 2020-07-23 | 2020-07-24 | 2021-07-24 | Jinko Solar | JKM325M-60HBL | Solar Panels |  | 0.325 | 2 | 283 | 28 |  | Fixed | Roof
NJSTRE1545325504 |  | Transition Incentive Program | Hamilton Twp Mer | 8629 | 12 | 5.12 | Residential | No | Behind the Meter | Net-metered residential rooftop and canopy |  | None | Bright Planet Solar | PSE&G | Accepted | 2020-07-22 | 2020-07-24 | 2021-07-24 | HANWHA Q-CELLS | Q.PEAK-G5 320W | Solar Panels |  | 0.32 | 12 | 235 | 18 |  | Fixed | Roof
NJSTRE1545325523 |  | Transition Incentive Program | Springfield | 7081 | 10 | 5.58 | Residential | Yes | Behind the Meter | Net-metered residential rooftop and canopy |  | None | Bright Planet Solar | JCP&L | Accepted | 2020-07-22 | 2020-07-27 | 2021-07-27 | LONGI | LR6-60HPB-310M | Solar Panels |  | 0.31 | 6 | 34 | 26 |  | Fixed | Roof
NJSTRE1545325535 |  | Transition Incentive Program | Rahway | 7065 | 10 | 3.4 | Residential | Yes | Behind the Meter | Net-metered residential rooftop and canopy |  | None | Trinity Solar | PSE&G | Final As-Built Received | 2020-07-22 | 2020-07-27 | 2021-10-30 | Hanwha | Q.PEAK DUO BLK-G6 340 | Solar Panels |  | 0.34 | 10 | 231 | 41 |  | Fixed | Roof
NJSTRE1545325551 |  | Transition Incentive Program | Plainfield City | 7060 | 10 | 8.68 | Residential | Yes | Behind the Meter | Net-metered residential rooftop and canopy |  | None | Bright Planet Solar | PSE&G | Accepted | 2020-07-22 | 2020-07-27 | 2021-07-27 | LONGI | LR6-60HPB-310M | Solar Panels |  | 0.31 | 8 | 177 | 45 |  | Fixed | Roof
NJSTRE1545325551 |  | Transition Incentive Program | Plainfield City | 7060 | 10 | 8.68 | Residential | Yes | Behind the Meter | Net-metered residential rooftop and canopy |  | None | Bright Planet Solar | PSE&G | Accepted | 2020-07-22 | 2020-07-27 | 2021-07-27 | LONGI | LR6-60HPB-310M | Solar Panels |  | 0.31 | 16 | 357 | 45 |  | Fixed | Roof
NJSTRE1545325623 |  | Transition Incentive Program | Woodbridge Township | 7064 | 11 | 6.48 | Residential | Yes | Behind the Meter | Net-metered residential rooftop and canopy |  | None | Green Power energy | PSE&G | Accepted | 2020-07-22 | 2020-07-27 | 2021-07-27 | LG Electronics | LG360Q1C-V5 | Solar Panels |  | 0.36 | 8 | 105 | 20 |  | Fixed | Roof
NJSTRE1545325645 |  | Transition Incentive Program | Cherry Hill | 8002 | 14 | 5.25 | Residential | Yes | Behind the Meter | Net-metered residential rooftop and canopy |  | None | Pro Custom Solar dba Momentum Solar | PSE&G | Accepted | 2020-07-22 | 2020-07-28 | 2021-07-28 | LG ELECTRONICS | LG 350N1C-V5 | Solar Panels |  | 0.35 | 15 | 189 | 18 |  | Fixed | Roof
NJSTRE1545325788 |  | Transition Incentive Program | Mount Holly NJ USA | 8060 | 13 | 7.93 | Residential | Yes | Behind the Meter | Net-metered residential rooftop and canopy |  | None | Sunrun Installation Services, Inc. | PSE&G | Accepted | 2020-07-22 | 2020-07-27 | 2021-07-27 | LONGi Green Energy Technology Co Ltd | LR6-60HPB-305M | Solar Panels |  | 0.305 | 26 | 96 | 30 |  | Fixed | Roof
NJSTRE1545386909 | NJSRRE1544185773 | Transition Incentive Program | Forked River | 8731 | 18 | 6.2 | Residential | Yes | Behind the Meter | Behind the Meter |  | None | Sunrun Installation Services, Inc. | JCP&L | Eligible for TI Program | 2020-01-16 | 2020-01-22 | 2021-10-30 | Delta Electronics | M5-TL-US | Inverters | 4800 |  | 1 |  |  | 0.96 |  | Outdoor | Next To Meter
NJSTRE1545386910 | NJSRRE1543586377 | Transition Incentive Program | Forked River | 8731 | 18 | 13.05 | Residential | Yes | Behind the Meter | Behind the Meter |  | None | Sunrun Installation Services, Inc. | JCP&L | Eligible for TI Program | 2019-12-20 | 2019-12-26 | 2021-10-30 | Enphase Energy | IQ7-60-x-US (240V) | Inverters | 240 |  | 45 |  |  | 0.96 |  | Outdoor | Rooftop
NJSTRE1545386918 | NJSRRE1544130525 | Transition Incentive Program | SICKLERVILLE | 8081 | 14 | 5.04 | Residential | Yes | Behind the Meter | Net-metered residential rooftop and canopy |  | None | Vivint Solar Developer, LLC | AC Electric | Accepted | 2020-01-08 | 2020-01-10 | 2021-10-30 | SOLAREDGE | SE3800H-US | Inverters | 3800 |  | 1 |  |  | 0.992 |  | Outdoor | Near the Utility Meter
NJSTRE1545386937 | NJSRRE1543924034 | Transition Incentive Program | Whitehouse Station | 8889 | 4 | 11.88 | Residential | No | Behind the Meter | Behind the Meter |  | None | ACDC Solar LLC | JCP&L | Eligible for TI Program | 2020-01-05 | 2020-01-08 | 2021-10-30 | Solaredge | SE10000-US | Inverters | 10000 |  | 1 |  |  | 0.97 |  | Outside | Side of house next to meter
NJSTRE1545386940 | NJSRRE1544441121 | Transition Incentive Program | Carteret | 7008 | 11 | 4.69 | Residential | Yes | Behind the Meter | Behind the Meter |  | None | Pro Custom Solar dba Momentum Solar | PSE&G | Eligible for TI Program | 2020-02-12 | 2020-02-17 | 2021-10-30 | Enphase Energy | IQ7-60-2-US | Inverters | 240 |  | 14 |  |  | 0.97 |  | Outdoor | Roof
NJSTRE1545386950 | NJSRRE1543880223 | Transition Incentive Program | Hillsborough | 8844 | 5 | 6.3 | Residential | Yes | Behind the Meter | Behind the Meter |  | None | Pro Custom Solar dba Momentum Solar | PSE&G | Eligible for TI Program | 2020-01-02 | 2020-01-07 | 2021-10-30 | ENPHASE ENERGY | IQ6-60-2-US | Inverters | 240 |  | 20 |  |  | 0.97 |  | Outdoor | ROOF
NJSTRE1545386959 | NJSRRE1544501774 | Transition Incentive Program | South Brunswick Township | 8852 | 11 | 9.32 | Residential | No | Behind the Meter | Behind the Meter |  | None | Sunrun Installation Services, Inc. | PSE&G | Eligible for TI Program | 2020-02-19 | 2020-02-24 | 2021-10-30 | Enphase Energy | IQ7PLUS-72-x-US (240V) | Inverters | 290 |  | 27 |  |  | 0.96 |  | Outdoor | Rooftop
NJSTRE1545386967 | NJSRRE1544219710 | Transition Incentive Program | Union Beach | 7735 | 17 | 6.93 | Residential | Yes | Behind the Meter | Net-metered residential rooftop and canopy |  | None | Suntuity Solar LLC | JCP&L | Accepted | 2020-01-24 | 2020-01-28 | 2021-10-30 | Enphase Energy | IQ7-60-2-US | Inverters | 240 |  | 22 |  |  | 0.97 |  | Outdoor | Behind the PV Modules
NJSTRE1545386971 | NJSRRE1544469016 | Transition Incentive Program | Glassboro | 8028 | 15 | 9.45 | Residential | Yes | Behind the Meter | Behind the Meter |  | None | Trinity Solar | AC Electric | Eligible for TI Program | 2020-02-18 | 2020-02-20 | 2021-10-30 | Solar Edge | SE7600H-US | Inverters | 7600 |  | 1 |  |  | 0.97 |  | Outside | side of home
NJSTRE1545386980 | NJSRRE1544343818 | Transition Incentive Program | Mullica Hill | 8062 | 15 | 11.66 | Residential | Yes | Behind the Meter | Behind the Meter |  | None | Trinity Solar | AC Electric | Eligible for TI Program | 2020-01-31 | 2020-02-05 | 2021-10-30 | Solar Edge | SE10000H-US000BNC4 | Inverters | 10000 |  | 1 |  |  | 0.97 |  | Outdoor | side of home
NJSTRE1545386990 | NJSRRE1544220922 | Transition Incentive Program | SWEDESBORO | 8085 | 15 | 11.97 | Residential | Yes | Behind the Meter | Net-metered residential rooftop and canopy |  | None | Vivint Solar Developer, LLC | AC Electric | Accepted | 2020-01-24 | 2020-01-28 | 2021-10-30 | SolarEdge | SE10000H-US | Inverters | 10000 |  | 1 |  |  | 0.992 |  | Outdoor | Near the utility meter
NJSTRE1545386998 | NJSRRE1543421592 | Transition Incentive Program | Union | 7083 | 10 | 3.77 | Residential | Yes | Behind the Meter | Behind the Meter |  | None | Sunrun Installation Services, Inc. | PSE&G | Eligible for TI Program | 2019-11-19 | 2019-11-21 | 2021-10-30 | Delta Electronics | M4-TL-US | Inverters | 3840 |  | 1 |  |  | 0.96 |  | Outdoor | Next To Meter
NJSTRE1545322810 |  | Transition Incentive Program | Bergenfield | 7621 | 7 | 8.16 | Residential | No | Behind the Meter | Net-metered residential rooftop and canopy |  | None | Tesla Energy Operations Inc. | PSE&G | Accepted | 2020-07-21 | 2020-07-24 | 2021-07-24 | Hanwha Q-Cells | Q.Peak DUO BLK-G6/SC340 | Solar Panels |  | 0.34 | 5 | 88 | 30 |  | Fixed | Roof
NJSTRE1545322821 |  | Transition Incentive Program | Hightstown | 8520 | 12 | 11.9 | Residential | No | Behind the Meter | Net-metered residential rooftop and canopy |  | None | Tesla Energy Operations Inc. | JCP&L | Accepted | 2020-07-21 | 2020-07-24 | 2021-07-24 | Hanwha Q-Cells | Q.Peak DUO BLK-G6+/SC340 | Solar Panels |  | 0.34 | 6 | 73 | 34 |  | Fixed | Roof
NJSTRE1545322838 |  | Transition Incentive Program | HIGHTSTOWN | 8520 | 12 | 4.27 | Residential | Yes | Behind the Meter | Net-metered residential rooftop and canopy |  | None | Sunrun Installation Services, Inc. | JCP&L | Accepted | 2020-07-21 | 2020-07-24 | 2021-07-24 | LONGi Green Energy Technology Co Ltd | LR6-60HPB-305M | Solar Panels |  | 0.305 | 2 | 276 | 23 |  | Fixed | Roof
NJSTRE1545322991 |  | Transition Incentive Program | Ventnor City | 8406 | 19 | 10.05 | Residential | No | Behind the Meter | Net-metered residential rooftop and canopy |  | None | NJ Solar Power, LLC | AC Electric | Accepted | 2020-07-21 | 2020-07-24 | 2021-07-24 | LG | LG335N1K-V5 | Solar Panels |  | 0.335 | 30 | 143 | 30 |  | Fixed | Roof
NJSTRE1545324609 |  | Transition Incentive Program | Trenton City | 8610 | 12 | 3.36 | Residential | Yes | Behind the Meter | Net-metered residential rooftop and canopy |  | None | Sunrun Installation Services, Inc. | PSE&G | Accepted | 2020-07-22 | 2020-07-24 | 2021-07-24 | LONGi Green Energy Technology Co Ltd | LR6-60HPB-305M | Solar Panels |  | 0.305 | 7 | 209 | 30 |  | Fixed | Roof
NJSTRE1545324609 |  | Transition Incentive Program | Trenton City | 8610 | 12 | 3.36 | Residential | Yes | Behind the Meter | Net-metered residential rooftop and canopy |  | None | Sunrun Installation Services, Inc. | PSE&G | Accepted | 2020-07-22 | 2020-07-24 | 2021-07-24 | LONGi Green Energy Technology Co Ltd | LR6-60HPB-305M | Solar Panels |  | 0.305 | 3 | 209 | 10 |  | Fixed | Roof
NJSTRE1545324623 |  | Transition Incentive Program | PATERSON | 7501 | 6 | 3.47 | Residential | Yes | Behind the Meter | Net-metered residential rooftop and canopy |  | None | Suntuity Solar LLC | PSE&G | Accepted | 2020-07-22 | 2020-07-24 | 2021-07-24 | Longi | LR6-60HPB-315M | Solar Panels |  | 0.315 | 11 | 272 | 26 |  | Fixed | Roof
NJSTRE1545324689 |  | Transition Incentive Program | Egg Harbor Township | 8234 | 19 | 9.6 | Residential | Yes | Behind the Meter | Net-metered residential rooftop and canopy |  | None | Sun Up Zero Down | AC Electric | Accepted | 2020-07-22 | 2020-07-24 | 2021-07-24 | trina | TSM-320DD05H.05(II) | Solar Panels |  | 0.32 | 24 | 207 | 30 |  | Fixed | Roof
NJSTRE1545324800 |  | Transition Incentive Program | BELLEVILLE | 7109 | 9 | 7.48 | Residential | Yes | Behind the Meter | Net-metered residential rooftop and canopy |  | None | Vivint Solar Developer, LLC | PSE&G | Accepted | 2020-07-23 | 2020-07-24 | 2021-07-24 | Jinko Solar | JKM325M-60HBL | Solar Panels |  | 0.325 | 13 | 283 | 32 |  | Fixed | Roof
NJSTRE1545325327 | NJSRRE1544695677 | Transition Incentive Program | Iselin | 8830 | 11 | 17.08 | Residential | No | Behind the meter | Net-metered non-residential rooftop and canopy |  | None | Aston Solar | PSE&G | Accepted |  | 2020-04-21 | 2021-10-30 | Trina Solar | TSM-305 | Solar Panels |  | 0.305 | 56 | 176 | 10 |  | Fixed | Parking Lot
NJSTRE1545325210 |  | Transition Incentive Program | EDISON | 8817 | 11 | 4.76 | Residential | No | Behind the Meter | Net-metered residential rooftop and canopy |  | None | Trinity Solar | PSE&G | Final As-Built Received | 2020-07-22 | 2020-07-24 | 2021-10-30 | HANWHA | Q.PEAK DUO BLK-G6 340 | Solar Panels |  | 0.34 | 4 | 235 | 23 |  | Fixed | Roof
NJSTRE1545325551 |  | Transition Incentive Program | Plainfield City | 7060 | 10 | 8.68 | Residential | Yes | Behind the Meter | Net-metered residential rooftop and canopy |  | None | Bright Planet Solar | PSE&G | Accepted | 2020-07-22 | 2020-07-27 | 2021-07-27 | LONGI | LR6-60HPB-310M | Solar Panels |  | 0.31 | 4 | 177 | 33 |  | Fixed | Roof
NJSTRE1545325540 |  | Transition Incentive Program | Wayne | 7470 | 6 | 11.9 | Residential | No | Behind the Meter | Net-metered residential rooftop and canopy |  | None | NJ Solar Power, LLC | PSE&G | Accepted | 2020-07-22 | 2020-07-27 | 2021-07-27 | panasonic | vbhn340sa17 | Solar Panels |  | 0.34 | 20 | 94 | 10 |  | Fixed | Roof
NJSTRE1545322821 |  | Transition Incentive Program | Hightstown | 8520 | 12 | 11.9 | Residential | No | Behind the Meter | Net-metered residential rooftop and canopy |  | None | Tesla Energy Operations Inc. | JCP&L | Accepted | 2020-07-21 | 2020-07-24 | 2021-07-24 | Hanwha Q-Cells | Q.Peak DUO BLK-G6+/SC340 | Solar Panels |  | 0.34 | 12 | 253 | 34 |  | Fixed | Roof
NJSTRE1545322993 |  | Transition Incentive Program | Lacey Township | 8731 | 18 | 13.11 | Residential | Yes | Behind the Meter | Net-metered residential rooftop and canopy |  | None | Sunrun Installation Services, Inc. | JCP&L | Accepted | 2020-07-21 | 2020-07-24 | 2021-07-24 | LG Electronics | LG345N1C-V5 | Solar Panels |  | 0.345 | 7 | 152 | 18 |  | Fixed | Roof
NJSTRE1545324606 |  | Transition Incentive Program | Wood Ridge | 7075 | 7 | 10.23 | Residential | Yes | Behind the Meter | Net-metered residential rooftop and canopy |  | None | Sunrun Installation Services, Inc. | PSE&G | Accepted | 2020-07-22 | 2020-07-24 | 2021-07-24 | LG Electronics | LG330N1C-A5 | Solar Panels |  | 0.33 | 12 | 308 | 19 |  | Fixed | Roof
NJSTRE1545324805 |  | Transition Incentive Program | North Brunswick TWP | 8902 | 11 | 6.82 | Residential | No | Behind the Meter | Net-metered residential rooftop and canopy |  | None | Bright Planet Solar | PSE&G | Accepted | 2020-07-22 | 2020-07-24 | 2021-07-24 | LONGI | LR6-60HPB-310M | Solar Panels |  | 0.31 | 15 | 160 | 22 |  | Fixed | Roof
NJSTRE1545325210 |  | Transition Incentive Program | EDISON | 8817 | 11 | 4.76 | Residential | No | Behind the Meter | Net-metered residential rooftop and canopy |  | None | Trinity Solar | PSE&G | Final As-Built Received | 2020-07-22 | 2020-07-24 | 2021-10-30 | HANWHA | Q.PEAK DUO BLK-G6 340 | Solar Panels |  | 0.34 | 8 | 145 | 22 |  | Fixed | Roof
NJSTRE1545325491 |  | Transition Incentive Program | Lanoka Harbor | 8734 | 18 | 2.88 | Residential | Yes | Behind the Meter | Net-metered residential rooftop and canopy |  | None | Reliable Power and Solar | JCP&L | Accepted | 2020-07-22 | 2020-07-24 | 2021-07-24 | trina | tsmdd05 | Solar Panels |  | 0.32 | 1 | 233 | 33 |  | Fixed | Roof | roof
NJSTRE1545325540 |  | Transition Incentive Program | Wayne | 7470 | 6 | 11.9 | Residential | No | Behind the Meter | Net-metered residential rooftop and canopy |  | None | NJ Solar Power, LLC | PSE&G | Accepted | 2020-07-22 | 2020-07-27 | 2021-07-27 | panasonic | vbhn340sa17 | Solar Panels |  | 0.34 | 6 | 94 | 10 |  | Fixed | Roof
NJSTRE1545325690 |  | Transition Incentive Program | Parlin | 8859 | 11 | 6.65 | Residential | Yes | Behind the Meter | Net-metered residential rooftop and canopy |  | None | Pro Custom Solar dba Momentum Solar | JCP&L | Final As-Built Received | 2020-07-22 | 2020-07-27 | 2021-10-30 | LG ELECTRONICS | LG 350N1C-V5 | Solar Panels |  | 0.35 | 8 | 248 | 11 |  | Fixed | Roof
NJSTRE1545325690 |  | Transition Incentive Program | Parlin | 8859 | 11 | 6.65 | Residential | Yes | Behind the Meter | Net-metered residential rooftop and canopy |  | None | Pro Custom Solar dba Momentum Solar | JCP&L | Final As-Built Received | 2020-07-22 | 2020-07-27 | 2021-10-30 | LG ELECTRONICS | LG 350N1C-V5 | Solar Panels |  | 0.35 | 6 | 158 | 35 |  | Fixed | Roof
NJSTRE1545325725 |  | Transition Incentive Program | NEW BRUNSWICK | 8901 | 11 | 7.7 | Residential | Yes | Behind the Meter | Net-metered residential rooftop and canopy |  | None | Pro Custom Solar dba Momentum Solar | PSE&G | Accepted | 2020-07-22 | 2020-07-27 | 2021-07-27 | LG ELECTRONICS | LG 350N1C-V5 | Solar Panels |  | 0.35 | 8 | 218 | 21 |  | Fixed | Roof
NJSTRE1545386858 | NJSRRE1543500295 | Transition Incentive Program | WAYNE | 7470 | 6 | 15.75 | Residential | Yes | Behind the Meter | Net-metered residential rooftop and canopy |  | None | Vivint Solar Developer, LLC | PSE&G | Accepted | 2019-12-09 | 2019-12-10 | 2021-10-30 | SOLAREDGE | SE3800H-US | Inverters | 3800 |  | 1 |  |  | 0.992 |  | Outdoor | Near the Utility Meter
NJSTRE1545386862 | NJSRRE1543827189 | Transition Incentive Program | Mendham | 7945 | 3 | 17.6 | Residential | Yes | Behind the Meter | Behind the Meter |  | None | Sunrun Installation Services, Inc. | JCP&L | Eligible for TI Program | 2019-12-30 | 2020-01-03 | 2021-10-30 | Delta Electronics | M10-TL-US | Inverters | 9600 |  | 1 |  |  | 0.96 |  | Outdoor | Next To Meter
NJSTRE1545386868 | NJSRRE1544151515 | Transition Incentive Program | Lakewood Township | 8701 | 18 | 16.32 | Residential | Yes | Behind the Meter | Behind the Meter |  | None | Sunrun Installation Services, Inc. | JCP&L | Eligible for TI Program | 2020-01-09 | 2020-01-14 | 2021-10-30 | Delta Electronics | M4-TL-US | Inverters | 3840 |  | 1 |  |  | 0.96 |  | Outdoor | Next To Meter
NJSTRE1545325844 |  | Transition Incentive Program | Merchantville | 8109 | 14 | 10.73 | Residential | Yes | Behind the Meter | Net-metered residential rooftop and canopy |  | None | Vivint Solar Developer, LLC | PSE&G | Accepted | 2020-07-23 | 2020-07-27 | 2021-10-30 | Jinko Solar | JKM325M-60HBL | Solar Panels |  | 0.325 | 2 | 68 | 14 |  | Fixed | Roof
NJSTRE1545386805 | NJSRRE1544511921 | Transition Incentive Program | Hammonton | 8037 | 19 | 13.73 | Residential | No | Behind the Meter | Net-metered residential rooftop and canopy |  | None | SunnyMac LLC | AC Electric | Accepted |  | 2020-02-24 | 2021-10-30 | Enphase | IQ7XS-96-ACM-US | Inverters | 0.315 |  | 42 |  |  | 0.99 |  | Outdoor | ground
NJSTRE1545386808 | NJSRRE1543473876 | Transition Incentive Program | PENNSAUKEN | 8110 | 14 | 5.67 | Residential | Yes | Behind the Meter | Net-metered residential rooftop and canopy |  | None | Vivint Solar Developer, LLC | PSE&G | Accepted | 2019-12-03 | 2019-12-05 | 2021-10-30 | Solar Edge | SE3800H-US | Inverters | 3800 |  | 1 |  |  | 0.992 |  | Outdoor | Near the utility meter
NJSTRE1545386811 | NJSRRE1544150731 | Transition Incentive Program | Medford | 8055 | 13 | 13.95 | Residential | No | Behind the Meter | Behind the Meter |  | None | Sun Up Zero Down | PSE&G | Eligible for TI Program | 2020-01-09 | 2020-01-14 | 2021-10-30 | solaredge | SE11400H-US | Inverters | 11400 |  | 1 |  |  | 0.98 |  | Outside | outside wall
NJSTRE1545386818 | NJSRRE1543586458 | Transition Incentive Program | Elmer | 8318 | 16 | 7.56 | Residential | Yes | Behind the Meter | Net-metered residential rooftop and canopy |  | None | Vision Solar LLC | AC Electric | Accepted | 2020-01-03 | 2020-01-03 | 2021-10-30 | enphase | iq7-60-2-us | Inverters | 0.25 |  | 24 |  |  | 0.96 |  | Other | behind panels
NJSTRE1545386825 | NJSRRE1543827435 | Transition Incentive Program | Englishtown | 7726 | 17 | 10.7 | Residential | No | Behind the Meter | Behind the Meter |  | None | Sunrun Installation Services, Inc. | JCP&L | Eligible for TI Program | 2019-12-30 | 2020-01-03 | 2021-10-30 | Delta Electronics | M10-TL-US | Inverters | 9600 |  | 1 |  |  | 0.96 |  | Outdoor | Next To Meter
NJSTRE1545386827 | NJSRRE1543827286 | Transition Incentive Program | Keansburg | 7734 | 17 | 10.4 | Residential | Yes | Behind the Meter | Net-metered residential rooftop and canopy |  | None | Vivint Solar Developer, LLC | JCP&L | Accepted | 2020-01-02 | 2020-01-03 | 2021-10-30 | SOLAREDGE | SE7600H-US | Inverters | 7600 |  | 1 |  |  | 0.992 |  | Outdoor | Near the Utility Meter
NJSTRE1545386831 | NJSRRE1544468829 | Transition Incentive Program | Lyndhurst | 7071 | 7 | 4.73 | Residential | Yes | Behind the Meter | Behind the Meter |  | None | Trinity Solar | PSE&G | Eligible for TI Program | 2020-02-18 | 2020-02-20 | 2021-10-30 | Solar Edge | SE3800 | Inverters | 3800 |  | 1 |  |  | 0.97 |  | Outside | side of home
NJSTRE1545386834 | NJSRRE1544529604 | Transition Incentive Program | MANVILLE | 8835 | 5 | 7.71 | Residential | No | Behind the Meter | Behind the Meter |  | None | Infinity Solar Systems | JCP&L | Eligible for TI Program | 2020-02-25 | 2020-02-27 | 2021-10-30 | ENPHASE | IQ7-60-X-US | Inverters | 240 |  | 23 |  |  | 0.97 |  | Outside | MICROINVERTERS
NJSTRE1545386846 | NJSRRE1543496233 | Transition Incentive Program | Mickleton | 8056 | 15 | 25.68 | Residential | No | Behind the Meter | Behind the Meter |  | None | Sunny Corp | AC Electric | Eligible for TI Program | 2019-12-06 | 2019-12-10 | 2021-10-30 | ENPHASE | IQ7X | Inverters | 1.37 |  | 79 |  |  | 0.1 |  | Outdoor | ON ROOF
NJSTRE1545386850 | NJSRRE1543572412 | Transition Incentive Program | West Windsor Township | 8550 | 12 | 13.05 | Residential | Yes | Behind the Meter | Behind the Meter |  | None | Sunrun Installation Services, Inc. | PSE&G | Eligible for TI Program | 2019-12-19 | 2019-12-26 | 2021-10-30 | Delta Electronics | M6-TL-US | Inverters | 5760 |  | 1 |  |  | 0.96 |  | Outdoor | Next To Meter
NJSTRE1545386883 | NJSRRE1543571034 | Transition Incentive Program | Rockaway | 7866 | 3 | 13.55 | Residential | Yes | Behind the Meter | Behind the Meter |  | None | Pro Custom Solar dba Momentum Solar | JCP&L | Eligible for TI Program | 2019-12-19 | 2020-01-08 | 2021-10-30 | Enphase Energy | IQ6-60-2-US | Inverters | 240 |  | 43 |  |  | 0.97 |  | Outdoor | Roof
NJSTRE1545386889 | NJSRRE1544326481 | Transition Incentive Program | Belleville | 7109 | 9 | 6.21 | Residential | Yes | Behind the Meter | Behind the Meter |  | None | Seabright Solar | PSE&G | Eligible for TI Program | 2020-02-20 | 2020-02-20 | 2021-10-30 | Sunpower | SPR-E20-327 | Inverters | 0.32 |  | 19 |  |  | 0.99 |  | Outside | Roof
NJSTRE1545325599 |  | Transition Incentive Program | Toms River | 8753 | 18 | 19.04 | Residential | Yes | Behind the Meter | Net-metered residential rooftop and canopy |  | None | Trinity Solar | JCP&L | Final As-Built Received | 2020-07-22 | 2020-07-27 | 2021-10-30 | Hanwha | Q.PEAK DUO BLK-G6 340 | Solar Panels |  | 0.34 | 20 | 169 | 18 |  | Fixed | Roof
NJSTRE1545325611 |  | Transition Incentive Program | BERGENFIELD | 7621 | 7 | 6.18 | Residential | Yes | Behind the Meter | Net-metered residential rooftop and canopy |  | None | Vivint Solar Developer, LLC | PSE&G | Accepted | 2020-07-23 | 2020-07-27 | 2021-07-27 | Jinko Solar | JKM325M-60HBL | Solar Panels |  | 0.325 | 19 | 179 | 29 |  | Fixed | Roof
NJSTRE1545325696 |  | Transition Incentive Program | burlington | 8016 | 13 | 10.88 | Residential | Yes | Behind the Meter | Net-metered residential rooftop and canopy |  | None | Orbit Energy & Power, LLC | PSE&G | Final As-Built Received | 2020-07-22 | 2020-07-24 | 2021-10-30 | hanwha qcells | qpeak 320w | Solar Panels |  | 0.32 | 12 | 46 | 22 |  | Fixed | Roof
NJSTRE1545325706 |  | Transition Incentive Program | GREEN | 7821 | 1 | 4.1 | Residential | No | Behind the Meter | Net-metered residential rooftop and canopy |  | None | Infinity Solar Systems | JCP&L | Accepted | 2020-07-22 | 2020-07-27 | 2021-07-27 | HANWHA | Q.PEAK DUO BLK-G5 315 | Solar Panels |  | 0.315 | 13 | 221 | 40 |  | Fixed | Roof
NJSTRE1545325721 |  | Transition Incentive Program | North Bergen | 7047 | 8 | 7.02 | Residential | Yes | Behind the Meter | Net-metered residential rooftop and canopy |  | None | Sunrun Installation Services, Inc. | PSE&G | Accepted | 2020-07-22 | 2020-07-27 | 2021-07-27 | LONGi Green Energy Technology Co Ltd | LR6-60HPB-305M | Solar Panels |  | 0.305 | 11 | 298 | 12 |  | Fixed | Roof
NJSTRE1545325767 |  | Transition Incentive Program | Colts Neck, NJ | 7722 | 17 | 9.52 | Residential | No | Behind the Meter | Net-metered residential rooftop and canopy |  | None | Tesla Energy Operations Inc. | JCP&L | Accepted | 2020-07-22 | 2020-07-27 | 2021-07-27 | Hanwha Q-Cells | Q.Peak DUO BLK-G6+/SC340 | Solar Panels |  | 0.34 | 12 | 298 | 30 |  | Fixed | Roof
NJSTRE1545325795 |  | Transition Incentive Program | Williamstown | 8094 | 15 | 9.1 | Residential | Yes | Behind the Meter | Net-metered residential rooftop and canopy |  | None | Vivint Solar Developer, LLC | AC Electric | Accepted | 2020-07-23 | 2020-07-27 | 2021-07-27 | Jinko Solar | JKM325M-60HBL | Solar Panels |  | 0.325 | 17 | 114 | 16 |  | Fixed | Roof
NJSTRE1545325880 |  | Transition Incentive Program | Egg Harbor Township | 8234 | 19 | 10.2 | Residential | No | Behind the Meter | Net-metered residential rooftop and canopy |  | None | NJ Solar Power, LLC | AC Electric | Accepted | 2020-07-22 | 2020-07-27 | 2021-07-27 | panasonic | vbhn340sa17 | Solar Panels |  | 0.34 | 4 | 243 | 20 |  | Fixed | Roof
NJSTRE1545326311 |  | Transition Incentive Program | EGG HARBOR TOWNSHIP | 8234 | 19 | 7.8 | Residential | Yes | Behind the Meter | Net-metered residential rooftop and canopy |  | None | Vivint Solar Developer, LLC | AC Electric | Accepted | 2020-07-23 | 2020-07-27 | 2021-07-27 | Jinko Solar | JKM325M-60HBL | Solar Panels |  | 0.325 | 3 | 298 | 23 |  | Fixed | Roof
NJSTRE1545332757 |  | Transition Incentive Program | Stratford | 8084 | 14 | 13.86 | Residential | No | Behind the Meter | Net-metered residential rooftop and canopy |  | None | Advanced Renewable Solutions | AC Electric | Accepted | 2020-07-23 | 2020-07-27 | 2021-07-27 | CertainTeed | CT315M11-02 | Solar Panels |  | 0.315 | 12 | 142 | 15 |  | Fixed | Roof
NJSTRE1545386905 | NJSRRE1543826383 | Transition Incentive Program | Sicklerville | 8081 | 14 | 9.14 | Residential | Yes | Behind the Meter | Net-metered residential rooftop and canopy |  | None | Suntuity Solar LLC | AC Electric | Accepted | 2019-12-30 | 2020-01-03 | 2021-10-30 | Enphase Energy | IQ7-60-2-US | Inverters | 240 |  | 29 |  |  | 0.97 |  | Outdoor | Behind the PV Modules
NJSTRE1545386906 | NJSRRE1544514472 | Transition Incentive Program | TOMS RIVER | 8757 | 18 | 16.96 | Residential | Yes | Behind the Meter | Net-metered residential rooftop and canopy |  | None | Vivint Solar Developer, LLC | JCP&L | Accepted | 2020-02-22 | 2020-02-25 | 2021-10-30 | SOLAREDGE | SE7600H-US | Inverters | 7600 |  | 1 |  |  | 0.992 |  | Outdoor | Near the Utility Meter
NJSTRE1545386952 | NJSRRE1544316090 | Transition Incentive Program | Long Beach Township | 8008 | 18 | 4.58 | Residential | No | Behind the Meter | Net-metered residential rooftop and canopy |  | None | SunPower Corporation, Systems | AC Electric | Accepted |  | 2020-01-30 | 2021-10-30 | SUNPOWER | SPR-E20-327-E-AC | Inverters | 320 |  | 14 |  |  | 0.96 |  | Other | under each panel
NJSTRE1545386956 | NJSRRE1544201285 | Transition Incentive Program | Franklin Township | 8873 | 5 | 11.12 | Residential | No | Behind the Meter | Net-metered residential rooftop and canopy |  | None | SunPower Corporation, Systems | PSE&G | Accepted |  | 2020-01-27 | 2021-10-30 | SUNPOWER | SPR-E20-327-E-AC | Inverters | 320 |  | 34 |  |  | 0.96 |  | Other | under each panel
NJSTRE1545386966 | NJSRRE1544467148 | Transition Incentive Program | Atlantic Highlands | 7716 | 17 | 15.19 | Residential | Yes | Behind the Meter | Behind the Meter |  | None | Sunrun Installation Services, Inc. | JCP&L | Eligible for TI Program | 2020-02-17 | 2020-02-20 | 2021-10-30 | Enphase Energy | IQ7-60-x-US (240V) | Inverters | 240 |  | 49 |  |  | 0.96 |  | Outdoor | Rooftop
NJSTRE1545386983 | NJSRRE1544347595 | Transition Incentive Program | Woodbine | 8270 | 21 | 11.77 | Residential | Yes | Behind the Meter | Net-metered residential rooftop and canopy |  | None | Castle Energy, LLC | AC Electric | Accepted | 2020-02-03 | 2020-02-05 | 2021-10-30 | SunPower | SPR-E20-327-C-AC | Inverters | 320 |  | 36 |  |  | 0.975 |  | Outdoor | on the rooftop under each solar panel
NJSTRE1545386985 | NJSRRE1544316800 | Transition Incentive Program | Brick | 8724 | 18 | 10.15 | Residential | Yes | Behind the Meter | Behind the Meter |  | None | Pro Custom Solar dba Momentum Solar | JCP&L | Eligible for TI Program | 2020-01-28 | 2020-01-30 | 2021-10-30 | enphase energy | IQ7PLUS-72-2-US | Inverters | 295 |  | 29 |  |  | 0.97 |  | Outdoor | roof
NJSTRE1545386992 | NJSRRE1544537958 | Transition Incentive Program | Garfield | 7026 | 7 | 13.11 | Residential | No | Behind the Meter | Behind the Meter |  | None | Sunrun Installation Services, Inc. | PSE&G | Eligible for TI Program | 2020-02-25 | 2020-02-28 | 2021-10-30 | SolarEdge Technologies | SE7600H-USRGM | Inverters | 7600 |  | 1 |  |  | 0.96 |  | Outdoor | Next To Meter
NJSTRE1545386993 | NJSRRE1543446819 | Transition Incentive Program | Hewitt | 7421 | 6 | 11.39 | Residential | No | Behind the Meter | Behind the Meter |  | None | Pro Custom Solar dba Momentum Solar | Orange Rockland Electric | Eligible for TI Program | 2019-11-26 | 2019-12-02 | 2021-10-30 | Enphase Energy | IQ7PLUS-72-2-US | Inverters | 295 |  | 33 |  |  | 0.97 |  | Outdoor | Roof
NJSTRE1545386995 | NJSRRE1544546677 | Transition Incentive Program | Haddon Township | 8107 | 14 | 6.2 | Residential | Yes | Behind the Meter | Behind the Meter |  | None | Sunrun Installation Services, Inc. | PSE&G | Eligible for TI Program | 2020-02-27 | 2020-03-03 | 2021-10-30 | Enphase Energy | IQ7-60-x-US (240V) | Inverters | 240 |  | 20 |  |  | 0.96 |  | Outdoor | Rooftop
NJSTRE1545387002 | NJSRRE1544540682 | Transition Incentive Program | Marmora | 8223 | 21 | 2.68 | Residential | Yes | Behind the Meter | Net-metered residential rooftop and canopy |  | None | Vision Solar LLC | AC Electric | Accepted | 2020-02-26 | 2020-03-02 | 2021-10-30 | enphase | iq7-60-2-us | Inverters | 0.25 |  | 8 |  |  | 0.96 |  | Other | behind panels
NJSTRE1545387004 | NJSRRE1544529760 | Transition Incentive Program | ANNANDALE | 8801 | 4 | 11.16 | Residential | No | Behind the Meter | Net-metered residential rooftop and canopy |  | None | Bright Planet Solar | JCP&L | Accepted |  | 2020-02-27 | 2021-10-30 | SOLAR EDGE | SE10000H-USRGM | Inverters | 10000 |  | 1 |  |  | 0.98 |  | Outdoor | OUTSIDE
NJSTRE1545387005 | NJSRRE1543443408 | Transition Incentive Program | Morristown | 7960 | 3 | 4.06 | Residential | Yes | Behind the Meter | Behind the Meter |  | None | Sunrun Installation Services, Inc. | JCP&L | Eligible for TI Program | 2019-11-25 | 2019-11-27 | 2021-10-30 | Enphase Energy | IQ7-60-x-US (240V) | Inverters | 240 |  | 14 |  |  | 0.96 |  | Outdoor | Rooftop
NJSTRE1545387014 | NJSRRE1543574929 | Transition Incentive Program | Villas | 8251 | 21 | 3.84 | Residential | Yes | Behind the Meter | Behind the Meter |  | None | Skyline Solar, LLC | AC Electric | Eligible for TI Program | 2019-12-20 | 2019-12-30 | 2021-10-30 | SolarEdge | SE3800H-US | Inverters | 3800 |  | 1 |  |  | 0.99 |  | Outside | within ten feet of meter
NJSTRE1545322993 |  | Transition Incentive Program | Lacey Township | 8731 | 18 | 13.11 | Residential | Yes | Behind the Meter | Net-metered residential rooftop and canopy |  | None | Sunrun Installation Services, Inc. | JCP&L | Accepted | 2020-07-21 | 2020-07-24 | 2021-07-24 | LG Electronics | LG345N1C-V5 | Solar Panels |  | 0.345 | 12 | 60 | 18 |  | Fixed | Roof
NJSTRE1545324606 |  | Transition Incentive Program | Wood Ridge | 7075 | 7 | 10.23 | Residential | Yes | Behind the Meter | Net-metered residential rooftop and canopy |  | None | Sunrun Installation Services, Inc. | PSE&G | Accepted | 2020-07-22 | 2020-07-24 | 2021-07-24 | LG Electronics | LG330N1C-A5 | Solar Panels |  | 0.33 | 13 | 128 | 19 |  | Fixed | Roof
NJSTRE1545324800 |  | Transition Incentive Program | BELLEVILLE | 7109 | 9 | 7.48 | Residential | Yes | Behind the Meter | Net-metered residential rooftop and canopy |  | None | Vivint Solar Developer, LLC | PSE&G | Accepted | 2020-07-23 | 2020-07-24 | 2021-07-24 | Jinko Solar | JKM325M-60HBL | Solar Panels |  | 0.325 | 6 | 103 | 32 |  | Fixed | Roof
NJSTRE1545324800 |  | Transition Incentive Program | BELLEVILLE | 7109 | 9 | 7.48 | Residential | Yes | Behind the Meter | Net-metered residential rooftop and canopy |  | None | Vivint Solar Developer, LLC | PSE&G | Accepted | 2020-07-23 | 2020-07-24 | 2021-07-24 | Jinko Solar | JKM325M-60HBL | Solar Panels |  | 0.325 | 2 | 103 | 28 |  | Fixed | Roof
NJSTRE1545324854 |  | Transition Incentive Program | Marlton | 8053 | 13 | 3.69 | Residential | Yes | Behind the Meter | Net-metered residential rooftop and canopy |  | None | Trinity Solar | PSE&G | Accepted | 2020-07-22 | 2020-07-24 | 2021-07-24 | Hanwha | Q.PEAK DUO BLK-G6 335 | Solar Panels |  | 0.335 | 11 | 176 | 45 |  | Fixed | Roof
NJSTRE1545325460 |  | Transition Incentive Program | Howell | 7731 | 17 | 9.92 | Residential | No | Behind the Meter | Net-metered residential rooftop and canopy |  | None | Bright Planet Solar | JCP&L | Accepted | 2020-07-22 | 2020-07-24 | 2021-07-24 | LONGI | LR6-60HPB-310M | Solar Panels |  | 0.31 | 12 | 150 | 30 |  | Fixed | Roof
NJSTRE1545325523 |  | Transition Incentive Program | Springfield | 7081 | 10 | 5.58 | Residential | Yes | Behind the Meter | Net-metered residential rooftop and canopy |  | None | Bright Planet Solar | JCP&L | Accepted | 2020-07-22 | 2020-07-27 | 2021-07-27 | LONGI | LR6-60HPB-310M | Solar Panels |  | 0.31 | 8 | 123 | 26 |  | Fixed | Roof
NJSTRE1545325671 |  | Transition Incentive Program | North Brunswick | 8902 | 11 | 6.3 | Residential | Yes | Behind the Meter | Net-metered residential rooftop and canopy |  | None | Pro Custom Solar dba Momentum Solar | PSE&G | Accepted | 2020-07-22 | 2020-07-27 | 2021-07-27 | LG ELECTRONICS | LG 350N1C-V5 | Solar Panels |  | 0.35 | 18 | 174 | 19 |  | Fixed | Roof
NJSTRE1545325676 |  | Transition Incentive Program | GREEN | 7821 | 1 | 17.42 | Residential | No | Behind the Meter | Net-metered residential rooftop and canopy |  | None | Infinity Solar Systems | JCP&L | Accepted | 2020-07-22 | 2020-07-27 | 2021-07-27 | LG | LG335N1K-V5 | Solar Panels |  | 0.335 | 28 | 131 | 40 |  | Fixed | Roof
NJSTRE1545325690 |  | Transition Incentive Program | Parlin | 8859 | 11 | 6.65 | Residential | Yes | Behind the Meter | Net-metered residential rooftop and canopy |  | None | Pro Custom Solar dba Momentum Solar | JCP&L | Final As-Built Received | 2020-07-22 | 2020-07-27 | 2021-10-30 | LG ELECTRONICS | LG 350N1C-V5 | Solar Panels |  | 0.35 | 5 | 68 | 11 |  | Fixed | Roof
NJSTRE1545386902 | NJSRRE1544468804 | Transition Incentive Program | Linden City | 7036 | 10 | 8.06 | Residential | Yes | Behind the Meter | Behind the Meter |  | None | Sunrun Installation Services, Inc. | PSE&G | Eligible for TI Program | 2020-02-18 | 2020-02-20 | 2021-10-30 | Delta Electronics | M8-TL-US | Inverters | 7680 |  | 1 |  |  | 0.96 |  | Outdoor | Next To Meter
NJSTRE1545386913 | NJSRRE1543501667 | Transition Incentive Program | Glassboro | 8028 | 15 | 12.75 | Residential | Yes | Behind the Meter | Behind the Meter |  | None | Seabright Solar | AC Electric | Eligible for TI Program | 2019-12-13 | 2019-12-13 | 2021-10-30 | Sunpower | SPR-E20-327 | Inverters | 0.32 |  | 39 |  |  | 0.99 |  | Outside | Roof
NJSTRE1545386917 | NJSRRE1543546846 | Transition Incentive Program | Hopatcong | 7843 | 1 | 8.12 | Residential | Yes | Behind the Meter | Behind the Meter |  | None | Sunrun Installation Services, Inc. | JCP&L | Eligible for TI Program | 2019-12-13 | 2019-12-18 | 2021-10-30 | SolarEdge Technologies | SE7600A-USS2RGM | Inverters | 7600 |  | 1 |  |  | 0.96 |  | Outdoor | Next To Meter
NJSTRE1545386868 | NJSRRE1544151515 | Transition Incentive Program | Lakewood Township | 8701 | 18 | 16.32 | Residential | Yes | Behind the Meter | Behind the Meter |  | None | Sunrun Installation Services, Inc. | JCP&L | Eligible for TI Program | 2020-01-09 | 2020-01-14 | 2021-10-30 | Delta Electronics | M10-TL-US | Inverters | 9600 |  | 1 |  |  | 0.96 |  | Outdoor | Next To Meter
NJSTRE1545386871 | NJSRRE1544358226 | Transition Incentive Program | Union | 7083 | 10 | 4.03 | Residential | No | Behind the Meter | Net-metered residential rooftop and canopy |  | None | Whitman Construction, LLC | PSE&G | Final As-Built Received | 2020-02-05 | 2020-02-07 | 2021-10-30 | Enphase Energy | IQ7-60-2-US | Inverters | 0.24 |  | 13 |  |  | 0.976 |  | Outside | roof
NJSTRE1545386872 | NJSRRE1543486303 | Transition Incentive Program | Hampton | 8827 | 4 | 11.6 | Residential | Yes | Behind the Meter | Behind the Meter |  | None | Sunrun Installation Services, Inc. | JCP&L | Eligible for TI Program | 2019-12-05 | 2019-12-10 | 2021-10-30 | Enphase Energy | IQ7-60-x-US (240V) | Inverters | 240 |  | 40 |  |  | 0.96 |  | Outdoor | Rooftop
NJSTRE1545386878 | NJSRRE1543481569 | Transition Incentive Program | Piscataway | 8854 | 11 | 9.14 | Residential | Yes | Behind the Meter | Net-metered residential rooftop and canopy |  | None | Vivint Solar Developer, LLC | PSE&G | Accepted | 2019-12-07 | 2019-12-09 | 2021-10-30 | SOLAREDGE | SE3800H-US | Inverters | 3800 |  | 2 |  |  | 0.992 |  | Outdoor | Near the Utility Meter
NJSTRE1545386886 | NJSRRE1543481553 | Transition Incentive Program | JAMESBURG | 8831 | 11 | 10.4 | Residential | Yes | Behind the Meter | Net-metered residential rooftop and canopy |  | None | Vivint Solar Developer, LLC | JCP&L | Accepted | 2019-12-07 | 2019-12-09 | 2021-10-30 | SOLAREDGE | SE7600H-US | Inverters | 7600 |  | 1 |  |  | 0.992 |  | Outdoor | Near the Utility Meter
NJSTRE1545386890 | NJSRRE1544120803 | Transition Incentive Program | Egg Harbor TWP | 8234 | 19 | 7.26 | Residential | No | Behind the Meter | Net-metered residential rooftop and canopy |  | None | Whitman Construction, LLC | AC Electric | Accepted | 2020-01-07 | 2020-01-10 | 2021-10-30 | Enphase Energy | IQ7X-96-2-US | Inverters | 0.315 |  | 22 |  |  | 0.975 |  | Outside | roof
NJSTRE1545386901 | NJSRRE1543586321 | Transition Incentive Program | Wall Township | 7719 | 17 | 7.25 | Residential | Yes | Behind the Meter | Behind the Meter |  | None | Trinity Solar | JCP&L | Eligible for TI Program | 2019-12-20 | 2019-12-26 | 2021-10-30 | Solar Edge | SE6000 | Inverters | 6000 |  | 1 |  |  | 0.97 |  | Outside | side of home
NJSTRE1545386907 | NJSRRE1544549845 | Transition Incentive Program | PARK RIDGE | 7656 | 7 | 8.82 | Residential | Yes | Behind the Meter | Net-metered residential rooftop and canopy |  | None | Suntuity Solar LLC | New Construction | Accepted | 2020-03-03 | 2020-03-03 | 2021-10-30 | Enphase Energy | IQ7-60-2-US | Inverters | 240 |  | 28 |  |  | 0.97 |  | Outdoor | Behind the PV Modules
NJSTRE1545386908 | NJSRRE1544536697 | Transition Incentive Program | Camden | 8104 | 14 | 2.79 | Residential | Yes | Behind the Meter | Behind the Meter |  | None | Sunrun Installation Services, Inc. | PSE&G | Eligible for TI Program | 2020-02-25 | 2020-02-27 | 2021-10-30 | Enphase Energy | IQ7-60-x-US (240V) | Inverters | 240 |  | 9 |  |  | 0.96 |  | Outdoor | Rooftop
NJSTRE1545386927 | NJSRRE1543451911 | Transition Incentive Program | EGG HARBOR TWP | 8234 | 19 | 2.52 | Residential | Yes | Behind the Meter | Net-metered residential rooftop and canopy |  | None | Vivint Solar Developer, LLC | AC Electric | Accepted | 2019-11-29 | 2019-12-03 | 2021-10-30 | SOLAREDGE | SE3800H-US | Inverters | 3800 |  | 1 |  |  | 0.992 |  | Outdoor | Near the Utility Meter
NJSTRE1545386938 | NJSRRE1544472551 | Transition Incentive Program | Port Monmouth | 7758 | 17 | 6.62 | Residential | Yes | Behind the Meter | Net-metered residential rooftop and canopy |  | None | Suntuity Solar LLC | JCP&L | Accepted | 2020-02-19 | 2020-02-21 | 2021-10-30 | Enphase Energy | IQ7-60-2-US | Inverters | 240 |  | 21 |  |  | 0.97 |  | Outdoor | Behind the PV Modules
NJSTRE1545386939 | NJSRRE1543891882 | Transition Incentive Program | Roselle Park Boro | 7204 | 10 | 3.84 | Residential | Yes | Behind the Meter | Behind the Meter |  | None | Skyline Solar, LLC | PSE&G | Eligible for TI Program | 2020-01-03 | 2020-01-07 | 2021-10-30 | SolarEdge | SE3800H-US | Inverters | 3800 |  | 1 |  |  | 0.99 |  | Outside | within ten feet of meter
NJSTRE1545386921 | NJSRRE1543474790 | Transition Incentive Program | Union | 7083 | 10 | 15.12 | Residential | Yes | Behind the Meter | Behind the Meter |  | None | Pro Custom Solar dba Momentum Solar | PSE&G | Eligible for TI Program | 2019-12-03 | 2020-01-08 | 2021-10-30 | ENPHASE ENERGY | IQ6-60-2-US | Inverters | 240 |  | 48 |  |  | 0.97 |  | Outdoor | ROOF
NJSTRE1545386925 | NJSRRE1543468063 | Transition Incentive Program | Elizabeth | 7201 | 10 | 4.93 | Residential | Yes | Behind the Meter | Behind the Meter |  | None | Sunrun Installation Services, Inc. | PSE&G | Eligible for TI Program | 2019-12-03 | 2019-12-05 | 2021-10-30 | Delta Electronics | M4-TL-US | Inverters | 3840 |  | 1 |  |  | 0.96 |  | Outdoor | Next To Meter
NJSTRE1545386931 | NJSRRE1543672356 | Transition Incentive Program | CHERRY HILL | 8003 | 14 | 12.6 | Residential | No | Behind the Meter | Net-metered residential rooftop and canopy |  | None | Vivint Solar Developer, LLC | PSE&G | Accepted | 2019-12-26 | 2019-12-30 | 2021-10-30 | SOLAREDGE | SE10000H-US | Inverters | 10000 |  | 1 |  |  | 0.992 |  | Outdoor | Near the Utility Meter
NJSTRE1545386935 | NJSRRE1544344126 | Transition Incentive Program | Paterson City | 7513 | 6 | 5.27 | Residential | Yes | Behind the Meter | Behind the Meter |  | None | Sunrun Installation Services, Inc. | PSE&G | Eligible for TI Program | 2020-01-31 | 2020-02-05 | 2021-10-30 | Enphase Energy | IQ7-60-x-US (240V) | Inverters | 240 |  | 17 |  |  | 0.96 |  | Outdoor | Rooftop
NJSTRE1545386951 | NJSRRE1544543245 | Transition Incentive Program | Perth Amboy | 8861 | 11 | 10.7 | Residential | No | Behind the Meter | Behind the Meter |  | None | Sunrun Installation Services, Inc. | PSE&G | Eligible for TI Program | 2020-02-26 | 2020-03-02 | 2021-10-30 | Enphase Energy | IQ7PLUS-72-x-US (240V) | Inverters | 290 |  | 31 |  |  | 0.96 |  | Outdoor | Rooftop
NJSTRE1545386975 | NJSRRE1543533321 | Transition Incentive Program | Pomona | 8205 | 19 | 6.3 | Residential | Yes | Behind the Meter | Net-metered residential rooftop and canopy |  | None | Vivint Solar Developer, LLC | AC Electric | Accepted | 2019-12-12 | 2019-12-17 | 2021-10-30 | SOLAREDGE | SE7600H-US | Inverters | 7600 |  | 1 |  |  | 0.992 |  | Outdoor | Near the Utility Meter
NJSTRE1545386989 | NJSRRE1543502054 | Transition Incentive Program | Morganville | 7751 | 17 | 13.73 | Residential | Yes | Behind the Meter | Behind the Meter |  | None | Seabright Solar | JCP&L | Eligible for TI Program | 2019-12-13 | 2019-12-13 | 2021-10-30 | Sunpower | SPR-E20-327 | Inverters | 0.32 |  | 42 |  |  | 0.99 |  | Outside | Roof
NJSTRE1545386997 | NJSRRE1544441465 | Transition Incentive Program | NEW BRUNSWICK | 8901 | 11 | 5.36 | Residential | Yes | Behind the Meter | Net-metered residential rooftop and canopy |  | None | Vivint Solar Developer, LLC | PSE&G | Accepted | 2020-02-20 | 2020-02-20 | 2021-10-30 | SolarEdge | SE3800H-US | Inverters | 3800 |  | 1 |  |  | 0.992 |  | Outdoor | Near the utility meter
NJSTRE1545387011 | NJSRRE1544545605 | Transition Incentive Program | Somerset | 8873 | 5 | 9.16 | Residential | Yes | Behind the Meter | Net-metered residential ground mount |  | None | Vision Solar LLC | PSE&G | Accepted | 2020-02-27 | 2020-03-03 | 2021-10-30 | sunpower | e20-327-e-ac | Inverters | 0.32 |  | 28 |  |  | 0.96 |  | Other | behind panels
NJSTRE1545387017 | NJSRRE1544549851 | Transition Incentive Program | HOWELL | 7731 | 17 | 6.93 | Residential | Yes | Behind the Meter | Net-metered residential rooftop and canopy |  | None | Suntuity Solar LLC | JCP&L | Accepted | 2020-02-28 | 2020-03-03 | 2021-10-30 | Enphase Energy | IQ7-60-2-US | Inverters | 240 |  | 22 |  |  | 0.97 |  | Outdoor | Behind the PV Modules
NJSTRE1545387027 | NJSRRE1543446998 | Transition Incentive Program | Phillipsburg | 8865 | 2 | 15.95 | Residential | Yes | Behind the Meter | Behind the Meter |  | None | Sunrun Installation Services, Inc. | JCP&L | Eligible for TI Program | 2019-11-26 | 2019-12-02 | 2021-10-30 | Delta Electronics | M4-TL-US | Inverters | 3840 |  | 1 |  |  | 0.96 |  | Outdoor | Next To Meter
NJSTRE1545387032 | NJSRRE1544512044 | Transition Incentive Program | Cape May | 8204 | 21 | 7.04 | Residential | Yes | Behind the Meter | Net-metered residential rooftop and canopy |  | None | Vision Solar LLC | AC Electric | Accepted | 2020-02-20 | 2020-02-24 | 2021-10-30 | enphase | iq7-60-2-us | Inverters | 0.25 |  | 21 |  |  | 0.96 |  | Other | behind panels
NJSTRE1545386911 | NJSRRE1543556037 | Transition Incentive Program | Woodbridge Township | 8863 | 11 | 12.42 | Residential | Yes | Behind the Meter | Behind the Meter |  | None | Sunrun Installation Services, Inc. | PSE&G | Eligible for TI Program | 2019-12-17 | 2019-12-20 | 2021-10-30 | Enphase Energy | IQ7PLUS-72-x-US (240V) | Inverters | 290 |  | 36 |  |  | 0.96 |  | Outdoor | Rooftop
NJSTRE1545386922 | NJSRRE1543827067 | Transition Incentive Program | Elizabeth | 7208 | 10 | 5.67 | Residential | Yes | Behind the Meter | Behind the Meter |  | None | Pro Custom Solar dba Momentum Solar | PSE&G | Eligible for TI Program | 2019-12-30 | 2020-01-03 | 2021-10-30 | ENPHASE ENERGY | IQ6-60-2-US | Inverters | 240 |  | 18 |  |  | 0.97 |  | Outdoor | ROOF
NJSTRE1545386930 | NJSRRE1543536130 | Transition Incentive Program | Little Egg Harbor Twp | 8087 | 18 | 9.6 | Residential | Yes | Behind the Meter | Behind the Meter |  | None | Skyline Solar, LLC | AC Electric | Eligible for TI Program | 2019-12-13 | 2019-12-17 | 2021-10-30 | SolarEdge | SE7600H-US | Inverters | 7600 |  | 1 |  |  | 0.99 |  | Outside | within ten feet of meter
NJSTRE1545386936 | NJSRRE1544348689 | Transition Incentive Program | Bedminster | 7921 | 5 | 5.27 | Residential | No | Behind the Meter | Behind the Meter |  | None | Sunrun Installation Services, Inc. | JCP&L | Eligible for TI Program | 2020-02-03 | 2020-02-06 | 2021-10-30 | Enphase Energy | IQ7-60-x-US (240V) | Inverters | 240 |  | 17 |  |  | 0.96 |  | Outdoor | Rooftop
NJSTRE1545386941 | NJSRRE1544309331 | Transition Incentive Program | Princeton | 8540 | 12 | 30.12 | Residential | No | Behind the Meter | Net-metered residential rooftop and canopy |  | None | Exact Solar | PSE&G | Accepted | 2020-01-27 | 2020-01-30 | 2021-10-30 | Enphase | IQ7+ | Inverters | 0.29 |  | 83 |  |  | 0.97 |  | Outdoor | under panels
NJSTRE1545386946 | NJSRRE1543505564 | Transition Incentive Program | North Arlington | 7031 | 7 | 4.1 | Residential | Yes | Behind the Meter | Net-metered residential rooftop and canopy |  | None | Suntuity Solar LLC | PSE&G | Accepted | 2019-12-10 | 2019-12-12 | 2021-10-30 | Enphase Energy | IQ7-60-2-US | Inverters | 240 |  | 13 |  |  | 0.97 |  | Outdoor | Behind the PV Modules
NJSTRE1545386947 | NJSRRE1544194846 | Transition Incentive Program | KEARNY | 7032 | 8 | 7 | Residential | Yes | Behind the Meter | Net-metered residential rooftop and canopy |  | None | Vivint Solar Developer, LLC | PSE&G | Accepted | 2020-01-18 | 2020-01-31 | 2021-10-30 | SolarEdge | SE7600H-US | Inverters | 7600 |  | 1 |  |  | 0.992 |  | Outdoor | Near the Utility Meter
NJSTRE1545386957 | NJSRRE1543890543 | Transition Incentive Program | Toms River | 8757 | 18 | 6.1 | Residential | Yes | Behind the Meter | Net-metered residential rooftop and canopy |  | None | Complete Solar | JCP&L | Accepted | 2020-01-09 | 2020-01-09 | 2021-10-30 | SOLAREDGE TECHNOLOGIES | SE5000H-US RGM | Inverters | 5000 |  | 1 |  |  | 0.97 |  | Outdoor | BY MSP
NJSTRE1545386958 | NJSRRE1544420073 | Transition Incentive Program | Sicklerville | 8081 | 14 | 16.1 | Residential | No | Behind the Meter | Behind the Meter |  | None | Public Service Solar | AC Electric | Eligible for TI Program | 2020-02-07 | 2020-02-12 | 2021-10-30 | Enphase | IQ7+ | Inverters | 0.29 |  | 46 |  |  | 0.96 |  | Outside | Under panels
NJSTRE1545386986 | NJSRRE1544236199 | Transition Incentive Program | South Plainfield | 7080 | 11 | 6.2 | Residential | Yes | Behind the Meter | Behind the Meter |  | None | Sunrun Installation Services, Inc. | PSE&G | Eligible for TI Program | 2020-01-24 | 2020-01-29 | 2021-10-30 | Enphase Energy | IQ7-60-x-US (240V) | Inverters | 240 |  | 20 |  |  | 0.96 |  | Outdoor | Rooftop
NJSTRE1545386991 | NJSRRE1544522692 | Transition Incentive Program | Newark | 7112 | 9 | 2.84 | Residential | Yes | Behind the Meter | Net-metered residential rooftop and canopy |  | None | Vision Solar LLC | PSE&G | Accepted | 2020-02-22 | 2020-02-25 | 2021-10-30 | enphase | iq7-60-2-us | Inverters | 0.25 |  | 9 |  |  | 0.96 |  | Other | behind panels
NJSTRE1545387007 | NJSRRE1544166289 | Transition Incentive Program | Port Republic | 8241 | 19 | 17.33 | Residential | Yes | Behind the Meter | Behind the Meter |  | None | Trinity Solar | AC Electric | Eligible for TI Program | 2020-01-15 | 2020-01-22 | 2021-10-30 | Solar Edge | SE6000H-US000BNC4 | Inverters | 6000 |  | 1 |  |  | 0.97 |  | Outdoor | side of home
NJSTRE1545387008 | NJSRRE1544465850 | Transition Incentive Program | Long Valley | 7853 | 3 | 15.4 | Residential | Yes | Behind the Meter | Behind the Meter |  | None | Pro Custom Solar dba Momentum Solar | JCP&L | Eligible for TI Program | 2020-02-17 | 2020-02-19 | 2021-10-30 | Enphase Energy | IQ7Plus-72-2-US | Inverters | 290 |  | 44 |  |  | 0.97 |  | Outdoor | Roof
NJSTRE1545325313 | NJSRRE1541686318 | Transition Incentive Program | SOUTH BRUNSWICK | 8810 | 11 | 91.2 | Non Profit | Yes | Behind the meter | Net-metered non-residential rooftop and canopy |  | None | Aston Solar | PSE&G | Accepted |  | 2019-08-05 | 2021-10-30 | Trina Solar | TSM-380-DE14A | Solar Panels |  | 0.38 | 240 | 130 | 10 |  | Fixed | Roof
NJSTRE1545325210 |  | Transition Incentive Program | EDISON | 8817 | 11 | 4.76 | Residential | No | Behind the Meter | Net-metered residential rooftop and canopy |  | None | Trinity Solar | PSE&G | Final As-Built Received | 2020-07-22 | 2020-07-24 | 2021-10-30 | HANWHA | Q.PEAK DUO BLK-G6 340 | Solar Panels |  | 0.34 | 2 | 145 | 23 |  | Fixed | Roof
NJSTRE1545325460 |  | Transition Incentive Program | Howell | 7731 | 17 | 9.92 | Residential | No | Behind the Meter | Net-metered residential rooftop and canopy |  | None | Bright Planet Solar | JCP&L | Accepted | 2020-07-22 | 2020-07-24 | 2021-07-24 | LONGI | LR6-60HPB-310M | Solar Panels |  | 0.31 | 10 | 330 | 30 |  | Fixed | Roof
NJSTRE1545325508 |  | Transition Incentive Program | Salem | 8079 | 16 | 10.24 | Residential | No | Behind the Meter | Net-metered residential rooftop and canopy |  | None | EMT Renewables | AC Electric | Accepted | 2020-07-22 | 2020-07-24 | 2021-07-24 | Trina | 320-BLK | Solar Panels |  | 0.32 | 20 | 163 | 18 |  | Fixed | Roof
NJSTRE1545325523 |  | Transition Incentive Program | Springfield | 7081 | 10 | 5.58 | Residential | Yes | Behind the Meter | Net-metered residential rooftop and canopy |  | None | Bright Planet Solar | JCP&L | Accepted | 2020-07-22 | 2020-07-27 | 2021-07-27 | LONGI | LR6-60HPB-310M | Solar Panels |  | 0.31 | 4 | 303 | 22 |  | Fixed | Roof
NJSTRE1545325554 |  | Transition Incentive Program | Little Egg Harbor | 8087 | 18 | 10.2 | Residential | Yes | Behind the Meter | Net-metered residential rooftop and canopy |  | None | Trinity Solar | AC Electric | Accepted | 2020-07-22 | 2020-07-27 | 2021-07-27 | Hanwha | Q.PEAK DUO BLK-G6 340 | Solar Panels |  | 0.34 | 6 | 78 | 18 |  | Fixed | Roof
NJSTRE1545325554 |  | Transition Incentive Program | Little Egg Harbor | 8087 | 18 | 10.2 | Residential | Yes | Behind the Meter | Net-metered residential rooftop and canopy |  | None | Trinity Solar | AC Electric | Accepted | 2020-07-22 | 2020-07-27 | 2021-07-27 | Hanwha | Q.PEAK DUO BLK-G6 340 | Solar Panels |  | 0.34 | 18 | 168 | 18 |  | Fixed | Roof
NJSTRE1545325599 |  | Transition Incentive Program | Toms River | 8753 | 18 | 19.04 | Residential | Yes | Behind the Meter | Net-metered residential rooftop and canopy |  | None | Trinity Solar | JCP&L | Final As-Built Received | 2020-07-22 | 2020-07-27 | 2021-10-30 | Hanwha | Q.PEAK DUO BLK-G6 340 | Solar Panels |  | 0.34 | 5 | 259 | 20 |  | Fixed | Roof
NJSTRE1545325621 |  | Transition Incentive Program | Dorchester | 8316 | 20 | 6.46 | Residential | Yes | Behind the Meter | Net-metered residential rooftop and canopy |  | None | Trinity Solar | AC Electric | Final As-Built Received | 2020-07-22 | 2020-07-27 | 2021-10-30 | Hanwha | Q.PEAK DUO BLK-G6 340 | Solar Panels |  | 0.34 | 19 | 86 | 21 |  | Fixed | Roof
NJSTRE1545332758 |  | Transition Incentive Program | Northfield | 8225 | 19 | 7.04 | Residential | No | Behind the Meter | Net-metered residential rooftop and canopy |  | None | Posigen NJ LLC | AC Electric | Accepted | 2020-07-23 | 2020-07-27 | 2021-07-27 | Hanwha Q-Cells | Q.PEAK DUO-G5 320 | Solar Panels |  | 0.32 | 22 | 43223 | 23 |  | Fixed | Roof
NJSTRE1545332760 |  | Transition Incentive Program | Oakhurst | 7755 | 17 | 10.08 | Residential | No | Behind the Meter | Net-metered residential rooftop and canopy |  | None | Suntuity Solar LLC | JCP&L | Accepted | 2020-08-05 | 2020-08-07 | 2021-10-30 | Longi | LR6-60HPB-315M | Solar Panels |  | 0.315 | 32 | 80 | 17 |  | Fixed | Roof
NJSTRE1545332772 |  | Transition Incentive Program | Oak Ridge | 7438 | 6 | 5.99 | Residential | No | Behind the Meter | Net-metered residential rooftop and canopy |  | None | Suntuity Solar LLC | JCP&L | Final As-Built Received | 2020-08-05 | 2020-08-07 | 2021-10-30 | Longi | LR6-60HPB-315M | Solar Panels |  | 0.315 | 6 | 314 | 31 |  | Fixed | Roof
NJSTRE1545386904 | NJSRRE1544191766 | Transition Incentive Program | Little Egg Harbor | 8087 | 18 | 5.9 | Residential | No | Behind the Meter | Behind the Meter |  | None | Batelli Electric Co. Inc. | AC Electric | Eligible for TI Program | 2020-01-17 | 2020-01-24 | 2021-10-30 | SMA | SB6.0-1SP-US-40 | Inverters | 6300 |  | 1 |  |  | 0.976 |  | Outside | Side of house
NJSTRE1545386916 | NJSRRE1544219938 | Transition Incentive Program | Wall | 7719 | 17 | 14.26 | Residential | Yes | Behind the Meter | Behind the Meter |  | None | Sunrun Installation Services, Inc. | JCP&L | Eligible for TI Program | 2020-01-24 | 2020-01-28 | 2021-10-30 | Enphase Energy | IQ7-60-x-US (240V) | Inverters | 240 |  | 46 |  |  | 0.96 |  | Outdoor | Rooftop
NJSTRE1545386923 | NJSRRE1544214336 | Transition Incentive Program | Rockaway | 7866 | 3 | 10.4 | Residential | Yes | Behind the Meter | Net-metered residential rooftop and canopy |  | None | Complete Solar | JCP&L | Accepted | 2020-02-13 | 2020-02-13 | 2021-10-30 | SOLAREDGE TECHNOLOGIES | SE7600H-US | Inverters | 7600 |  | 1 |  |  | 0.97 |  | Outdoor | BY MSP
NJSTRE1545386963 | NJSRRE1543848850 | Transition Incentive Program | Rochelle Park | 7662 | 7 | 7.59 | Residential | Yes | Behind the Meter | Behind the Meter |  | None | Sunrun, Inc. | PSE&G | Eligible for TI Program | 2019-12-31 | 2020-01-16 | 2021-10-30 | Delta Electronics | M6-TL-US | Inverters | 5760 |  | 1 |  |  | 0.96 |  | Outdoor | Next To Meter
NJSTRE1545386976 | NJSRRE1543464070 | Transition Incentive Program | Paterson | 7522 | 6 | 20.8 | Commercial | No | Behind the Meter | Net-metered non-residential rooftop and canopy |  | None | Advanced Solar & Energy Solutions, LLC | PSE&G | Final As-Built Received | 2019-12-02 | 2019-12-09 | 2021-10-30 | Solar Edge | SE7600 | Inverters | 7600 |  | 3 |  |  | 0.97 |  | Indoor | Garage
NJSTRE1545386981 | NJSRRE1544430906 | Transition Incentive Program | Palmyra Boro | 8065 | 13 | 6.87 | Residential | Yes | Behind the Meter | Net-metered residential rooftop and canopy |  | None | SunnyMac LLC | PSE&G | Accepted |  | 2020-02-13 | 2021-10-30 | Enphase | IQ7XS-96-ACM-US | Inverters | 0.315 |  | 21 |  |  | 0.99 |  | Outdoor | roof
NJSTRE1545386982 | NJSRRE1543436695 | Transition Incentive Program | LINCROFT | 7738 | 17 | 13.23 | Residential | No | Behind the Meter | Behind the Meter |  | None | Tesla Energy Operations Inc | JCP&L | Eligible for TI Program | 2019-11-22 | 2019-11-26 | 2021-10-30 | SOLAREDGE | SE11400H-US000SNC2 | Inverters | 11400 |  | 1 |  |  | 0.99 |  | Outdoor | Outdoor
NJSTRE1545386999 | NJSRRE1544139970 | Transition Incentive Program | Toms River | 8753 | 18 | 7.25 | Residential | No | Behind the Meter | Net-metered residential rooftop and canopy |  | None | Suntuity Solar LLC | JCP&L | Accepted | 2020-01-08 | 2020-01-10 | 2021-10-30 | Enphase Energy | IQ7-60-2-US | Inverters | 240 |  | 23 |  |  | 0.97 |  | Outdoor | Behind the PV Modules
NJSTRE1545387006 | NJSRRE1543481633 | Transition Incentive Program | Paramus | 7652 | 7 | 18 | Residential | No | Behind the Meter | Net-metered residential rooftop and canopy |  | None | Solar Home NJ LLC | PSE&G | Final As-Built Received | 2019-12-05 | 2019-12-09 | 2021-10-30 | APS | YC600 | Inverters | 548 |  | 25 |  |  | 0.965 |  | Outside | ROOF
NJSTRE1545387007 | NJSRRE1544166289 | Transition Incentive Program | Port Republic | 8241 | 19 | 17.33 | Residential | Yes | Behind the Meter | Behind the Meter |  | None | Trinity Solar | AC Electric | Eligible for TI Program | 2020-01-15 | 2020-01-22 | 2021-10-30 | Solar Edge | SE7600H-US000BNC4 | Inverters | 7600 |  | 1 |  |  | 0.97 |  | Outdoor | side of home
NJSTRE1545387013 | NJSRRE1544150708 | Transition Incentive Program | Plainfield | 7063 | 10 | 5.12 | Residential | Yes | Behind the Meter | Behind the Meter |  | None | Skyline Solar, LLC | PSE&G | Eligible for TI Program | 2020-01-09 | 2020-01-14 | 2021-10-30 | SolarEdge | SE3800H-US | Inverters | 3800 |  | 1 |  |  | 0.99 |  | Outside | within ten feet of meter
NJSTRE1545387037 | NJSRRE1543536894 | Transition Incentive Program | Ridgefield Park | 7660 | 7 | 5.12 | Residential | Yes | Behind the Meter | Behind the Meter |  | None | Skyline Solar, LLC | PSE&G | Eligible for TI Program | 2019-12-13 | 2020-01-16 | 2021-10-30 | SolarEdge | SE3800H-US | Inverters | 3800 |  | 1 |  |  | 0.99 |  | Outside | within ten feet of meter
NJSTRE1545387036 | NJSRRE1544523790 | Transition Incentive Program | VILLAS | 8251 | 21 | 12.16 | Residential | Yes | Behind the Meter | Net-metered residential rooftop and canopy |  | None | Vivint Solar Developer, LLC | AC Electric | Accepted | 2020-02-24 | 2020-02-26 | 2021-10-30 | SolarEdge | SE10000H-US | Inverters | 10000 |  | 1 |  |  | 0.992 |  | Outdoor | Near the utility meter
NJSTRE1545387043 | NJSRRE1544546641 | Transition Incentive Program | Palisades Park | 7650 | 7 | 14.88 | Residential | Yes | Behind the Meter | Behind the Meter |  | None | Sunrun Installation Services, Inc. | PSE&G | Eligible for TI Program | 2020-02-27 | 2020-03-03 | 2021-10-30 | Enphase Energy | IQ7-60-x-US (240V) | Inverters | 240 |  | 48 |  |  | 0.96 |  | Outdoor | Rooftop
NJSTRE1545387052 | NJSRRE1544343754 | Transition Incentive Program | Brick | 8723 | 18 | 7.04 | Residential | Yes | Behind the Meter | Behind the Meter |  | None | Skyline Solar, LLC | JCP&L | Eligible for TI Program | 2020-01-31 | 2020-02-05 | 2021-10-30 | SolarEdge | SE5000H-US | Inverters | 5000 |  | 1 |  |  | 0.99 |  | Outside | within ten feet of meter
NJSTRE1545387055 | NJSRRE1544353180 | Transition Incentive Program | Millburn | 7041 | 9 | 334.57 | Commercial | Yes | Behind the Meter | Net-metered non-residential rooftop and canopy |  | None | Apollo Solar Partners | JCP&L | Accepted | 2020-02-04 | 2020-02-07 | 2021-10-30 | Chint Power | CPS SCA 60 KTL DO / US 480 | Inverters | 60 |  | 2 |  |  | 0.988 |  | Outdoor | Roof
NJSTRE1545387061 | NJSRRE1543880426 | Transition Incentive Program | Elizabeth | 7208 | 10 | 8.4 | Residential | Yes | Behind the Meter | Behind the Meter |  | None | Pro Custom Solar dba Momentum Solar | PSE&G | Eligible for TI Program | 2020-01-02 | 2020-01-08 | 2021-10-30 | ENPHASE ENERGY | IQ7PLUS-72-2-US | Inverters | 295 |  | 24 |  |  | 0.97 |  | Outdoor | ROOF
NJSTRE1545387086 | NJSRRE1544524262 | Transition Incentive Program | Sussex | 7461 | 1 | 8.06 | Residential | Yes | Behind the Meter | Behind the Meter |  | None | Sunrun, Inc. | JCP&L | Eligible for TI Program | 2020-02-24 | 2020-02-26 | 2021-10-30 | Enphase Energy | IQ7-60-x-US (240V) | Inverters | 240 |  | 26 |  |  | 0.96 |  | Outdoor | Rooftop
NJSTRE1545387101 | NJSRRE1543533402 | Transition Incentive Program | Toms River | 8753 | 18 | 8.78 | Residential | No | Behind the Meter | Behind the Meter |  | None | Green House Energy | JCP&L | Eligible for TI Program | 2019-12-12 | 2019-12-17 | 2021-10-30 | SolarEdge | SE7600H-US | Inverters | 7600 |  | 1 |  |  | 0.97 |  | Outdoor | Next to meter
NJSTRE1545387118 | NJSRRE1544154194 | Transition Incentive Program | Princeton Junction | 8550 | 12 | 7 | Residential | Yes | Behind the Meter | Behind the Meter |  | None | Pro Custom Solar dba Momentum Solar | PSE&G | Eligible for TI Program | 2020-01-09 | 2020-01-14 | 2021-10-30 | ENPHASE ENERGY | IQ7PLUS-72-2-US | Inverters | 295 |  | 20 |  |  | 0.97 |  | Outdoor | ROOF
NJSTRE1545387132 | NJSRRE1543482567 | Transition Incentive Program | Summit | 7901 | 10 | 9.77 | Residential | Yes | Behind the Meter | Behind the Meter |  | None | Pro Custom Solar dba Momentum Solar | JCP&L | Eligible for TI Program | 2019-12-05 | 2019-12-10 | 2021-10-30 | Enphase Energy | IQ6-60-2-US | Inverters | 240 |  | 31 |  |  | 0.97 |  | Outdoor | Roof
NJSTRE1545387137 | NJSRRE1544320762 | Transition Incentive Program | Nutley | 7110 | 9 | 5.99 | Residential | Yes | Behind the Meter | Net-metered residential rooftop and canopy |  | None | Suntuity Solar LLC | PSE&G | Accepted | 2020-01-29 | 2020-02-03 | 2021-10-30 | Enphase Energy | IQ7-60-2-US | Inverters | 240 |  | 19 |  |  | 0.97 |  | Outdoor | Behind the PV Modules
NJSTRE1545387154 | NJSRRE1544519526 | Transition Incentive Program | Paterson | 7514 | 6 | 7.94 | Residential | Yes | Behind the Meter | Behind the Meter |  | None | Sunrun Installation Services, Inc. | PSE&G | Eligible for TI Program | 2020-02-21 | 2020-02-25 | 2021-10-30 | Enphase Energy | IQ7PLUS-72-x-US (240V) | Inverters | 290 |  | 23 |  |  | 0.96 |  | Outdoor | Rooftop
NJSTRE1545387159 | NJSRRE1544215795 | Transition Incentive Program | Collings Lakes | 8094 | 15 | 8.83 | Residential | Yes | Behind the Meter | Net-metered residential rooftop and canopy |  | None | SunPower Corporation, Systems | AC Electric | Accepted |  | 2020-01-28 | 2021-10-30 | SUNPOWER | SPR-E20-327-E-AC | Inverters | 320 |  | 27 |  |  | 0.96 |  | Other | under each panel
NJSTRE1545386944 | NJSRRE1544549849 | Transition Incentive Program | BRICK | 8724 | 18 | 7.25 | Residential | Yes | Behind the Meter | Net-metered residential rooftop and canopy |  | None | Suntuity Solar LLC | JCP&L | Accepted | 2020-02-28 | 2020-03-03 | 2021-10-30 | Enphase Energy | IQ7-60-2-US | Inverters | 240 |  | 23 |  |  | 0.97 |  | Outdoor | Behind the PV Modules
NJSTRE1545386949 | NJSRRE1543821312 | Transition Incentive Program | EDISON | 8837 | 11 | 5.04 | Residential | Yes | Behind the Meter | Net-metered residential rooftop and canopy |  | None | Vivint Solar Developer, LLC | PSE&G | Accepted | 2019-12-26 | 2019-12-31 | 2021-10-30 | Solar Edge | SE3800H-US | Inverters | 3800 |  | 1 |  |  | 0.992 |  | Outdoor | Near the utility meter
NJSTRE1545386954 | NJSRRE1544519583 | Transition Incentive Program | Bloomfield | 7003 | 9 | 3.41 | Residential | No | Behind the Meter | Behind the Meter |  | None | Sunrun Installation Services, Inc. | PSE&G | Eligible for TI Program | 2020-02-21 | 2020-02-25 | 2021-10-30 | Enphase Energy | IQ7-60-x-US (240V) | Inverters | 240 |  | 11 |  |  | 0.96 |  | Outdoor | Rooftop
NJSTRE1545386968 | NJSRRE1543502121 | Transition Incentive Program | Belleville | 7109 | 9 | 6.08 | Residential | Yes | Behind the Meter | Behind the Meter |  | None | Pro Custom Solar dba Momentum Solar | PSE&G | Eligible for TI Program | 2019-12-09 | 2019-12-12 | 2021-10-30 | Enphase Energy | IQ6-60-2-US | Inverters | 240 |  | 19 |  |  | 0.97 |  | Outdoor | Roof
NJSTRE1545386969 | NJSRRE1543421972 | Transition Incentive Program | Piscataway | 8854 | 11 | 8.5 | Residential | No | Behind the Meter | Net-metered residential rooftop and canopy |  | None | Sunpower Capital LLC | PSE&G | Accepted | 2019-11-19 | 2019-11-22 | 2021-10-30 | SunPower | Type E | Inverters | 320 |  | 26 |  |  | 0.92 |  | Outdoor | NA
NJSTRE1545386974 | NJSRRE1543979336 | Transition Incentive Program | Hillsborough | 8844 | 5 | 306 | Commercial | No | Behind the Meter | Net-metered non-residential rooftop and canopy |  | None | Solar Landscape | PSE&G | Final As-Built Received | 2020-01-06 | 2020-01-09 | 2021-10-30 | SMA | Tripower Core 1 62-US (62.5KW) | Inverters | 62500 |  | 2 |  |  | 0.98 |  | Outdoor | Roof
NJSTRE1545386988 | NJSRRE1544334035 | Transition Incentive Program | Roselle | 7203 | 10 | 4.65 | Residential | Yes | Behind the Meter | Behind the Meter |  | None | Sunrun Installation Services, Inc. | PSE&G | Eligible for TI Program | 2020-01-30 | 2020-02-03 | 2021-10-30 | Enphase Energy | IQ7-60-x-US (240V) | Inverters | 240 |  | 15 |  |  | 0.96 |  | Outdoor | Rooftop
NJSTRE1545387009 | NJSRRE1544540648 | Transition Incentive Program | Trenton | 8609 | 12 | 2.56 | Residential | Yes | Behind the Meter | Net-metered residential rooftop and canopy |  | None | Vivint Solar Developer, LLC | PSE&G | Accepted | 2020-02-26 | 2020-02-28 | 2021-10-30 | SOLAREDGE | SE3800H-US | Inverters | 3800 |  | 1 |  |  | 0.992 |  | Outdoor | Near the Utility Meter
NJSTRE1545387016 | NJSRRE1543570871 | Transition Incentive Program | Wall Twp | 7753 | 17 | 15.75 | Residential | No | Behind the Meter | Net-metered residential rooftop and canopy |  | None | Ecological Systems by Water Wizard, LLC | JCP&L | Accepted |  | 2019-12-27 | 2021-10-30 | SMA | SB 7.0 | Inverters | 7000 |  | 2 |  |  | 0.97 |  | Indoor | inside front garage
NJSTRE1545387023 | NJSRRE1544456169 | Transition Incentive Program | Erial | 8081 | 14 | 5.12 | Residential | Yes | Behind the Meter | Behind the Meter |  | None | Skyline Solar, LLC | AC Electric | Eligible for TI Program | 2020-02-14 | 2020-02-18 | 2021-10-30 | SolarEdge | SE3800H-US | Inverters | 3800 |  | 1 |  |  | 0.99 |  | Outside | within ten feet of meter
NJSTRE1545387028 | NJSRRE1543552982 | Transition Incentive Program | Waterford Works | 8089 | 14 | 14.08 | Residential | Yes | Behind the Meter | Net-metered residential ground mount |  | None | Vision Solar LLC | AC Electric | Accepted | 2019-12-16 | 2019-12-19 | 2021-10-30 | Sunpower | e20-327-e-ac | Inverters | 0.32 |  | 43 |  |  | 0.96 |  | Other | behind panels
NJSTRE1545387033 | NJSRRE1543478013 | Transition Incentive Program | Cardiff | 8232 | 19 | 9.77 | Residential | No | Behind the Meter | Behind the Meter |  | None | All Season Solar | AC Electric | Eligible for TI Program | 2019-12-04 | 2019-12-06 | 2021-10-30 | Enphase | IQ7 | Inverters | 240 |  | 31 |  |  | 0.97 |  | Outdoor | Under Module
NJSTRE1545325566 |  | Transition Incentive Program | HASBROUCK HEIGHTS | 7604 | 7 | 6.83 | Residential | Yes | Behind the Meter | Net-metered residential rooftop and canopy |  | None | Vivint Solar Developer, LLC | PSE&G | Accepted | 2020-07-23 | 2020-07-27 | 2021-07-27 | Jinko Solar | JKM325M-60HBL | Solar Panels |  | 0.325 | 12 | 128 | 37 |  | Fixed | Roof
NJSTRE1545325540 |  | Transition Incentive Program | Wayne | 7470 | 6 | 11.9 | Residential | No | Behind the Meter | Net-metered residential rooftop and canopy |  | None | NJ Solar Power, LLC | PSE&G | Accepted | 2020-07-22 | 2020-07-27 | 2021-07-27 | panasonic | vbhn340sa17 | Solar Panels |  | 0.34 | 3 | 94 | 37 |  | Fixed | Roof
NJSTRE1545325623 |  | Transition Incentive Program | Woodbridge Township | 7064 | 11 | 6.48 | Residential | Yes | Behind the Meter | Net-metered residential rooftop and canopy |  | None | Green Power energy | PSE&G | Accepted | 2020-07-22 | 2020-07-27 | 2021-07-27 | LG Electronics | LG360Q1C-V5 | Solar Panels |  | 0.36 | 10 | 195 | 20 |  | Fixed | Roof
NJSTRE1545325663 |  | Transition Incentive Program | Edison | 8820 | 11 | 8.64 | Residential | No | Behind the Meter | Net-metered residential rooftop and canopy |  | None | Green Power Energy | PSE&G | Accepted | 2020-07-22 | 2020-07-27 | 2021-07-27 | LG Electronics | LG360Q1C-V5 | Solar Panels |  | 0.36 | 6 | 160 | 30 |  | Fixed | Roof
NJSTRE1545325676 |  | Transition Incentive Program | GREEN | 7821 | 1 | 17.42 | Residential | No | Behind the Meter | Net-metered residential rooftop and canopy |  | None | Infinity Solar Systems | JCP&L | Accepted | 2020-07-22 | 2020-07-27 | 2021-07-27 | LG | LG335N1K-V5 | Solar Panels |  | 0.335 | 24 | 131 | 40 |  | Fixed | Roof
NJSTRE1545325696 |  | Transition Incentive Program | burlington | 8016 | 13 | 10.88 | Residential | Yes | Behind the Meter | Net-metered residential rooftop and canopy |  | None | Orbit Energy & Power, LLC | PSE&G | Final As-Built Received | 2020-07-22 | 2020-07-24 | 2021-10-30 | hanwha qcells | qpeak 320w | Solar Panels |  | 0.32 | 6 | 226 | 14 |  | Fixed | Roof
NJSTRE1545325696 |  | Transition Incentive Program | burlington | 8016 | 13 | 10.88 | Residential | Yes | Behind the Meter | Net-metered residential rooftop and canopy |  | None | Orbit Energy & Power, LLC | PSE&G | Final As-Built Received | 2020-07-22 | 2020-07-24 | 2021-10-30 | hanwha qcells | qpeak 320w | Solar Panels |  | 0.32 | 16 | 226 | 22 |  | Fixed | Roof
NJSTRE1545325717 |  | Transition Incentive Program | MULLICA HILL | 8062 | 15 | 3.84 | Residential | Yes | Behind the Meter | Net-metered residential rooftop and canopy |  | None | Vivint Solar Developer, LLC | AC Electric | Accepted | 2020-07-23 | 2020-07-27 | 2021-07-27 | JINKO SOLAR | JKM320M-60HL | Solar Panels |  | 0.32 | 12 | 32 | 185 |  | Fixed | Roof
NJSTRE1545325848 |  | Transition Incentive Program | Cliffside Park | 7010 | 7 | 5.28 | Residential | No | Behind the Meter | Net-metered residential rooftop and canopy |  | None | Sunrun Installation Services, Inc. | PSE&G | Accepted | 2020-07-22 | 2020-07-27 | 2021-07-27 | LG Electronics | LG330N1C-A5 | Solar Panels |  | 0.33 | 16 | 126 | 14 |  | Fixed | Roof
NJSTRE1545326307 |  | Transition Incentive Program | MOUNT HOLLY | 8060 | 13 | 8.32 | Residential | Yes | Behind the Meter | Net-metered residential rooftop and canopy |  | None | Vivint Solar Developer, LLC | PSE&G | Accepted | 2020-07-23 | 2020-07-27 | 2021-07-27 | Jinko Solar | JKM320M-60HBL | Solar Panels |  | 0.32 | 12 | 105 | 17 |  | Fixed | Roof
NJSTRE1545326311 |  | Transition Incentive Program | EGG HARBOR TOWNSHIP | 8234 | 19 | 7.8 | Residential | Yes | Behind the Meter | Net-metered residential rooftop and canopy |  | None | Vivint Solar Developer, LLC | AC Electric | Accepted | 2020-07-23 | 2020-07-27 | 2021-07-27 | Jinko Solar | JKM325M-60HBL | Solar Panels |  | 0.325 | 4 | 118 | 23 |  | Fixed | Roof
NJSTRE1545332753 |  | Transition Incentive Program | Piscataway | 8854 | 11 | 5.67 | Residential | No | Behind the Meter | Net-metered residential rooftop and canopy |  | None | Suntuity Solar LLC | PSE&G | Accepted | 2020-08-05 | 2020-08-07 | 2021-10-30 | Longi | LR6-60HPB-315M | Solar Panels |  | 0.315 | 18 | 169 | 21 |  | Fixed | Roof
NJSTRE1545384169 | NJSRRE1542445014 | Transition Incentive Program | Newark City | 7104 | 9 | 7.04 | Residential | Yes | Behind the Meter | Behind the Meter |  | None | Skyline Solar, LLC | PSE&G | Eligible for TI Program | 2019-09-26 | 2019-09-30 | 2021-10-30 | SolarEdge | SE5000H-US | Inverters | 5000 |  | 1 |  |  | 0.99 |  | Outside | within ten feet of meter
NJSTRE1545384172 | NJSRRE1543065235 | Transition Incentive Program | Irvington | 7111 | 9 | 5.99 | Residential | Yes | Behind the Meter | Behind the Meter |  | None | Pro Custom Solar dba Momentum Solar | PSE&G | Eligible for TI Program | 2019-11-11 | 2019-11-13 | 2021-10-30 | Enphase Energy | IQ6-60-2-US | Inverters | 240 |  | 19 |  |  | 0.97 |  | Outdoor | Roof
NJSTRE1545384176 | NJSRRE1542685340 | Transition Incentive Program | Waretown | 8758 | 18 | 14.49 | Residential | Yes | Behind the Meter | Behind the Meter |  | None | Pro Custom Solar dba Momentum Solar | JCP&L | Eligible for TI Program | 2019-10-28 | 2019-12-18 | 2021-10-30 | Enphase Energy | IQ7PLUS-72-2-US | Inverters | 295 |  | 42 |  |  | 0.97 |  | Outdoor | Roof
NJSTRE1545384180 | NJSRRE1542559439 | Transition Incentive Program | ROBBINSVILLE | 8691 | 12 | 7.88 | Residential | Yes | Behind the Meter | Net-metered residential rooftop and canopy |  | None | Vivint Solar Developer, LLC | JCP&L | Accepted | 2019-10-18 | 2019-10-22 | 2021-10-30 | SOLAREDGE | SE7600H-US000BNC4 | Inverters | 7600 |  | 1 |  |  | 0.992 |  | Outdoor | Near The Utility Meter
NJSTRE1545384185 | NJSRRE1542444959 | Transition Incentive Program | Mansfield | 8022 | 13 | 3.48 | Residential | Yes | Behind the Meter | Behind the Meter |  | None | Sunrun Installation Services, Inc. | PSE&G | Eligible for TI Program | 2019-09-26 | 2019-09-30 | 2021-10-30 | Ningbo Ginlong Technologies | Solis-1P3K-4G-US | Inverters | 3000 |  | 1 |  |  | 0.96 |  | Outdoor | Next To Meter
NJSTRE1545384203 | NJSRRE1542790686 | Transition Incentive Program | Sayreville | 8872 | 11 | 7.04 | Residential | Yes | Behind the Meter | Behind the Meter |  | None | Skyline Solar, LLC | JCP&L | Eligible for TI Program | 2019-10-30 | 2019-11-01 | 2021-10-30 | SolarEdge | SE5000H-US | Inverters | 5000 |  | 1 |  |  | 0.99 |  | Outside | within ten feet of meter
NJSTRE1545384205 | NJSRRE1542543887 | Transition Incentive Program | Newark City | 7112 | 9 | 2.61 | Residential | Yes | Behind the Meter | Behind the Meter |  | None | Sunrun Installation Services, Inc. | PSE&G | Eligible for TI Program | 2019-10-15 | 2019-10-17 | 2021-10-30 | SolarEdge Technologies | SE3000H-USRGM | Inverters | 3000 |  | 1 |  |  | 0.96 |  | Outdoor | Next To Meter
NJSTRE1545384215 | NJSRRE1542553746 | Transition Incentive Program | Cape May | 8204 | 21 | 9.92 | Residential | Yes | Behind the Meter | Behind the Meter |  | None | Orbit Energy & Power, LLC | AC Electric | Eligible for TI Program | 2019-10-17 | 2019-10-21 | 2021-10-30 | trina | tsm 310 | Inverters | 240 |  | 32 |  |  | 0.986 |  | Outside | panel
NJSTRE1545384221 | NJSRRE1544466651 | Transition Incentive Program | FLEMINGTON | 8822 | 4 | 9.77 | Residential | No | Behind the Meter | Behind the Meter |  | None | Tesla Energy Operations Inc | JCP&L | Eligible for TI Program | 2020-02-17 | 2020-02-20 | 2021-10-30 | SolarEdge Technologies Ltd. | SE10000H-US [240V] | Inverters | 10000 |  | 1 |  |  | 0.99 |  | Outdoor | Outdoor
NJSTRE1545384243 | NJSRRE1544348720 | Transition Incentive Program | Irvington | 7111 | 9 | 5.61 | Residential | Yes | Behind the Meter | Behind the Meter |  | None | Sunrun Installation Services, Inc. | PSE&G | Eligible for TI Program | 2020-02-03 | 2020-02-06 | 2021-10-30 | Delta Electronics | M5-TL-US | Inverters | 4800 |  | 1 |  |  | 0.96 |  | Outdoor | Next To Meter
NJSTRE1545384245 | NJSRRE1544469890 | Transition Incentive Program | Flemington | 8822 | 4 | 17.98 | Residential | No | Behind the Meter | Behind the Meter |  | None | Sunrun Installation Services, Inc. | JCP&L | Eligible for TI Program | 2020-02-18 | 2020-02-21 | 2021-10-30 | Enphase Energy | IQ7-60-x-US (240V) | Inverters | 240 |  | 58 |  |  | 0.96 |  | Outdoor | Rooftop
NJSTRE1545384250 | NJSRRE1543461291 | Transition Incentive Program | Vineland | 8360 | 20 | 7.32 | Residential | No | Behind the Meter | Net-metered residential rooftop and canopy |  | None | Bright Planet Solar | Vineland Muni Electric | Accepted |  | 2019-12-04 | 2021-10-30 | SOLAR EDGE | SE5000H-USRGM | Inverters | 5000 |  | 1 |  |  | 0.98 |  | Outside | NEXT TO METER
NJSTRE1545332819 |  | Transition Incentive Program | Sicklerville | 8081 | 14 | 11.05 | Residential | Yes | Behind the Meter | Net-metered residential rooftop and canopy |  | None | SunnyMac LLC | AC Electric | Accepted | 2020-07-23 | 2020-07-27 | 2021-07-27 | REC | REC 325 N-PEAK Blk | Solar Panels |  | 0.325 | 17 | 221 | 25 |  | Fixed | Roof
NJSTRE1545332846 |  | Transition Incentive Program | Belle Mead | 8502 | 5 | 8.18 | Residential | No | Behind the Meter | Net-metered residential rooftop and canopy |  | None | GenRenew, LLC | PSE&G | Final As-Built Received | 2020-07-23 | 2020-07-27 | 2021-10-30 | Sunpower | SPR-E20-327-E-AC | Solar Panels |  | 0.327 | 21 | 196 | 34 |  | Fixed | Roof
NJSTRE1545332865 |  | Transition Incentive Program | Millville | 8332 | 20 | 6.65 | Residential | Yes | Behind the Meter | Net-metered residential rooftop and canopy |  | None | Pro Custom Solar dba Momentum Solar | AC Electric | Accepted | 2020-07-23 | 2020-07-28 | 2021-07-28 | LG ELECTRONICS | LG 350N1C-V5 | Solar Panels |  | 0.35 | 16 | 30 | 26 |  | Fixed | Roof
NJSTRE1545332869 |  | Transition Incentive Program | JERSEY CITY | 7307 | 8 | 6.46 | Residential | Yes | Behind the Meter | Net-metered residential rooftop and canopy |  | PSEG | Vision Solar LLC | PSE&G | Accepted | 2020-07-23 | 2020-07-27 | 2021-07-27 | HANWHA Q-CELLS | Q.PEAK DUO-G6 340 | Solar Panels |  | 0.34 | 9 | 28 | 20 |  | Fixed | Roof
NJSTRE1545332863 |  | Transition Incentive Program | PARAMUS | 7652 | 7 | 6.18 | Residential | Yes | Behind the Meter | Net-metered residential rooftop and canopy |  | None | Vivint Solar Developer, LLC | PSE&G | Accepted | 2020-07-25 | 2020-07-27 | 2021-07-27 | JINKO SOLAR | JKM325M-60HBL | Solar Panels |  | 0.325 | 10 | 289 | 28 |  | Fixed | Roof
NJSTRE1545332897 |  | Transition Incentive Program | Roselle | 7203 | 10 | 7.7 | Residential | Yes | Behind the Meter | Net-metered residential rooftop and canopy |  | None | Pro Custom Solar dba Momentum Solar | PSE&G | Accepted | 2020-07-23 | 2020-07-27 | 2021-07-27 | LG ELECTRONICS | LG 350N1C-V5 | Solar Panels |  | 0.35 | 11 | 350 | 30 |  | Fixed | Roof
NJSTRE1545332950 | NJSRRE1543477507 | Transition Incentive Program | Mount Laurel Township | 8054 | 13 | 12.25 | Residential | Yes | Behind the Meter | Net-metered residential rooftop and canopy |  | None | SunnyMac LLC | PSE&G | Accepted |  | 2019-12-06 | 2021-10-30 | SunPower | SPR-X21-350 | Solar Panels |  | 0.35 | 16 | 46 | 19 |  | Fixed | Roof
NJSTRE1545387024 | NJSRRE1543541236 | Transition Incentive Program | Merchantville | 8109 | 14 | 9.6 | Residential | Yes | Behind the Meter | Net-metered residential rooftop and canopy |  | None | Vivint Solar Developer, LLC | PSE&G | Final As-Built Received | 2019-12-13 | 2019-12-17 | 2021-10-30 | Solar Edge | SE7600H-US | Inverters | 7600 |  | 1 |  |  | 0.992 |  | Outdoor | Near the utility meter
NJSTRE1545387046 | NJSRRE1544098867 | Transition Incentive Program | McKee City | 8234 | 19 | 7.32 | Residential | No | Behind the Meter | Net-metered residential rooftop and canopy |  | None | Bright Planet Solar | AC Electric | Accepted |  | 2020-01-09 | 2021-10-30 | Solar Edge | SE6000H-USRGM | Inverters | 6000 |  | 1 |  |  | 0.98 |  | Outdoor | Next to meter
NJSTRE1545387055 | NJSRRE1544353180 | Transition Incentive Program | Millburn | 7041 | 9 | 334.57 | Commercial | Yes | Behind the Meter | Net-metered non-residential rooftop and canopy |  | None | Apollo Solar Partners | JCP&L | Accepted | 2020-02-04 | 2020-02-07 | 2021-10-30 | Chint Power | CPS SCA 50 KTL DO / US 480 | Inverters | 50 |  | 2 |  |  | 0.988 |  | Outdoor | Roof
NJSTRE1545387056 | NJSRRE1543481898 | Transition Incentive Program | Newark | 7103 | 9 | 6.94 | Residential | No | Behind the Meter | Behind the Meter |  | None | Sundial Solar Innovations | PSE&G | Eligible for TI Program | 2019-12-05 | 2019-12-09 | 2021-10-30 | Enphase | iq7+ | Inverters | 290 |  | 19 |  |  | 0.97 |  | Outdoor | roof
NJSTRE1545387057 | NJSRRE1543555950 | Transition Incentive Program | Indian Mills | 8088 | 13 | 12.47 | Residential | Yes | Behind the Meter | Behind the Meter |  | None | Sunrun Installation Services, Inc. | AC Electric | Eligible for TI Program | 2019-12-17 | 2019-12-27 | 2021-10-30 | Enphase Energy | IQ7-60-x-US (240V) | Inverters | 240 |  | 43 |  |  | 0.96 |  | Outdoor | Rooftop
NJSTRE1545387076 | NJSRRE1543852923 | Transition Incentive Program | Asbury | 8802 | 4 | 26.13 | Residential | No | Behind the Meter | Behind the Meter |  | None | Green Power Energy | JCP&L | Eligible for TI Program | 2020-01-02 | 2020-01-06 | 2021-10-30 | SolarEdge | SE10000H-US | Inverters | 10000 |  | 2 |  |  | 0.97 |  | Outside | Next to meter
NJSTRE1545387078 | NJSRRE1544142824 | Transition Incentive Program | Point Pleasant Beach | 8742 | 18 | 7.25 | Residential | Yes | Behind the Meter | Net-metered residential rooftop and canopy |  | None | Trinity Solar | JCP&L | Accepted |  | 2020-01-10 | 2021-10-30 | Solar Edge | SE6000H-US | Inverters | 6000 |  | 1 |  |  | 0.97 |  | Outside | side of home
NJSTRE1545387085 | NJSRRE1543651565 | Transition Incentive Program | Oakland | 7436 | 7 | 11.97 | Residential | No | Behind the Meter | Net-metered residential rooftop and canopy |  | None | Suntuity Solar LLC | Orange Rockland Electric | Accepted | 2019-12-23 | 2019-12-27 | 2021-10-30 | Enphase Energy | IQ7-60-2-US | Inverters | 240 |  | 38 |  |  | 0.97 |  | Outdoor | Behind the PV Modules
NJSTRE1545387098 | NJSRRE1543930860 | Transition Incentive Program | Browns Mills | 8015 | 13 | 15.44 | Residential | Yes | Behind the Meter | Behind the Meter |  | None | Trinity Solar | JCP&L | Eligible for TI Program | 2020-01-06 | 2020-01-08 | 2021-10-30 | Solar Edge | SE6000 | Inverters | 6000 |  | 2 |  |  | 0.97 |  | Outside | side of home
NJSTRE1545387122 | NJSRRE1543426185 | Transition Incentive Program | Montclair | 7042 | 9 | 12.08 | Residential | No | Behind the Meter | Net-metered residential rooftop and canopy |  | None | SunPower Corporation, Systems | PSE&G | Accepted |  | 2019-11-25 | 2021-10-30 | SUNPOWER | SPR-X21-345-D-AC | Inverters | 320 |  | 35 |  |  | 0.96 |  | Other | under each panel
NJSTRE1545387135 | NJSRRE1543574879 | Transition Incentive Program | Ventnor City | 8406 | 19 | 5.12 | Residential | Yes | Behind the Meter | Behind the Meter |  | None | Skyline Solar, LLC | AC Electric | Eligible for TI Program | 2019-12-20 | 2019-12-26 | 2021-10-30 | SolarEdge | SE3800H-US | Inverters | 3800 |  | 1 |  |  | 0.99 |  | Outside | within ten feet of meter
NJSTRE1545387136 | NJSRRE1543565252 | Transition Incentive Program | Orange | 7050 | 9 | 5.99 | Residential | Yes | Behind the Meter | Behind the Meter |  | None | Trinity Solar | PSE&G | Eligible for TI Program | 2019-12-18 | 2019-12-23 | 2021-10-30 | SOLAR EDGE | SE5000H-US | Inverters | 5000 |  | 1 |  |  | 0.97 |  | Outside | SIDE OF HOME
NJSTRE1545387144 | NJSRRE1544342523 | Transition Incentive Program | Marlboro | 7746 | 17 | 10.72 | Residential | No | Behind the Meter | Net-metered residential rooftop and canopy |  | None | SunnyMac LLC | JCP&L | Accepted |  | 2020-02-05 | 2021-10-30 | Enphase | IQ7XS-96-ACM-US | Inverters | 0.315 |  | 32 |  |  | 0.99 |  | Outdoor | roof
NJSTRE1545387165 | NJSRRE1544219712 | Transition Incentive Program | Somerset | 8873 | 5 | 10.08 | Residential | Yes | Behind the Meter | Net-metered residential rooftop and canopy |  | None | Suntuity Solar LLC | PSE&G | Accepted | 2020-01-24 | 2020-01-28 | 2021-10-30 | Enphase Energy | IQ7-60-2-US | Inverters | 240 |  | 32 |  |  | 0.97 |  | Outdoor | Behind the PV Modules
NJSTRE1545387169 | NJSRRE1543556178 | Transition Incentive Program | Linden | 7036 | 10 | 21 | Residential | Yes | Behind the Meter | Behind the Meter |  | None | Sunrun Installation Services, Inc. | PSE&G | Eligible for TI Program | 2019-12-17 | 2019-12-20 | 2021-10-30 | SolarEdge Technologies | SE6000 (240V) w/ -ER-US or A-US | Inverters | 6000 |  | 1 |  |  | 0.96 |  | Outdoor | Next To Meter
NJSTRE1545387178 | NJSRRE1543495776 | Transition Incentive Program | Vineland | 8360 | 20 | 8.19 | Residential | Yes | Behind the Meter | Behind the Meter |  | None | Trinity Solar | Vineland Muni Electric | Eligible for TI Program | 2019-12-06 | 2019-12-10 | 2021-10-30 | Solar Edge | SE7600H-US | Inverters | 7600 |  | 1 |  |  | 0.97 |  | Outside | side of home
NJSTRE1545387179 | NJSRRE1543828744 | Transition Incentive Program | Ringwood | 7456 | 6 | 7.04 | Residential | Yes | Behind the Meter | Behind the Meter |  | None | Skyline Solar, LLC | Orange Rockland Electric | Eligible for TI Program | 2019-12-31 | 2020-01-06 | 2021-10-30 | SolarEdge | SE5000H-US | Inverters | 5000 |  | 1 |  |  | 0.99 |  | Outside | within ten feet of meter
NJSTRE1545387188 | NJSRRE1544544392 | Transition Incentive Program | East Brunswick | 8816 | 11 | 8 | Residential | No | Behind the Meter | Net-metered residential rooftop and canopy |  | None | Ampericon | PSE&G | Accepted | 2020-02-26 | 2020-03-02 | 2021-10-30 | EnPhase | IQ7 | Inverters | 240 |  | 25 |  |  | 0.965 |  | Other | Roof
NJSTRE1545386926 | NJSRRE1544143492 | Transition Incentive Program | vineland | 8361 | 20 | 6.62 | Residential | Yes | Behind the Meter | Net-metered residential rooftop and canopy |  | None | Vision Solar LLC | Vineland Muni Electric | Accepted | 2020-01-08 | 2020-01-13 | 2021-10-30 | enphase | iq7-60-2-us | Inverters | 0.25 |  | 21 |  |  | 0.96 |  | Other | behind panels
NJSTRE1545386933 | NJSRRE1543565039 | Transition Incentive Program | Egg Harbor Township | 8234 | 19 | 13.64 | Residential | Yes | Behind the Meter | Behind the Meter |  | None | Sun Up Zero Down | AC Electric | Eligible for TI Program | 2019-12-18 | 2020-02-06 | 2021-10-30 | enphase | IQ7-60-2-US | Inverters | 310 |  | 44 |  |  | 0.976 |  | Outside | outside wall
NJSTRE1545386948 | NJSRRE1544344165 | Transition Incentive Program | Manville | 8835 | 5 | 6.93 | Residential | Yes | Behind the Meter | Net-metered residential rooftop and canopy |  | None | Vivint Solar Developer, LLC | PSE&G | Accepted | 2020-02-01 | 2020-02-05 | 2021-10-30 | SOLAREDGE | SE7600H-US | Inverters | 7600 |  | 1 |  |  | 0.992 |  | Outside | Near the utility meter
NJSTRE1545386955 | NJSRRE1544456178 | Transition Incentive Program | Marlton | 8053 | 13 | 9.6 | Residential | Yes | Behind the Meter | Behind the Meter |  | None | Skyline Solar, LLC | PSE&G | Eligible for TI Program | 2020-02-14 | 2020-02-18 | 2021-10-30 | SolarEdge | SE7600H-US | Inverters | 7600 |  | 1 |  |  | 0.99 |  | Outside | within ten feet of meter
NJSTRE1545386964 | NJSRRE1544511404 | Transition Incentive Program | Manasquan | 8736 | 17 | 6.93 | Residential | Yes | Behind the Meter | Behind the Meter |  | None | Trinity Solar | JCP&L | Eligible for TI Program | 2020-02-20 | 2020-02-24 | 2021-10-30 | Solar Edge | SE5000 | Inverters | 5000 |  | 1 |  |  | 0.97 |  | Outside | side of home
NJSTRE1545386973 | NJSRRE1544347134 | Transition Incentive Program | Ridgefield | 7657 | 7 | 8.4 | Residential | Yes | Behind the Meter | Behind the Meter |  | None | Pro Custom Solar dba Momentum Solar | PSE&G | Eligible for TI Program | 2020-02-03 | 2020-02-05 | 2021-10-30 | enphase energy | IQ7PLUS-72-2-US | Inverters | 295 |  | 24 |  |  | 0.97 |  | Outdoor | roof
NJSTRE1545386974 | NJSRRE1543979336 | Transition Incentive Program | Hillsborough | 8844 | 5 | 306 | Commercial | No | Behind the Meter | Net-metered non-residential rooftop and canopy |  | None | Solar Landscape | PSE&G | Final As-Built Received | 2020-01-06 | 2020-01-09 | 2021-10-30 | SMA | Tripower Core1 50-US (50KW) | Inverters | 50000 |  | 2 |  |  | 0.98 |  | Outdoor | Roof
NJSTRE1545386978 | NJSRRE1544310773 | Transition Incentive Program | Trenton | 8690 | 12 | 10.4 | Residential | Yes | Behind the Meter | Net-metered residential rooftop and canopy |  | None | Suntuity Solar LLC | PSE&G | Accepted | 2020-01-28 | 2020-01-30 | 2021-10-30 | Enphase Energy | IQ7-60-2-US | Inverters | 240 |  | 33 |  |  | 0.97 |  | Outdoor | Behind the PV Modules
NJSTRE1545386984 | NJSRRE1543657050 | Transition Incentive Program | Howell | 7731 | 17 | 15.68 | Commercial | No | Behind the Meter | Net-metered non-residential rooftop and canopy |  | None | Powerlutions | JCP&L | Accepted |  | 2019-12-30 | 2021-10-30 | Solar Edge | SE14.4KUS | Inverters | 14.4 |  | 1 |  |  | 0.99 |  | Outdoor | near meter
NJSTRE1545387022 | NJSRRE1543443436 | Transition Incentive Program | West Long Branch | 7764 | 17 | 3.78 | Residential | Yes | Behind the Meter | Net-metered residential rooftop and canopy |  | None | Vivint Solar Developer, LLC | JCP&L | Accepted | 2019-11-26 | 2019-11-27 | 2021-10-30 | Solar Edge | SE3800H-US | Inverters | 3800 |  | 1 |  |  | 0.992 |  | Outdoor | Near the Utility Meter
NJSTRE1545387034 | NJSRRE1543474506 | Transition Incentive Program | Vineland | 8360 | 20 | 7.52 | Residential | Yes | Behind the Meter | Net-metered residential rooftop and canopy |  | None | Castle Energy, LLC | Vineland Muni Electric | Accepted | 2019-12-03 | 2019-12-05 | 2021-10-30 | SunPower | SPR-E20-327-C-AC | Inverters | 320 |  | 23 |  |  | 0.975 |  | Outside | on the rooftop under each solar panel
NJSTRE1545387038 | NJSRRE1543442890 | Transition Incentive Program | Aberdeen | 7747 | 17 | 7.88 | Residential | Yes | Behind the Meter | Behind the Meter |  | None | Trinity Solar | JCP&L | Eligible for TI Program | 2019-11-25 | 2019-11-27 | 2021-10-30 | Solar Edge | SE6000 | Inverters | 6000 |  | 1 |  |  | 0.97 |  | Outside | side of home
NJSTRE1545387047 | NJSRRE1544524229 | Transition Incentive Program | Westville | 8093 | 15 | 6.62 | Residential | No | Behind the Meter | Net-metered residential rooftop and canopy |  | None | Trinity Solar | PSE&G | Final As-Built Received | 2020-02-24 | 2020-02-26 | 2021-10-30 | Solar Edge | SE5000 | Inverters | 5000 |  | 1 |  |  | 0.97 |  | Outside | side of home
NJSTRE1545387058 | NJSRRE1544309453 | Transition Incentive Program | Vernon | 7462 | 1 | 18.9 | Residential | Yes | Behind the Meter | Net-metered residential ground mount |  | None | Pro Custom Solar dba Momentum Solar | JCP&L | Accepted |  | 2020-01-30 | 2021-10-30 | ENPHASE ENERGY | IQ7PLUS-72-2-US | Inverters | 295 |  | 54 |  |  | 0.97 |  | Outdoor | ROOF
NJSTRE1545387063 | NJSRRE1543473924 | Transition Incentive Program | Parlin | 8859 | 11 | 5.51 | Residential | Yes | Behind the Meter | Behind the Meter |  | None | Sunrun Installation Services, Inc. | JCP&L | Eligible for TI Program | 2019-12-03 | 2019-12-05 | 2021-10-30 | Delta Electronics | M5-TL-US | Inverters | 4800 |  | 1 |  |  | 0.96 |  | Outdoor | Next To Meter
NJSTRE1545387075 | NJSRRE1544211696 | Transition Incentive Program | Freehold | 7728 | 17 | 37.51 | Non Profit | No | Behind the Meter | Behind the Meter |  | None | Eznergy | JCP&L | Eligible for TI Program | 2020-01-22 | 2020-01-27 | 2021-10-30 | Enphase | IQ7 | Inverters | 240 |  | 121 |  |  | 0.97 |  | Outdoor | Under panels on rails
NJSTRE1545387094 | NJSRRE1544550195 | Transition Incentive Program | Robbinsville Township | 8691 | 12 | 36.8 | Residential | No | Behind the Meter | Behind the Meter |  | None | Green Power Energy | JCP&L | Eligible for TI Program | 2020-02-28 | 2020-03-04 | 2021-10-30 | SolarEdge | SE7600H-US | Inverters | 7600 |  | 4 |  |  | 0.97 |  | Outside | Next to meter
NJSTRE1545387095 | NJSRRE1544164831 | Transition Incentive Program | Cherry Hill | 8003 | 14 | 12.71 | Residential | Yes | Behind the Meter | Net-metered residential rooftop and canopy |  | None | Sunrun Installation Services, Inc. | PSE&G | Final As-Built Received |  | 2020-01-17 | 2021-10-30 | Enphase Energy | IQ7-60-x-US (240V) | Inverters | 240 |  | 41 |  |  | 0.96 |  | Outdoor | Rooftop
NJSTRE1545387100 | NJSRRE1543853077 | Transition Incentive Program | ATLANTIC HIGHLANDS | 7716 | 17 | 6.3 | Residential | Yes | Behind the Meter | Net-metered residential rooftop and canopy |  | None | Vivint Solar Developer, LLC | JCP&L | Accepted | 2020-01-02 | 2020-01-06 | 2021-10-30 | SolarEdge Technologies | SE7600H-US | Inverters | 7600 |  | 1 |  |  | 0.992 |  | Outdoor | Near the utility meter
NJSTRE1545387104 | NJSRRE1544201250 | Transition Incentive Program | Scotch Plains | 7076 | 10 | 6.3 | Residential | Yes | Behind the Meter | Behind the Meter |  | None | Trinity Solar | PSE&G | Eligible for TI Program | 2020-01-21 | 2020-01-24 | 2021-10-30 | Solar Edge | SE5000 | Inverters | 5000 |  | 1 |  |  | 0.97 |  | Outside | side of home
NJSTRE1545324751 |  | Transition Incentive Program | HEWITT | 7421 | 6 | 4.41 | Residential | No | Behind the Meter | Net-metered residential rooftop and canopy |  | None | Infinity Solar Systems | Orange Rockland Electric | Accepted | 2020-07-22 | 2020-07-24 | 2021-07-24 | HANWHA | Q.PEAK DUO BLK-G5 315 | Solar Panels |  | 0.315 | 14 | 202 | 45 |  | Fixed | Roof
NJSTRE1545324741 |  | Transition Incentive Program | Newark | 7112 | 9 | 6.18 | Residential | Yes | Behind the Meter | Net-metered residential rooftop and canopy |  | None | Vivint Solar Developer, LLC | PSE&G | Accepted | 2020-07-27 | 2020-07-27 | 2021-10-30 | Jinko Solar | JKM325M-60HBL | Solar Panels |  | 0.325 | 10 | 222 | 30 |  | Fixed | Roof
NJSTRE1545325504 |  | Transition Incentive Program | Hamilton Twp Mer | 8629 | 12 | 5.12 | Residential | No | Behind the Meter | Net-metered residential rooftop and canopy |  | None | Bright Planet Solar | PSE&G | Accepted | 2020-07-22 | 2020-07-24 | 2021-07-24 | HANWHA Q-CELLS | Q.PEAK-G5 320W | Solar Panels |  | 0.32 | 4 | 55 | 42 |  | Fixed | Roof
NJSTRE1545325566 |  | Transition Incentive Program | HASBROUCK HEIGHTS | 7604 | 7 | 6.83 | Residential | Yes | Behind the Meter | Net-metered residential rooftop and canopy |  | None | Vivint Solar Developer, LLC | PSE&G | Accepted | 2020-07-23 | 2020-07-27 | 2021-07-27 | Jinko Solar | JKM325M-60HBL | Solar Panels |  | 0.325 | 9 | 38 | 7 |  | Fixed | Roof
NJSTRE1545325599 |  | Transition Incentive Program | Toms River | 8753 | 18 | 19.04 | Residential | Yes | Behind the Meter | Net-metered residential rooftop and canopy |  | None | Trinity Solar | JCP&L | Final As-Built Received | 2020-07-22 | 2020-07-27 | 2021-10-30 | Hanwha | Q.PEAK DUO BLK-G6 340 | Solar Panels |  | 0.34 | 5 | 349 | 16 |  | Fixed | Roof
NJSTRE1545332756 |  | Transition Incentive Program | Blackwood | 8012 | 14 | 8.19 | Residential | No | Behind the Meter | Net-metered residential rooftop and canopy |  | None | Suntuity Solar LLC | PSE&G | Accepted | 2020-08-05 | 2020-08-07 | 2021-10-30 | Longi | LR6-60HPB-315M | Solar Panels |  | 0.315 | 9 | 344 | 30 |  | Fixed | Roof
NJSTRE1545332765 |  | Transition Incentive Program | Deptford Township | 8096 | 15 | 5.99 | Residential | No | Behind the Meter | Net-metered residential rooftop and canopy |  | None | Suntuity Solar LLC | PSE&G | Accepted | 2020-08-05 | 2020-08-07 | 2021-10-30 | Longi | LR6-60HPB-315M | Solar Panels |  | 0.315 | 19 | 193 | 25 |  | Fixed | Roof
NJSTRE1545332779 |  | Transition Incentive Program | MAYS LANDING | 8330 | 19 | 10.2 | Residential | Yes | Behind the Meter | Net-metered residential rooftop and canopy |  | ACE | Vision Solar LLC | AC Electric | Accepted | 2020-07-23 | 2020-07-27 | 2021-07-27 | HANWHA Q-CELLS | Q.PEAK DUO-G6 340 | Solar Panels |  | 0.34 | 8 | 293 | 21 |  | Fixed | Roof
NJSTRE1545332795 |  | Transition Incentive Program | PHILLIPSBURG | 8865 | 2 | 8.84 | Residential | Yes | Behind the Meter | Net-metered residential rooftop and canopy |  | None | Trinity Solar | JCP&L | Final As-Built Received | 2020-07-23 | 2020-07-27 | 2021-10-30 | HANWHA | Q.PEAK DUO BLK-G6 340 | Solar Panels |  | 0.34 | 22 | 248 | 45 |  | Fixed | Roof
NJSTRE1545332836 |  | Transition Incentive Program | Morganville | 7751 | 17 | 10.88 | Residential | No | Behind the Meter | Net-metered residential rooftop and canopy |  | None | Whitman Construction, LLC | JCP&L | Accepted | 2020-07-23 | 2020-07-27 | 2021-07-27 | TRINA | TSM-320 DD05H.05 | Solar Panels |  | 0.32 | 2 | 115 | 20 |  | Fixed | Roof
NJSTRE1545332836 |  | Transition Incentive Program | Morganville | 7751 | 17 | 10.88 | Residential | No | Behind the Meter | Net-metered residential rooftop and canopy |  | None | Whitman Construction, LLC | JCP&L | Accepted | 2020-07-23 | 2020-07-27 | 2021-07-27 | TRINA | TSM-320 DD05H.05 | Solar Panels |  | 0.32 | 18 | 115 | 20 |  | Fixed | Roof
NJSTRE1545387015 | NJSRRE1543853067 | Transition Incentive Program | Deptford Twp | 8090 | 15 | 3.84 | Residential | Yes | Behind the Meter | Behind the Meter |  | None | Skyline Solar, LLC | PSE&G | Eligible for TI Program | 2020-01-02 | 2020-01-07 | 2021-10-30 | SolarEdge | SE3800H-US | Inverters | 3800 |  | 1 |  |  | 0.99 |  | Outside | within ten feet of meter
NJSTRE1545387027 | NJSRRE1543446998 | Transition Incentive Program | Phillipsburg | 8865 | 2 | 15.95 | Residential | Yes | Behind the Meter | Behind the Meter |  | None | Sunrun Installation Services, Inc. | JCP&L | Eligible for TI Program | 2019-11-26 | 2019-12-02 | 2021-10-30 | Delta Electronics | M10-TL-US | Inverters | 9600 |  | 1 |  |  | 0.96 |  | Outdoor | Next To Meter
NJSTRE1545387030 | NJSRRE1544419446 | Transition Incentive Program | Bridgewater | 8807 | 5 | 11.2 | Residential | Yes | Behind the Meter | Behind the Meter |  | None | Pro Custom Solar dba Momentum Solar | JCP&L | Eligible for TI Program | 2020-02-07 | 2020-02-11 | 2021-10-30 | Enphase Energy | IQ7PLUS-72-2-US | Inverters | 295 |  | 32 |  |  | 0.97 |  | Outdoor | roof
NJSTRE1545387040 | NJSRRE1544152935 | Transition Incentive Program | Bayonne | 7002 | 8 | 999.75 | Commercial | No | Behind the Meter | Net-metered non-residential rooftop and canopy |  | None | Solar Landscape | PSE&G | Accepted | 2020-01-10 | 2020-01-17 | 2021-10-30 | SolarEdge | SE66.6KUS | Inverters | 66600 |  | 1 |  |  | 0.985 |  | Outdoor | Ground Level
NJSTRE1545387041 | NJSRRE1544354920 | Transition Incentive Program | Mullica Hill | 8062 | 15 | 7.56 | Residential | Yes | Behind the Meter | Net-metered residential rooftop and canopy |  | None | Vivint Solar Developer, LLC | AC Electric | Accepted | 2020-02-05 | 2020-02-07 | 2021-10-30 | SolarEdge | SE7600H-US | Inverters | 7600 |  | 1 |  |  | 0.992 |  | Outdoor | Near the utility meter
NJSTRE1545387051 | NJSRRE1544165363 | Transition Incentive Program | Clifton | 7011 | 6 | 11.38 | Residential | No | Behind the Meter | Net-metered residential rooftop and canopy |  | None | Accord Power Inc | PSE&G | Accepted | 2020-01-16 | 2020-01-20 | 2021-10-30 | AP System | YC600 | Inverters | 600 |  | 6 |  |  | 0.967 |  | Outdoor | roof
NJSTRE1545387060 | NJSRRE1543443590 | Transition Incentive Program | CAMDEN | 8105 | 14 | 8.19 | Residential | Yes | Behind the Meter | Net-metered residential rooftop and canopy |  | None | Vivint Solar Developer, LLC | PSE&G | Accepted | 2019-11-27 | 2019-11-27 | 2021-10-30 | SolarEdge | SE7600H-US | Inverters | 7600 |  | 1 |  |  | 0.992 |  | Outdoor | Near the Utility Meter
NJSTRE1545384259 | NJSRRE1543434903 | Transition Incentive Program | East Hanover | 7936 | 3 | 16.7 | Residential | Yes | Behind the Meter | Behind the Meter |  | None | Pro Custom Solar dba Momentum Solar | JCP&L | Eligible for TI Program | 2019-11-21 | 2019-11-26 | 2021-10-30 | Enphase Energy | IQ6-60-2-US | Inverters | 240 |  | 53 |  |  | 0.97 |  | Outdoor | Roof
NJSTRE1545384265 | NJSRRE1544450793 | Transition Incentive Program | Toms River | 8757 | 18 | 10.24 | Residential | No | Behind the Meter | Behind the Meter |  | None | Solar Specialists of New Jersey LLC | JCP&L | Eligible for TI Program | 2020-02-14 | 2020-02-18 | 2021-10-30 | Solar Edge | SE10000H-US | Inverters | 10000 |  | 1 |  |  | 0.98 |  | Outside | near meter
NJSTRE1545384272 | NJSRRE1544333454 | Transition Incentive Program | Atlantic City | 8401 | 19 | 5.18 | Residential | Yes | Behind the Meter | Behind the Meter |  | None | Sunrun Installation Services, Inc. | AC Electric | Eligible for TI Program | 2020-01-30 | 2020-02-03 | 2021-10-30 | Delta Electronics | M5-TL-US | Inverters | 4800 |  | 1 |  |  | 0.96 |  | Outdoor | Next To Meter
NJSTRE1545384286 | NJSRRE1544456286 | Transition Incentive Program | Berlin | 8009 | 14 | 3.84 | Residential | Yes | Behind the Meter | Behind the Meter |  | None | Skyline Solar, LLC | AC Electric | Eligible for TI Program | 2020-02-14 | 2020-02-18 | 2021-10-30 | SolarEdge | SE3800H-US | Inverters | 3800 |  | 1 |  |  | 0.99 |  | Outside | within ten feet of meter
NJSTRE1545384289 | NJSRRE1544113887 | Transition Incentive Program | Egg Harbor Township | 8234 | 19 | 11.06 | Residential | No | Behind the Meter | Behind the Meter |  | None | Green Power Energy | AC Electric | Eligible for TI Program | 2020-01-07 | 2020-01-09 | 2021-10-30 | SolarEdge | SE10000H-US | Inverters | 10000 |  | 1 |  |  | 0.97 |  | Outdoor | Next to meter
NJSTRE1545384291 | NJSRRE1544467150 | Transition Incentive Program | Jackson Township | 8527 | 18 | 8.99 | Residential | Yes | Behind the Meter | Behind the Meter |  | None | Sunrun Installation Services, Inc. | JCP&L | Eligible for TI Program | 2020-02-17 | 2020-02-20 | 2021-10-30 | Delta Electronics | M8-TL-US | Inverters | 7680 |  | 1 |  |  | 0.96 |  | Outdoor | Next To Meter
NJSTRE1545384306 | NJSRRE1543425792 | Transition Incentive Program | SOUTH AMBOY | 8879 | 11 | 8.19 | Residential | Yes | Behind the Meter | Net-metered residential rooftop and canopy |  | None | Vivint Solar Developer, LLC | JCP&L | Accepted | 2019-11-26 | 2019-11-26 | 2021-10-30 | SOLAREDGE | SE7600H-US | Inverters | 7600 |  | 1 |  |  | 0.992 |  | Outdoor | Near the Utility Meter
NJSTRE1545384308 | NJSRRE1543477418 | Transition Incentive Program | Kenilworth | 7033 | 10 | 7.56 | Residential | Yes | Behind the Meter | Behind the Meter |  | None | Pro Custom Solar dba Momentum Solar | PSE&G | Eligible for TI Program | 2019-12-04 | 2019-12-06 | 2021-10-30 | Enphase Energy | IQ6-60-2-US | Inverters | 240 |  | 24 |  |  | 0.97 |  | Outdoor | Roof
NJSTRE1545384319 | NJSRRE1544353240 | Transition Incentive Program | Hillsborough | 8844 | 5 | 377.3 | Commercial | Yes | Behind the Meter | Net-metered non-residential rooftop and canopy |  | None | Apollo Solar Partners | PSE&G | Accepted | 2020-02-04 | 2020-02-10 | 2021-10-30 | Chint Power | CSP SCA 50KTL DO US 480 | Inverters | 50 |  | 6 |  |  | 0.988 |  | Outdoor | ROOF
NJSTRE1545384324 | NJSRRE1544316862 | Transition Incentive Program | Teaneck | 7666 | 7 | 2.84 | Residential | Yes | Behind the Meter | Behind the Meter |  | None | Trinity Solar | PSE&G | Eligible for TI Program | 2020-01-28 | 2020-01-31 | 2021-10-30 | Solar Edge | SE3000 | Inverters | 3000 |  | 1 |  |  | 0.97 |  | Outside | side of home
NJSTRE1545384327 | NJSRRE1544317284 | Transition Incentive Program | Mount Laurel | 8054 | 13 | 12.92 | Residential | Yes | Behind the Meter | Net-metered residential rooftop and canopy |  | None | Vivint Solar Developer, LLC | PSE&G | Accepted | 2020-01-28 | 2020-01-31 | 2021-10-30 | SOLAREDGE | SE10000H-US | Inverters | 10000 |  | 1 |  |  | 0.992 |  | Outdoor | Near the Utility Meter
NJSTRE1545384332 | NJSRRE1544213990 | Transition Incentive Program | Mays Landing | 8330 | 19 | 10.5 | Residential | Yes | Behind the Meter | Behind the Meter |  | None | Pro Custom Solar dba Momentum Solar | AC Electric | Eligible for TI Program | 2020-01-22 | 2020-01-27 | 2021-10-30 | ENPHASE ENERGY | IQ7PLUS-72-2-US | Inverters | 295 |  | 30 |  |  | 0.97 |  | Outdoor | ROOF
NJSTRE1545387012 | NJSRRE1543478176 | Transition Incentive Program | Union | 7083 | 10 | 6.3 | Residential | Yes | Behind the Meter | Behind the Meter |  | None | Pro Custom Solar dba Momentum Solar | PSE&G | Eligible for TI Program | 2019-12-04 | 2019-12-06 | 2021-10-30 | Enphase Energy | IQ6-60-2-US | Inverters | 240 |  | 20 |  |  | 0.97 |  | Outdoor | Roof
NJSTRE1545387019 | NJSRRE1543571130 | Transition Incentive Program | Paterson | 7503 | 6 | 3.78 | Residential | No | Behind the Meter | Behind the Meter |  | None | Trinity Solar | PSE&G | Eligible for TI Program | 2019-12-19 | 2019-12-26 | 2021-10-30 | Solar Edge | SE3000 | Inverters | 3000 |  | 1 |  |  | 0.97 |  | Outside | side of home
NJSTRE1545387026 | NJSRRE1544168250 | Transition Incentive Program | West Windsor | 8850 | 11 | 12.8 | Residential | No | Behind the Meter | Net-metered residential rooftop and canopy |  | None | Ampericon | PSE&G | Accepted | 2020-01-15 | 2020-01-20 | 2021-10-30 | EnPhase | IQ7 | Inverters | 240 |  | 40 |  |  | 0.965 |  | Other | Roof
NJSTRE1545387031 | NJSRRE1543571093 | Transition Incentive Program | Englishtown | 7726 | 17 | 17.69 | Residential | Yes | Behind the Meter | Behind the Meter |  | None | Sunrun Installation Services, Inc. | JCP&L | Eligible for TI Program | 2019-12-19 | 2019-12-31 | 2021-10-30 | Enphase Energy | IQ7-60-x-US (240V) | Inverters | 240 |  | 61 |  |  | 0.96 |  | Outdoor | Rooftop
NJSTRE1545387059 | NJSRRE1544431460 | Transition Incentive Program | Linden | 7036 | 10 | 10.4 | Residential | Yes | Behind the Meter | Behind the Meter |  | None | Orbit Energy & Power, LLC | PSE&G | Eligible for TI Program | 2020-02-11 | 2020-02-14 | 2021-10-30 | ENPHASE | IQ7-30-2-US | Inverters | 0.24 |  | 33 |  |  | 0.99 |  | Outside | ROOF
NJSTRE1545387069 | NJSRRE1543825293 | Transition Incentive Program | PLAINFIELD | 7060 | 10 | 5.67 | Residential | Yes | Behind the Meter | Net-metered residential rooftop and canopy |  | None | Vivint Solar Developer, LLC | PSE&G | Accepted |  | 2020-01-03 | 2021-10-30 | Solar Edge | SE3800H-US | Inverters | 3800 |  | 1 |  |  | 0.992 |  | Outdoor | Near the utility meter
NJSTRE1545387079 | NJSRRE1543474387 | Transition Incentive Program | Roselle | 7203 | 10 | 10.4 | Residential | Yes | Behind the Meter | Net-metered residential rooftop and canopy |  | None | SunPower Corporation, Systems | PSE&G | Accepted |  | 2019-12-05 | 2021-10-30 | SUNPOWER | SPR-A400-G-AC | Inverters | 320 |  | 26 |  |  | 0.97 |  | Other | under each panel
NJSTRE1545387099 | NJSRRE1544317228 | Transition Incentive Program | Sparta | 7871 | 1 | 9.92 | Residential | Yes | Behind the Meter | Behind the Meter |  | None | Sunrun Installation Services, Inc. | JCP&L | Eligible for TI Program | 2020-01-28 | 2020-01-31 | 2021-10-30 | SolarEdge Technologies | SE7600A-USS2RGM | Inverters | 7600 |  | 1 |  |  | 0.96 |  | Outdoor | Next To Meter
NJSTRE1545387105 | NJSRRE1543651745 | Transition Incentive Program | Landing | 7850 | 3 | 9.28 | Residential | Yes | Behind the Meter | Behind the Meter |  | None | Sunrun Installation Services, Inc. | JCP&L | Eligible for TI Program | 2019-12-23 | 2019-12-27 | 2021-10-30 | Delta Electronics | M4-TL-US | Inverters | 3840 |  | 2 |  |  | 0.96 |  | Outdoor | Next To Meter
NJSTRE1545387113 | NJSRRE1544192843 | Transition Incentive Program | Hillsborough TWP | 8844 | 5 | 12.09 | Residential | No | Behind the Meter | Behind the Meter |  | None | 1st Light Energy Inc | PSE&G | Eligible for TI Program | 2020-01-17 | 2020-01-22 | 2021-10-30 | SMA | SB 6.0-1SP-US-41 (240V) | Inverters | 6000 |  | 1 |  |  | 0.97 |  | Outside | within 10 feet of meter
NJSTRE1545387117 | NJSRRE1543586561 | Transition Incentive Program | Egg Harbor City | 8215 | 19 | 18 | Residential | Yes | Behind the Meter | Behind the Meter |  | None | Complete Solar | AC Electric | Eligible for TI Program | 2020-01-09 | 2020-01-09 | 2021-10-30 | Solaredge technologies | SE11400H-US | Inverters | 11400 |  | 1 |  |  | 0.97 |  | Outdoor | BY MSP
NJSTRE1545387142 | NJSRRE1543502077 | Transition Incentive Program | Union | 7083 | 10 | 10.35 | Residential | Yes | Behind the Meter | Behind the Meter |  | None | Pro Custom Solar dba Momentum Solar | PSE&G | Eligible for TI Program | 2019-12-09 | 2019-12-11 | 2021-10-30 | Enphase Energy | IQ7Plus-72-2-US | Inverters | 295 |  | 30 |  |  | 0.97 |  | Outdoor | Roof
NJSTRE1545387146 | NJSRRE1543513048 | Transition Incentive Program | Orange | 7050 | 9 | 8.28 | Residential | Yes | Behind the Meter | Behind the Meter |  | None | Pro Custom Solar dba Momentum Solar | PSE&G | Eligible for TI Program | 2019-12-11 | 2019-12-18 | 2021-10-30 | Enphase Energy | IQ7Plus-72-2-US | Inverters | 290 |  | 24 |  |  | 0.97 |  | Outdoor | Roof
NJSTRE1545387039 | NJSRRE1544545602 | Transition Incentive Program | Old Bridge | 8857 | 11 | 7.7 | Commercial | No | Behind the Meter | Behind the Meter |  | None | Spectrum Energy, Inc. | JCP&L | Eligible for TI Program | 2020-02-27 | 2020-03-05 | 2021-10-30 | Enphase | IQ7Plus-72-2-US | Inverters | 290 |  | 20 |  |  | 0.975 |  | Outdoor | Under each panel
NJSTRE1545387050 | NJSRRE1544546661 | Transition Incentive Program | East Orange | 7017 | 9 | 4.65 | Residential | Yes | Behind the Meter | Behind the Meter |  | None | Sunrun Installation Services, Inc. | PSE&G | Eligible for TI Program | 2020-02-27 | 2020-03-03 | 2021-10-30 | Enphase Energy | IQ7-60-x-US (240V) | Inverters | 240 |  | 15 |  |  | 0.96 |  | Outdoor | Rooftop
NJSTRE1545387055 | NJSRRE1544353180 | Transition Incentive Program | Millburn | 7041 | 9 | 334.57 | Commercial | Yes | Behind the Meter | Net-metered non-residential rooftop and canopy |  | None | Apollo Solar Partners | JCP&L | Accepted | 2020-02-04 | 2020-02-07 | 2021-10-30 | Chint Power | CPS SCA 23KTL - DO / US 480 | Inverters | 23 |  | 1 |  |  | 0.986 |  | Outdoor | Roof
NJSTRE1545387065 | NJSRRE1544466533 | Transition Incentive Program | Orange | 7050 | 9 | 9.05 | Residential | Yes | Behind the Meter | Behind the Meter |  | None | Pro Custom Solar dba Momentum Solar | PSE&G | Eligible for TI Program | 2020-02-17 | 2020-02-20 | 2021-10-30 | Enphase Energy | IQ7-60-2-US | Inverters | 240 |  | 27 |  |  | 0.97 |  | Outdoor | Roof
NJSTRE1545387066 | NJSRRE1543505914 | Transition Incentive Program | Perth Amboy | 8861 | 11 | 5.27 | Residential | Yes | Behind the Meter | Net-metered residential rooftop and canopy |  | None | Palmetto Solar LLC | PSE&G | Accepted | 2019-12-10 | 2019-12-12 | 2021-10-30 | SolarEdge Technologies | SE5000H-US | Inverters | 5000 |  | 1 |  |  | 0.98 |  | Outside | SIDE OF THE HOUSE
NJSTRE1545387067 | NJSRRE1543426274 | Transition Incentive Program | Marlboro Township | 7751 | 17 | 7.94 | Residential | No | Behind the Meter | Behind the Meter |  | None | Pro Custom Solar dba Momentum Solar | JCP&L | Eligible for TI Program | 2019-11-20 | 2019-11-25 | 2021-10-30 | Enphase Energy | IQ7PLUS-72-2-US | Inverters | 295 |  | 23 |  |  | 0.97 |  | Outdoor | Roof
NJSTRE1545387072 | NJSRRE1543502311 | Transition Incentive Program | Williamstown | 8094 | 15 | 6.93 | Residential | No | Behind the Meter | Net-metered residential rooftop and canopy |  | None | Vivint Solar Developer, LLC | AC Electric | Accepted | 2019-12-09 | 2019-12-12 | 2021-10-30 | solar edge | SE7600H-US | Inverters | 7600 |  | 1 |  |  | 0.992 |  | Outdoor | near the utility meter
NJSTRE1545387082 | NJSRRE1544419978 | Transition Incentive Program | Pennington | 8534 | 12 | 7 | Residential | Yes | Behind the Meter | Behind the Meter |  | None | Pro Custom Solar dba Momentum Solar | PSE&G | Eligible for TI Program | 2020-02-07 | 2020-02-12 | 2021-10-30 | Enphase Energy | IQ7Plus-72-x-US | Inverters | 290 |  | 20 |  |  | 0.97 |  | Outdoor | Roof
NJSTRE1545387088 | NJSRRE1543974496 | Transition Incentive Program | Princeton | 8540 | 12 | 15.37 | Residential | No | Behind the Meter | Net-metered residential rooftop and canopy |  | None | Green Power Energy | PSE&G | Final As-Built Received |  | 2020-01-08 | 2021-10-30 | SolarEdge | SE7600H-US | Inverters | 7600 |  | 1 |  |  | 0.97 |  | Outside | Next to meter
NJSTRE1545387091 | NJSRRE1544450741 | Transition Incentive Program | Scotch Plains | 7076 | 10 | 9.1 | Residential | No | Behind the Meter | Net-metered residential rooftop and canopy |  | None | Green Power Energy | PSE&G | Final As-Built Received |  | 2020-02-18 | 2021-10-30 | SolarEdge | SE7600H-US | Inverters | 7600 |  | 1 |  |  | 0.97 |  | Outside | Next to meter
NJSTRE1545387120 | NJSRRE1544347553 | Transition Incentive Program | East Orange | 7017 | 9 | 3.5 | Residential | Yes | Behind the Meter | Behind the Meter |  | None | Pro Custom Solar dba Momentum Solar | PSE&G | Eligible for TI Program | 2020-02-03 | 2020-02-06 | 2021-10-30 | enphase energy | IQ7PLUS-72-2-US | Inverters | 295 |  | 10 |  |  | 0.97 |  | Outdoor | roof
NJSTRE1545387123 | NJSRRE1543827229 | Transition Incentive Program | Cliffwood | 7721 | 17 | 6.62 | Residential | Yes | Behind the Meter | Net-metered residential rooftop and canopy |  | None | Vivint Solar Developer, LLC | JCP&L | Accepted | 2020-01-02 | 2020-01-03 | 2021-10-30 | SOLAREDGE | SE7600H-US | Inverters | 7600 |  | 1 |  |  | 0.992 |  | Outdoor | Near the Utility Meter
NJSTRE1545387171 | NJSRRE1544546626 | Transition Incentive Program | Wayne | 7470 | 6 | 6.2 | Residential | Yes | Behind the Meter | Behind the Meter |  | None | Sunrun Installation Services, Inc. | PSE&G | Eligible for TI Program | 2020-02-27 | 2020-03-02 | 2021-10-30 | Enphase Energy | IQ7-60-x-US (240V) | Inverters | 240 |  | 20 |  |  | 0.96 |  | Outdoor | Rooftop
NJSTRE1545387187 | NJSRRE1544347091 | Transition Incentive Program | Freehold | 7728 | 17 | 19.85 | Residential | Yes | Behind the Meter | Behind the Meter |  | None | Trinity Solar | JCP&L | Eligible for TI Program | 2020-02-03 | 2020-02-05 | 2021-10-30 | Solar Edge | SE7600 | Inverters | 7600 |  | 2 |  |  | 0.97 |  | Outside | side of home
NJSTRE1545387196 | NJSRRE1544136535 | Transition Incentive Program | South Plainfield | 7080 | 11 | 5.22 | Residential | Yes | Behind the Meter | Net-metered residential rooftop and canopy |  | None | Complete Solar | PSE&G | Final As-Built Received | 2020-01-09 | 2020-01-10 | 2021-10-30 | SOLAREDGE TECHNOLOGIES | SE5000H-US RGM | Inverters | 5000 |  | 1 |  |  | 0.97 |  | Outdoor | BY MSP
NJSTRE1545387198 | NJSRRE1544343746 | Transition Incentive Program | Annandale | 8801 | 4 | 9.6 | Residential | Yes | Behind the Meter | Behind the Meter |  | None | Skyline Solar, LLC | JCP&L | Eligible for TI Program | 2020-01-31 | 2020-02-05 | 2021-10-30 | SolarEdge | SE7600H-US | Inverters | 7600 |  | 1 |  |  | 0.99 |  | Outside | within ten feet of meter
NJSTRE1545387202 | NJSRRE1544524105 | Transition Incentive Program | Chatham | 7928 | 3 | 11.06 | Residential | No | Behind the Meter | Behind the Meter |  | None | Green Power Energy | JCP&L | Eligible for TI Program | 2020-02-24 | 2020-02-26 | 2021-10-30 | SolarEdge | SE10000H-US | Inverters | 10000 |  | 1 |  |  | 0.97 |  | Outside | Next to meter
NJSTRE1545387209 | NJSRRE1543439389 | Transition Incentive Program | Swedesboro | 8085 | 15 | 10.4 | Residential | No | Behind the Meter | Behind the Meter |  | None | Sunny Corp | AC Electric | Eligible for TI Program | 2019-11-24 | 2019-11-27 | 2021-10-30 | ENPHASE | IQ7X | Inverters | 1.37 |  | 32 |  |  | 0.1 |  | Outside | ON ROOF
NJSTRE1545387218 | NJSRRE1544326539 | Transition Incentive Program | Dover | 7801 | 3 | 13.64 | Residential | Yes | Behind the Meter | Behind the Meter |  | None | Sunrun Installation Services, Inc. | JCP&L | Eligible for TI Program | 2020-01-29 | 2020-02-03 | 2021-10-30 | Delta Electronics | M6-TL-US | Inverters | 5760 |  | 1 |  |  | 0.96 |  | Outdoor | Next To Meter
NJSTRE1545387223 | NJSRRE1544441406 | Transition Incentive Program | Union | 7083 | 10 | 6.82 | Residential | Yes | Behind the Meter | Behind the Meter |  | None | Sunrun Installation Services, Inc. | PSE&G | Eligible for TI Program | 2020-02-12 | 2020-02-17 | 2021-10-30 | Delta Electronics | M6-TL-US | Inverters | 5760 |  | 1 |  |  | 0.96 |  | Outdoor | Next To Meter
NJSTRE1545387228 | NJSRRE1544344000 | Transition Incentive Program | Galloway | 8205 | 19 | 82.08 | Commercial | No | Behind the Meter | Behind the Meter |  | None | Spectacular Solar | AC Electric | Eligible for TI Program | 2020-02-04 | 2020-02-05 | 2021-10-30 | Solar Edge | SE14.4KUS | Inverters | 14400 |  | 2 |  |  | 0.97 |  | Outside | Behind Meter
NJSTRE1545387238 | NJSRRE1543460041 | Transition Incentive Program | stanhope | 7874 | 1 | 7.85 | Residential | Yes | Behind the Meter | Net-metered residential rooftop and canopy |  | None | Vision Solar LLC | JCP&L | Accepted | 2019-11-29 | 2019-12-03 | 2021-10-30 | sunpower | e20-327-e-ac | Inverters | 0.32 |  | 24 |  |  | 0.96 |  | Other | behind panels
NJSTRE1545387289 | NJSRRE1544220025 | Transition Incentive Program | Sewell | 8080 | 15 | 16.17 | Commercial | No | Behind the Meter | Behind the Meter |  | None | Spectacular Solar | AC Electric | Eligible for TI Program | 2020-01-24 | 2020-01-28 | 2021-10-30 | Solar Edge | SE14.4US | Inverters | 14400 |  | 1 |  |  | 0.97 |  | Outside | Behind Meter
NJSTRE1545387294 | NJSRRE1544161889 | Transition Incentive Program | Clifton | 7012 | 6 | 4.2 | Residential | Yes | Behind the Meter | Behind the Meter |  | None | Pro Custom Solar dba Momentum Solar | PSE&G | Eligible for TI Program | 2020-01-13 | 2020-01-16 | 2021-10-30 | ENPHASE ENERGY | IQ7PLUS-72-2-US | Inverters | 295 |  | 12 |  |  | 0.97 |  | Outdoor | ROOF
NJSTRE1545387297 | NJSRRE1544165407 | Transition Incentive Program | Hawthorne | 7506 | 6 | 4.16 | Residential | Yes | Behind the Meter | Behind the Meter |  | None | Sunrun Installation Services, Inc. | PSE&G | Eligible for TI Program | 2020-01-14 | 2020-01-20 | 2021-10-30 | Delta Electronics | M4-TL-US | Inverters | 3840 |  | 1 |  |  | 0.96 |  | Outdoor | Next To Meter
NJSTRE1545387189 | NJSRRE1544144288 | Transition Incentive Program | Edison | 8817 | 11 | 5.12 | Residential | Yes | Behind the Meter | Behind the Meter |  | None | Sunrun Installation Services, Inc. | PSE&G | Eligible for TI Program | 2020-01-08 | 2020-01-13 | 2021-10-30 | Enphase Energy | IQ7-60-x-US (240V) | Inverters | 240 |  | 16 |  |  | 0.96 |  | Outdoor | Rooftop
NJSTRE1545387192 | NJSRRE1544172107 | Transition Incentive Program | Wayne | 7470 | 6 | 6.2 | Residential | Yes | Behind the Meter | Behind the Meter |  | None | Sunrun Installation Services, Inc. | PSE&G | Eligible for TI Program | 2020-01-15 | 2020-01-20 | 2021-10-30 | Enphase Energy | IQ7-60-x-US (240V) | Inverters | 240 |  | 20 |  |  | 0.96 |  | Outdoor | Rooftop
NJSTRE1545387201 | NJSRRE1544537442 | Transition Incentive Program | Cherry Hill | 8002 | 14 | 15.19 | Residential | Yes | Behind the Meter | Behind the Meter |  | None | Sunrun Installation Services, Inc. | PSE&G | Eligible for TI Program | 2020-03-06 | 2020-03-06 | 2021-10-30 | Enphase Energy | IQ7-60-x-US (240V) | Inverters | 240 |  | 49 |  |  | 0.96 |  | Outdoor | Rooftop
NJSTRE1545387214 | NJSRRE1543436928 | Transition Incentive Program | RUMSON | 7760 | 17 | 22.2 | Residential | No | Behind the Meter | Behind the Meter |  | None | SEA BRIGHT SOLAR, LLC | JCP&L | Eligible for TI Program | 2019-11-22 | 2019-11-26 | 2021-10-30 | SUNPOWER | SPR-X22-370-AC | Inverters | 320 |  | 60 |  |  | 0.96 |  | Outside | BACK OF GROUND ARRAY
NJSTRE1545387222 | NJSRRE1543461155 | Transition Incentive Program | Point Pleasant | 8742 | 18 | 12.6 | Residential | No | Behind the Meter | Net-metered residential rooftop and canopy |  | None | Suntuity Solar LLC | JCP&L | Accepted | 2019-11-30 | 2019-12-04 | 2021-10-30 | Enphase Energy | IQ7-60-2-US | Inverters | 240 |  | 40 |  |  | 0.97 |  | Outdoor | Behind the PV Modules
NJSTRE1545387234 | NJSRRE1544373669 | Transition Incentive Program | Pleasantville | 8232 | 19 | 7.68 | Residential | No | Behind the Meter | Net-metered residential rooftop and canopy |  | None | Castle Energy, LLC | AC Electric | Accepted | 2020-02-05 | 2020-02-07 | 2021-10-30 | Enphase Energy | IQ7-60-2-US | Inverters | 240 |  | 24 |  |  | 0.967 |  | Outdoor | on the rooftop under each solar panel
NJSTRE1545387235 | NJSRRE1544419886 | Transition Incentive Program | Belleplain | 8270 | 21 | 7.04 | Residential | Yes | Behind the Meter | Behind the Meter |  | None | Skyline Solar, LLC | AC Electric | Eligible for TI Program | 2020-02-07 | 2020-02-12 | 2021-10-30 | SolarEdge | SE5000H-US | Inverters | 5000 |  | 1 |  |  | 0.99 |  | Outside | within ten feet of meter
NJSTRE1545387246 | NJSRRE1544450784 | Transition Incentive Program | Linden City | 7036 | 10 | 15 | Residential | No | Behind the Meter | Net-metered residential rooftop and canopy |  | None | Bright Planet Solar | PSE&G | Accepted |  | 2020-02-18 | 2021-10-30 | SOLAR EDGE | SE11400H-USRGM | Inverters | 11400 |  | 1 |  |  | 0.98 |  | Outdoor | OUTSIDE
NJSTRE1545387260 | NJSRRE1544354880 | Transition Incentive Program | Toms River | 8753 | 18 | 3.84 | Residential | Yes | Behind the Meter | Behind the Meter |  | None | Skyline Solar, LLC | JCP&L | Eligible for TI Program | 2020-02-05 | 2020-02-07 | 2021-10-30 | SolarEdge | SE3800H-US | Inverters | 3800 |  | 1 |  |  | 0.99 |  | Outside | within ten feet of meter
NJSTRE1545387261 | NJSRRE1544421988 | Transition Incentive Program | Englewood Cliffs | 7632 | 7 | 77.97 | Non Profit | No | Behind the Meter | Behind the Meter |  | None | TGI Solutions | PSE&G | Eligible for TI Program | 2020-02-09 | 2020-02-14 | 2021-10-30 | Enphase | IQ7+ | Inverters | 290 |  | 226 |  |  | 0.97 |  | Outdoor | under module
NJSTRE1545387271 | NJSRRE1544511588 | Transition Incentive Program | trenton | 8610 | 12 | 11.73 | Residential | Yes | Behind the Meter | Net-metered residential rooftop and canopy |  | None | Vision Solar LLC | PSE&G | Accepted | 2020-02-20 | 2020-02-24 | 2021-10-30 | enphase | iq7-60-2-us | Inverters | 0.25 |  | 35 |  |  | 0.96 |  | Other | behind panels
NJSTRE1545387280 | NJSRRE1544467152 | Transition Incentive Program | Newton | 7860 | 1 | 4.65 | Residential | Yes | Behind the Meter | Behind the Meter |  | None | Sunrun Installation Services, Inc. | JCP&L | Eligible for TI Program | 2020-02-17 | 2020-02-20 | 2021-10-30 | Delta | M4-TL-US | Inverters | 4000 |  | 1 |  |  | 0.98 |  | Outdoor | rooftop
NJSTRE1545387040 | NJSRRE1544152935 | Transition Incentive Program | Bayonne | 7002 | 8 | 999.75 | Commercial | No | Behind the Meter | Net-metered non-residential rooftop and canopy |  | None | Solar Landscape | PSE&G | Accepted | 2020-01-10 | 2020-01-17 | 2021-10-30 | Solar Edge | SE100KUS | Inverters | 100000 |  | 8 |  |  | 0.985 |  | Outdoor | Ground Level
NJSTRE1545387044 | NJSRRE1544333325 | Transition Incentive Program | MANALAPAN | 7726 | 17 | 3.47 | Residential | Yes | Behind the Meter | Net-metered residential rooftop and canopy |  | None | Vivint Solar Developer, LLC | JCP&L | Accepted | 2020-01-30 | 2020-02-03 | 2021-10-30 | SOLAREDGE | SE3800H-US | Inverters | 3800 |  | 1 |  |  | 0.992 |  | Outdoor | Near the Utility Meter
NJSTRE1545387055 | NJSRRE1544353180 | Transition Incentive Program | Millburn | 7041 | 9 | 334.57 | Commercial | Yes | Behind the Meter | Net-metered non-residential rooftop and canopy |  | None | Apollo Solar Partners | JCP&L | Accepted | 2020-02-04 | 2020-02-07 | 2021-10-30 | Chint Power | CPS SCA 28 KTL DO / US 480 | Inverters | 28 |  | 1 |  |  | 0.986 |  | Outdoor | Roof
NJSTRE1545387083 | NJSRRE1544113897 | Transition Incentive Program | Rockaway | 7866 | 3 | 7.36 | Residential | Yes | Behind the Meter | Behind the Meter |  | None | Sunrun Installation Services, Inc. | JCP&L | Eligible for TI Program | 2020-01-07 | 2020-01-09 | 2021-10-30 | SolarEdge Technologies | SE7600A-USS2RGM | Inverters | 7600 |  | 1 |  |  | 0.96 |  | Outdoor | Next To Meter
NJSTRE1545387087 | NJSRRE1544519940 | Transition Incentive Program | TOMS RIVER | 8757 | 18 | 4.41 | Residential | Yes | Behind the Meter | Net-metered residential rooftop and canopy |  | None | Vivint Solar Developer, LLC | JCP&L | Accepted | 2020-02-22 | 2020-02-25 | 2021-10-30 | SOLAREDGE | SE3800H-US | Inverters | 3800 |  | 1 |  |  | 0.992 |  | Outdoor | Near the Utility Meter
NJSTRE1545387088 | NJSRRE1543974496 | Transition Incentive Program | Princeton | 8540 | 12 | 15.37 | Residential | No | Behind the Meter | Net-metered residential rooftop and canopy |  | None | Green Power Energy | PSE&G | Final As-Built Received |  | 2020-01-08 | 2021-10-30 | SolarEdge | SE6000H-US | Inverters | 6000 |  | 1 |  |  | 0.97 |  | Outside | Next to meter
NJSTRE1545387097 | NJSRRE1544546898 | Transition Incentive Program | East Hanover | 7936 | 3 | 16.74 | Residential | Yes | Behind the Meter | Behind the Meter |  | None | Sunrun Installation Services, Inc. | JCP&L | Eligible for TI Program | 2020-02-27 | 2020-03-03 | 2021-10-30 | Enphase Energy | IQ7-60-x-US (240V) | Inverters | 240 |  | 54 |  |  | 0.96 |  | Outdoor | Rooftop
NJSTRE1545387102 | NJSRRE1544211619 | Transition Incentive Program | PENNSAUKEN | 8109 | 14 | 12.29 | Residential | Yes | Behind the Meter | Net-metered residential rooftop and canopy |  | None | Vivint Solar Developer, LLC | PSE&G | Accepted | 2020-01-22 | 2020-01-27 | 2021-10-30 | Solar Edge | SE10000H-US | Inverters | 10000 |  | 1 |  |  | 0.992 |  | Outdoor | near the utility meter
NJSTRE1545387103 | NJSRRE1543478019 | Transition Incentive Program | SOMERSET | 8873 | 5 | 6.93 | Residential | No | Behind the Meter | Net-metered residential rooftop and canopy |  | None | Vivint Solar Developer, LLC | PSE&G | Accepted | 2019-12-04 | 2019-12-06 | 2021-10-30 | Solar Edge | SE7600H-US | Inverters | 7600 |  | 1 |  |  | 0.992 |  | Outdoor | near the utility meter
NJSTRE1545387119 | NJSRRE1544441358 | Transition Incentive Program | Highland Park | 8904 | 11 | 4.03 | Residential | Yes | Behind the Meter | Behind the Meter |  | None | Sunrun Installation Services, Inc. | PSE&G | Eligible for TI Program | 2020-02-12 | 2020-02-17 | 2021-10-30 | Enphase Energy | IQ7-60-x-US (240V) | Inverters | 240 |  | 13 |  |  | 0.96 |  | Outdoor | Rooftop
NJSTRE1545387121 | NJSRRE1544441325 | Transition Incentive Program | NEWARK | 7104 | 9 | 3.41 | Residential | No | Behind the Meter | Behind the Meter |  | None | Infinity Solar Systems | PSE&G | Eligible for TI Program | 2020-02-12 | 2020-02-17 | 2021-10-30 | ENPHASE | IQ7-60-X-US | Inverters | 240 |  | 11 |  |  | 0.97 |  | Outside | MICROINVERTERS
NJSTRE1545387124 | NJSRRE1544543677 | Transition Incentive Program | PLAINFIELD | 7063 | 10 | 3.15 | Residential | No | Behind the Meter | Net-metered residential rooftop and canopy |  | None | Vivint Solar Developer, LLC | PSE&G | Accepted | 2020-02-27 | 2020-03-02 | 2021-10-30 | SolarEdge | SE3800H-US | Inverters | 3800 |  | 1 |  |  | 0.992 |  | Outdoor | Near the utility meter
NJSTRE1545325599 |  | Transition Incentive Program | Toms River | 8753 | 18 | 19.04 | Residential | Yes | Behind the Meter | Net-metered residential rooftop and canopy |  | None | Trinity Solar | JCP&L | Final As-Built Received | 2020-07-22 | 2020-07-27 | 2021-10-30 | Hanwha | Q.PEAK DUO BLK-G6 340 | Solar Panels |  | 0.34 | 5 | 79 | 15 |  | Fixed | Roof
NJSTRE1545325663 |  | Transition Incentive Program | Edison | 8820 | 11 | 8.64 | Residential | No | Behind the Meter | Net-metered residential rooftop and canopy |  | None | Green Power Energy | PSE&G | Accepted | 2020-07-22 | 2020-07-27 | 2021-07-27 | LG Electronics | LG360Q1C-V5 | Solar Panels |  | 0.36 | 18 | 160 | 40 |  | Fixed | Roof
NJSTRE1545325721 |  | Transition Incentive Program | North Bergen | 7047 | 8 | 7.02 | Residential | Yes | Behind the Meter | Net-metered residential rooftop and canopy |  | None | Sunrun Installation Services, Inc. | PSE&G | Accepted | 2020-07-22 | 2020-07-27 | 2021-07-27 | LONGi Green Energy Technology Co Ltd | LR6-60HPB-305M | Solar Panels |  | 0.305 | 12 | 118 | 12 |  | Fixed | Roof
NJSTRE1545325795 |  | Transition Incentive Program | Williamstown | 8094 | 15 | 9.1 | Residential | Yes | Behind the Meter | Net-metered residential rooftop and canopy |  | None | Vivint Solar Developer, LLC | AC Electric | Accepted | 2020-07-23 | 2020-07-27 | 2021-07-27 | Jinko Solar | JKM325M-60HBL | Solar Panels |  | 0.325 | 11 | 294 | 16 |  | Fixed | Roof
NJSTRE1545332757 |  | Transition Incentive Program | Stratford | 8084 | 14 | 13.86 | Residential | No | Behind the Meter | Net-metered residential rooftop and canopy |  | None | Advanced Renewable Solutions | AC Electric | Accepted | 2020-07-23 | 2020-07-27 | 2021-07-27 | CertainTeed | CT315M11-02 | Solar Panels |  | 0.315 | 22 | 231 | 20 |  | Fixed | Roof
NJSTRE1545332772 |  | Transition Incentive Program | Oak Ridge | 7438 | 6 | 5.99 | Residential | No | Behind the Meter | Net-metered residential rooftop and canopy |  | None | Suntuity Solar LLC | JCP&L | Final As-Built Received | 2020-08-05 | 2020-08-07 | 2021-10-30 | Longi | LR6-60HPB-315M | Solar Panels |  | 0.315 | 3 | 225 | 33 |  | Fixed | Roof
NJSTRE1545332786 |  | Transition Incentive Program | DEPTFORD TWP | 8096 | 15 | 10.08 | Residential | Yes | Behind the Meter | Net-metered residential rooftop and canopy |  | None | Suntuity Solar LLC | PSE&G | Accepted | 2020-08-05 | 2020-08-06 | 2021-10-30 | Longi | LR6-60HPB-315M | Solar Panels |  | 0.315 | 19 | 276 | 30 |  | Fixed | Roof
NJSTRE1545332812 |  | Transition Incentive Program | BLOOMFIELD | 7003 | 9 | 3.06 | Residential | Yes | Behind the Meter | Net-metered residential rooftop and canopy |  | PSEG | Vision Solar LLC | PSE&G | Accepted | 2020-07-23 | 2020-07-27 | 2021-07-27 | HANWHA Q-CELLS | Q.PEAK DUO-G6 340 | Solar Panels |  | 0.34 | 2 | 24 | 32 |  | Fixed | Roof
NJSTRE1545332819 |  | Transition Incentive Program | Sicklerville | 8081 | 14 | 11.05 | Residential | Yes | Behind the Meter | Net-metered residential rooftop and canopy |  | None | SunnyMac LLC | AC Electric | Accepted | 2020-07-23 | 2020-07-27 | 2021-07-27 | REC | REC 325 N-PEAK blk | Solar Panels |  | 0.325 | 6 | 221 | 28 |  | Fixed | Roof
NJSTRE1545332906 |  | Transition Incentive Program | Trenton | 8690 | 12 | 6.12 | Residential | Yes | Behind the Meter | Net-metered residential rooftop and canopy |  | None | Trinity Solar | PSE&G | Accepted | 2020-07-23 | 2020-07-28 | 2021-07-28 | Hanwha | Q.PEAK DUO BLK-G6 340 | Solar Panels |  | 0.34 | 5 | 276 | 21 |  | Fixed | Roof
NJSTRE1545332946 | NJSRRE1543532547 | Transition Incentive Program | Willingboro Twp | 8046 | 13 | 13.08 | Residential | Yes | Behind the Meter | Net-metered residential rooftop and canopy |  | None | SunnyMac LLC | PSE&G | Accepted |  | 2019-12-16 | 2021-10-30 | SunPower | SPR-E20-327 | Solar Panels |  | 0.327 | 27 | 197 | 20 |  | Fixed | Roof
NJSTRE1545332950 | NJSRRE1543477507 | Transition Incentive Program | Mount Laurel Township | 8054 | 13 | 12.25 | Residential | Yes | Behind the Meter | Net-metered residential rooftop and canopy |  | None | SunnyMac LLC | PSE&G | Accepted |  | 2019-12-06 | 2021-10-30 | SunPower | SPR-X21-350 | Solar Panels |  | 0.35 | 19 | 226 | 18 |  | Fixed | Roof
NJSTRE1545332960 | NJSRRE1543553100 | Transition Incentive Program | UPPER FREEHOLD TWP | 8501 | 17 | 28.45 | Residential | Yes | Behind the Meter | Net-metered residential rooftop and canopy |  | None | SunnyMac LLC | PSE&G | Accepted |  | 2019-12-19 | 2021-10-30 | SunPower | SPR-E20327 | Solar Panels |  | 0.327 | 29 | 122 | 27 |  | Fixed | Roof
NJSTRE1545387128 | NJSRRE1544472659 | Transition Incentive Program | west milford | 7480 | 6 | 8.82 | Residential | Yes | Behind the Meter | Net-metered residential rooftop and canopy |  | None | Vision Solar LLC | Orange Rockland Electric | Accepted | 2020-02-19 | 2020-02-21 | 2021-10-30 | enphase | iq7-60-2-us | Inverters | 0.25 |  | 28 |  |  | 0.1 |  | Other | behind panels
NJSTRE1545387134 | NJSRRE1544501750 | Transition Incentive Program | Woodbridge Township | 7095 | 11 | 6.82 | Residential | No | Behind the Meter | Behind the Meter |  | None | Sunrun Installation Services, Inc. | PSE&G | Eligible for TI Program | 2020-02-19 | 2020-02-27 | 2021-10-30 | Enphase Energy | IQ7-60-x-US (240V) | Inverters | 240 |  | 22 |  |  | 0.96 |  | Outdoor | Rooftop
NJSTRE1545387140 | NJSRRE1543501943 | Transition Incentive Program | Galloway | 8205 | 19 | 5.58 | Residential | Yes | Behind the Meter | Net-metered residential rooftop and canopy |  | None | Bright Planet Solar | AC Electric | Accepted |  | 2019-12-11 | 2021-10-30 | SOLAR EDGE | SE5000H-USRGM | Inverters | 5000 |  | 1 |  |  | 0.98 |  | Outdoor | NEXT TO METER
NJSTRE1545387167 | NJSRRE1543574872 | Transition Incentive Program | Clifton City | 7012 | 6 | 7.04 | Residential | Yes | Behind the Meter | Behind the Meter |  | None | Skyline Solar, LLC | PSE&G | Eligible for TI Program | 2019-12-20 | 2019-12-30 | 2021-10-30 | SolarEdge | SE5000H-US | Inverters | 5000 |  | 1 |  |  | 0.99 |  | Outside | within ten feet of meter
NJSTRE1545387173 | NJSRRE1544524650 | Transition Incentive Program | Teaneck | 7666 | 7 | 6.2 | Residential | Yes | Behind the Meter | Behind the Meter |  | None | Sunrun Installation Services, Inc. | PSE&G | Eligible for TI Program | 2020-02-24 | 2020-02-27 | 2021-10-30 | Enphase Energy | IQ7-60-x-US (240V) | Inverters | 240 |  | 20 |  |  | 0.96 |  | Outdoor | Rooftop
NJSTRE1545387207 | NJSRRE1543422123 | Transition Incentive Program | Newark City | 7112 | 9 | 3.41 | Residential | No | Behind the Meter | Net-metered residential rooftop and canopy |  | None | Palmetto Solar LLC | PSE&G | Accepted | 2019-11-19 | 2019-11-22 | 2021-10-30 | SolarEdge | SE3000H-US | Inverters | 3000 |  | 1 |  |  | 0.9 |  | Outside | side of the house
NJSTRE1545387219 | NJSRRE1544446726 | Transition Incentive Program | Sicklerville | 8081 | 14 | 9.38 | Residential | Yes | Behind the Meter | Net-metered residential rooftop and canopy |  | None | Vision Solar LLC | AC Electric | Accepted | 2020-02-13 | 2020-02-18 | 2021-10-30 | enphase | iq7-60-2-us | Inverters | 0.25 |  | 28 |  |  | 0.96 |  | Other | behind panels
NJSTRE1545387236 | NJSRRE1543570835 | Transition Incentive Program | Voorhees | 8043 | 14 | 4.41 | Residential | No | Behind the Meter | Behind the Meter |  | None | Trinity Solar | PSE&G | Eligible for TI Program | 2019-12-19 | 2019-12-23 | 2021-10-30 | SOLAR EDGE | SE3800H-US | Inverters | 3800 |  | 1 |  |  | 0.97 |  | Outside | SIDE OF HOME
NJSTRE1545387242 | NJSRRE1544414549 | Transition Incentive Program | BAYONNE | 7002 | 8 | 4.03 | Residential | No | Behind the Meter | Behind the Meter |  | None | Infinity Solar Systems | PSE&G | Eligible for TI Program | 2020-02-06 | 2020-02-10 | 2021-10-30 | ENPHASE | IQ7-60-X-US | Inverters | 240 |  | 13 |  |  | 0.97 |  | Outside | MICROINVERTERS
NJSTRE1545387247 | NJSRRE1544545575 | Transition Incentive Program | cherry hill | 8034 | 14 | 2.35 | Residential | Yes | Behind the Meter | Net-metered residential rooftop and canopy |  | None | Vision Solar LLC | PSE&G | Accepted | 2020-02-27 | 2020-03-02 | 2021-10-30 | enphase | iq7-60-2-us | Inverters | 0.25 |  | 7 |  |  | 0.96 |  | Other | behind panels
NJSTRE1545387248 | NJSRRE1544354697 | Transition Incentive Program | Franklin Twp | 8823 | 5 | 10.08 | Residential | No | Behind the Meter | Net-metered residential rooftop and canopy |  | None | Bright Planet Solar | PSE&G | Accepted |  | 2020-02-07 | 2021-10-30 | SOLAR EDGE | SE7600H-USRGM | Inverters | 7600 |  | 1 |  |  | 0.98 |  | Outdoor | OUTSIDE
NJSTRE1545387254 | NJSRRE1544431695 | Transition Incentive Program | Egg Harbor Township | 8234 | 19 | 16.08 | Residential | No | Behind the Meter | Behind the Meter |  | None | Green Power Energy | AC Electric | Eligible for TI Program | 2020-02-11 | 2020-02-14 | 2021-10-30 | SolarEdge | SE7600H-US | Inverters | 7600 |  | 2 |  |  | 0.97 |  | Outside | Next to meter
NJSTRE1545387276 | NJSRRE1544422783 | Transition Incentive Program | Matawan | 7747 | 17 | 5.04 | Residential | Yes | Behind the Meter | Net-metered residential rooftop and canopy |  | None | Trinity Solar | JCP&L | Accepted | 2020-02-10 | 2020-02-13 | 2021-10-30 | Solar Edge | SE3800H-US | Inverters | 3800 |  | 1 |  |  | 0.97 |  | Outside | side of home
NJSTRE1545387071 | NJSRRE1544442575 | Transition Incentive Program | Lumberton | 8048 | 13 | 2.52 | Residential | Yes | Behind the Meter | Net-metered residential rooftop and canopy |  | None | Trinity Solar | PSE&G | Accepted | 2020-02-13 | 2020-02-17 | 2021-10-30 | Solar Edge | SE3000H-US000BNC4 | Inverters | 3000 |  | 1 |  |  | 0.97 |  | Outdoor | side of home
NJSTRE1545387074 | NJSRRE1544501595 | Transition Incentive Program | PATERSON CITY | 7502 | 6 | 3.78 | Residential | Yes | Behind the Meter | Net-metered residential rooftop and canopy |  | None | Vision Solar LLC | PSE&G | Accepted | 2020-02-19 | 2020-02-24 | 2021-10-30 | ENPHASE ENERGY | IQ7-60-2-US | Inverters | 0.25 |  | 12 |  |  | 0.96 |  | Other | BEHIND PANELS
NJSTRE1545387080 | NJSRRE1543553598 | Transition Incentive Program | Beverly | 8010 | 13 | 10.37 | Residential | Yes | Behind the Meter | Net-metered residential rooftop and canopy |  | None | Complete Solar | PSE&G | Accepted | 2020-01-09 | 2020-01-09 | 2021-10-30 | SOLAREDGE TECHNOLOGIES | SE10000H-US | Inverters | 10000 |  | 1 |  |  | 0.97 |  | Outdoor | BY MSP
NJSTRE1545387081 | NJSRRE1544352902 | Transition Incentive Program | Wood-Ridge | 7075 | 7 | 3.72 | Residential | Yes | Behind the Meter | Behind the Meter |  | None | Sunrun Installation Services, Inc. | PSE&G | Eligible for TI Program | 2020-02-04 | 2020-02-07 | 2021-10-30 | Delta Electronics | M4-TL-US | Inverters | 3840 |  | 1 |  |  | 0.96 |  | Outdoor | Next To Meter
NJSTRE1545387093 | NJSRRE1544514228 | Transition Incentive Program | Sicklerville | 8081 | 14 | 7.04 | Residential | Yes | Behind the Meter | Behind the Meter |  | None | Skyline Solar, LLC | AC Electric | Eligible for TI Program | 2020-02-21 | 2020-02-25 | 2021-10-30 | SolarEdge | SE5000H-US | Inverters | 5000 |  | 1 |  |  | 0.99 |  | Outside | within ten feet of meter
NJSTRE1545387111 | NJSRRE1544546598 | Transition Incentive Program | Toms River | 8755 | 18 | 13.64 | Residential | No | Behind the Meter | Net-metered residential rooftop and canopy |  | None | Powerlutions | JCP&L | Accepted |  | 2020-03-02 | 2021-10-30 | Enphase | IQ7-60-2-US | Inverters | 240 |  | 44 |  |  | 0.97 |  | Outdoor | near panel
NJSTRE1545387130 | NJSRRE1544421246 | Transition Incentive Program | Ewing Township | 8638 | 12 | 10.14 | Residential | Yes | Behind the Meter | Behind the Meter |  | None | Seabright Solar | PSE&G | Eligible for TI Program | 2020-02-13 | 2020-02-13 | 2021-10-30 | Sunpower | SPR-E20-327 | Inverters | 0.32 |  | 31 |  |  | 0.99 |  | Outside | Roof
NJSTRE1545387138 | NJSRRE1543575346 | Transition Incentive Program | Egg Harbor Township | 8234 | 19 | 5.99 | Residential | Yes | Behind the Meter | Behind the Meter |  | None | Trinity Solar | AC Electric | Eligible for TI Program | 2019-12-20 | 2019-12-26 | 2021-10-30 | Solar Edge | SE5000 | Inverters | 5000 |  | 1 |  |  | 0.97 |  | Outside | side of home
NJSTRE1545387148 | NJSRRE1544501454 | Transition Incentive Program | Ocean View | 8230 | 21 | 6.4 | Residential | No | Behind the Meter | Net-metered residential rooftop and canopy |  | None | Castle Energy, LLC | AC Electric | Accepted | 2020-02-19 | 2020-02-24 | 2021-10-30 | Enphase Energy | IQ7-60-2-US | Inverters | 240 |  | 20 |  |  | 0.967 |  | Outdoor | on the rooftop under each solar panel
NJSTRE1545387149 | NJSRRE1543421700 | Transition Incentive Program | Atlantic Highlands | 7716 | 17 | 10.71 | Residential | Yes | Behind the Meter | Net-metered residential rooftop and canopy |  | None | Vivint Solar Developer, LLC | JCP&L | Accepted | 2019-11-20 | 2019-11-22 | 2021-10-30 | solar edge | SE7600H-US | Inverters | 7600 |  | 1 |  |  | 0.992 |  | Outdoor | near the utility meter
NJSTRE1545387152 | NJSRRE1544419760 | Transition Incentive Program | Clifton | 7013 | 6 | 6.93 | Residential | Yes | Behind the Meter | Behind the Meter |  | None | Trinity Solar | PSE&G | Eligible for TI Program | 2020-02-07 | 2020-02-11 | 2021-10-30 | Solar Edge | SE6000H-US000BNC4 | Inverters | 6000 |  | 1 |  |  | 0.97 |  | Outdoor | side of home
NJSTRE1545387160 | NJSRRE1544352981 | Transition Incentive Program | SOMERDALE | 8083 | 14 | 14.49 | Residential | Yes | Behind the Meter | Net-metered residential rooftop and canopy |  | None | Vivint Solar Developer, LLC | PSE&G | Accepted | 2020-02-05 | 2020-02-07 | 2021-10-30 | SolarEdge | SE10000H-US | Inverters | 10000 |  | 1 |  |  | 0.992 |  | Outdoor | Near the utility meter
NJSTRE1545384335 | NJSRRE1543891895 | Transition Incentive Program | OCEAN CITY | 8226 | 21 | 3.78 | Residential | No | Behind the Meter | Net-metered residential rooftop and canopy |  | None | Vivint Solar Developer, LLC | AC Electric | Accepted | 2020-01-03 | 2020-01-07 | 2021-10-30 | Solar Edge | SE3800H-US | Inverters | 3800 |  | 1 |  |  | 0.992 |  | Outdoor | Near the utility meter
NJSTRE1545384338 | NJSRRE1544414568 | Transition Incentive Program | Vineland | 8360 | 20 | 3.92 | Residential | Yes | Behind the Meter | Net-metered residential rooftop and canopy |  | None | Castle Energy, LLC | AC Electric | Accepted | 2020-02-06 | 2020-02-10 | 2021-10-30 | SunPower | SPR-E20-327-C-AC | Inverters | 240 |  | 12 |  |  | 0.975 |  | Outdoor | on the rooftop under each solar panel
NJSTRE1545384368 | NJSRRE1543443024 | Transition Incentive Program | Brick Township | 8724 | 18 | 11.97 | Residential | Yes | Behind the Meter | Behind the Meter |  | None | Trinity Solar | JCP&L | Eligible for TI Program | 2019-11-25 | 2019-11-27 | 2021-10-30 | Solar Edge | SE10000 | Inverters | 10000 |  | 1 |  |  | 0.97 |  | Outside | side of home
NJSTRE1545384372 | NJSRRE1543446476 | Transition Incentive Program | Randolph | 7869 | 3 | 16.32 | Commercial | No | Behind the Meter | Behind the Meter |  | None | Green Power Energy | JCP&L | Eligible for TI Program | 2019-11-26 | 2019-12-02 | 2021-10-30 | SolarEdge | SE14.4KUS | Inverters | 14.4 |  | 1 |  |  | 0.97 |  | Outside | Next to meter
NJSTRE1545384381 | NJSRRE1544447471 | Transition Incentive Program | Audubon Boro | 8106 | 14 | 4.65 | Residential | No | Behind the Meter | Behind the Meter |  | None | 1st Light Energy Inc | PSE&G | Eligible for TI Program | 2020-02-13 | 2020-02-18 | 2021-10-30 | SMA | SB 3.8-1SP-US-41 (240V) | Inverters | 3800 |  | 1 |  |  | 0.97 |  | Outside | within 10 feet of meter
NJSTRE1545384385 | NJSRRE1543913716 | Transition Incentive Program | Brick Township | 8723 | 18 | 11.2 | Residential | Yes | Behind the Meter | Behind the Meter |  | None | Sunrun Installation Services, Inc. | JCP&L | Eligible for TI Program | 2020-01-03 | 2020-01-07 | 2021-10-30 | Delta Electronics | M5-TL-US | Inverters | 4800 |  | 2 |  |  | 0.96 |  | Outdoor | Next To Meter
NJSTRE1545384388 | NJSRRE1544428753 | Transition Incentive Program | WEST BERLIN | 8091 | 14 | 5.76 | Residential | Yes | Behind the Meter | Net-metered residential rooftop and canopy |  | None | Vivint Solar Developer, LLC | AC Electric | Accepted | 2020-02-11 | 2020-02-13 | 2021-10-30 | SolarEdge | SE7600H-US | Inverters | 7600 |  | 1 |  |  | 0.922 |  | Outdoor | Near the utility meter
NJSTRE1545384407 | NJSRRE1543651863 | Transition Incentive Program | Howell | 7731 | 17 | 15.68 | Commercial | No | Behind the Meter | Net-metered non-residential rooftop and canopy |  | None | Powerlutions | JCP&L | Accepted |  | 2019-12-27 | 2021-10-30 | Solar Edge | SE14.4KUS | Inverters | 14.4 |  | 1 |  |  | 0.99 |  | Outdoor | near meter
NJSTRE1545384418 | NJSRRE1544316843 | Transition Incentive Program | Mantua | 8051 | 15 | 3.84 | Residential | Yes | Behind the Meter | Behind the Meter |  | None | Skyline Solar, LLC | AC Electric | Eligible for TI Program | 2020-01-28 | 2020-01-30 | 2021-10-30 | SolarEdge | SE3800H-US | Inverters | 3800 |  | 1 |  |  | 0.99 |  | Outside | within ten feet of meter
NJSTRE1545384426 | NJSRRE1544468833 | Transition Incentive Program | Hackensack | 7601 | 7 | 4.73 | Residential | Yes | Behind the Meter | Net-metered residential rooftop and canopy |  | None | Trinity Solar | PSE&G | Final As-Built Received |  | 2020-02-20 | 2021-10-30 | Solar Edge | SE3800 | Inverters | 3800 |  | 1 |  |  | 0.97 |  | Outside | side of home
NJSTRE1545384438 | NJSRRE1543651970 | Transition Incentive Program | Whitehouse Stattion | 8889 | 4 | 26.95 | Residential | No | Behind the Meter | Behind the Meter |  | None | Grren Power Energy | JCP&L | Eligible for TI Program | 2019-12-23 | 2019-12-27 | 2021-10-30 | SolarEdge | SE10000H-US | Inverters | 10000 |  | 2 |  |  | 0.97 |  | Outside | Next to meter
NJSTRE1545384440 | NJSRRE1543672359 | Transition Incentive Program | Howell | 7731 | 17 | 15.68 | Commercial | No | Behind the Meter | Net-metered non-residential rooftop and canopy |  | None | Powerlutions | JCP&L | Accepted |  | 2019-12-30 | 2021-10-30 | SolarEdge | SE14.4KUS | Inverters | 14.4 |  | 1 |  |  | 0.99 |  | Outdoor | near meter
NJSTRE1545332973 | NJSRRE1544766463 | Transition Incentive Program | Sewell | 8080 | 15 | 24.85 | Residential | Yes | Behind the Meter | Net-metered residential rooftop and canopy |  | None | SunnyMac LLC | AC Electric | Accepted |  | 2020-03-31 | 2021-10-30 | SunPower | SunPower SPR E20 327 | Solar Panels |  | 0.327 | 3 | 48 | 23 |  | Fixed | Roof
NJSTRE1545387109 | NJSRRE1544535322 | Transition Incentive Program | Hasbrouck Heights | 7604 | 7 | 5.36 | Residential | Yes | Behind the Meter | Behind the Meter |  | None | Pro Custom Solar dba Momentum Solar | PSE&G | Eligible for TI Program | 2020-02-25 | 2020-02-27 | 2021-10-30 | Enphase Energy | IQ7-60-2-US | Inverters | 295 |  | 16 |  |  | 0.97 |  | Outdoor | roof
NJSTRE1545387110 | NJSRRE1543498253 | Transition Incentive Program | Morganville | 7751 | 17 | 7.56 | Residential | Yes | Behind the Meter | Behind the Meter |  | None | Tesla Energy Operations Inc | JCP&L | Eligible for TI Program | 2019-12-06 | 2019-12-10 | 2021-10-30 | SolarEdge | SE7600H-US000SNC2 | Inverters | 7600 |  | 1 |  |  | 0.99 |  | Outdoor | Outdoor
NJSTRE1545387113 | NJSRRE1544192843 | Transition Incentive Program | Hillsborough TWP | 8844 | 5 | 12.09 | Residential | No | Behind the Meter | Behind the Meter |  | None | 1st Light Energy Inc | PSE&G | Eligible for TI Program | 2020-01-17 | 2020-01-22 | 2021-10-30 | SMA | SB 3.0-1SP-US-41 (240V) | Inverters | 3000 |  | 1 |  |  | 0.97 |  | Outside | within 10 feet of meter
NJSTRE1545387116 | NJSRRE1544468811 | Transition Incentive Program | Morganville | 7751 | 17 | 25.83 | Residential | No | Behind the Meter | Net-metered residential rooftop and canopy |  | None | Suntuity Solar LLC | JCP&L | Accepted | 2020-02-18 | 2020-03-09 | 2021-10-30 | Enphase Energy | IQ7-60-2-US | Inverters | 240 |  | 82 |  |  | 0.97 |  | Outdoor | Behind the PV Modules
NJSTRE1545387131 | NJSRRE1544153675 | Transition Incentive Program | Brick | 8724 | 18 | 5.99 | Residential | Yes | Behind the Meter | Net-metered residential rooftop and canopy |  | None | Vision Solar LLC | JCP&L | Accepted | 2020-01-09 | 2020-01-14 | 2021-10-30 | enphase | iq7-60-2-us | Inverters | 0.25 |  | 19 |  |  | 0.96 |  | Other | behind panels
NJSTRE1545387143 | NJSRRE1543656608 | Transition Incentive Program | Howell | 7731 | 17 | 15.68 | Commercial | No | Behind the Meter | Net-metered non-residential rooftop and canopy |  | None | Powerlutions | JCP&L | Accepted |  | 2019-12-27 | 2021-10-30 | Solar Edge | SE14.4KUS | Inverters | 14.4 |  | 1 |  |  | 0.99 |  | Outdoor | near meter
NJSTRE1545387147 | NJSRRE1543464481 | Transition Incentive Program | Hewitt | 7421 | 6 | 25.68 | Non Profit | No | Behind the Meter | Behind the Meter |  | None | Self install | Orange Rockland Electric | Eligible for TI Program | 2019-12-02 | 2019-12-23 | 2021-10-30 | SMA | Sunny Boy SB 7.0-US | Inverters | 7000 |  | 3 |  |  | 0.972 |  | Outdoor | mounted on building wall
NJSTRE1545387163 | NJSRRE1544519947 | Transition Incentive Program | Linden | 7036 | 10 | 6.08 | Residential | Yes | Behind the Meter | Net-metered residential rooftop and canopy |  | None | Vivint Solar Developer, LLC | PSE&G | Accepted | 2020-02-22 | 2020-02-25 | 2021-10-30 | SOLAREDGE | SE7600H-US | Inverters | 7600 |  | 1 |  |  | 0.992 |  | Other | Near the Utility Meter
NJSTRE1545387170 | NJSRRE1544217991 | Transition Incentive Program | Irvington Town | 7111 | 9 | 7.19 | Residential | Yes | Behind the Meter | Behind the Meter |  | None | Seabright Solar | PSE&G | Eligible for TI Program | 2020-01-28 | 2020-01-28 | 2021-10-30 | Sunpower | SPR-E20-327 | Inverters | 0.32 |  | 22 |  |  | 0.99 |  | Outside | Roof
NJSTRE1545387183 | NJSRRE1543514594 | Transition Incentive Program | NEWARK | 7103 | 9 | 8.51 | Residential | Yes | Behind the Meter | Behind the Meter |  | None | Pro Custom Solar dba Momentum Solar | PSE&G | Eligible for TI Program | 2019-12-11 | 2019-12-16 | 2021-10-30 | ENPHASE | IQ6-60-2-US | Inverters | 230 |  | 27 |  |  | 0.97 |  | Outdoor | ROOF
NJSTRE1545387204 | NJSRRE1544352303 | Transition Incentive Program | Millville | 8332 | 20 | 12.92 | Residential | Yes | Behind the Meter | Net-metered residential rooftop and canopy |  | None | Suntuity Solar LLC | AC Electric | Accepted | 2020-02-04 | 2020-02-06 | 2021-10-30 | Enphase Energy | IQ7-60-2-US | Inverters | 240 |  | 41 |  |  | 0.97 |  | Outdoor | Behind the PV Modules
NJSTRE1545384445 | NJSRRE1543426110 | Transition Incentive Program | Tenafly | 7670 | 7 | 13.34 | Residential | Yes | Behind the Meter | Behind the Meter |  | None | Sunrun Installation Services, Inc. | PSE&G | Eligible for TI Program | 2019-11-20 | 2019-11-25 | 2021-10-30 | Delta Electronics | M4-TL-US | Inverters | 3840 |  | 1 |  |  | 0.96 |  | Outdoor | Next To Meter
NJSTRE1545384453 | NJSRRE1543505963 | Transition Incentive Program | Roselle | 7203 | 10 | 8.82 | Residential | Yes | Behind the Meter | Net-metered residential rooftop and canopy |  | None | Vivint Solar Developer, LLC | PSE&G | Accepted | 2019-12-10 | 2019-12-12 | 2021-10-30 | SOLAREDGE | SE7600H-US | Inverters | 7600 |  | 1 |  |  | 0.992 |  | Outdoor | Near the Utility Meter
NJSTRE1545384457 | NJSRRE1544185719 | Transition Incentive Program | Millville | 8332 | 20 | 1532.4 | Commercial | No | Behind the Meter | Behind the Meter |  | None | Direct Energy Solar | AC Electric | Eligible for TI Program | 2020-01-16 | 2020-01-24 | 2021-10-30 | Sunny Tripower | Sunny Tripower_Core1 62-US-41 | Inverters | 62500 |  | 17 |  |  | 0.975 |  | Outdoor | Outdoor
NJSTRE1545384469 | NJSRRE1544144094 | Transition Incentive Program | Marlboro Township | 7746 | 17 | 8 | Residential | Yes | Behind the Meter | Behind the Meter |  | None | Sunrun Installation Services, Inc. | JCP&L | Eligible for TI Program | 2020-01-08 | 2020-01-15 | 2021-10-30 | Enphase Energy | IQ7-60-x-US (240V) | Inverters | 240 |  | 25 |  |  | 0.96 |  | Outdoor | Rooftop
NJSTRE1545384472 | NJSRRE1543547237 | Transition Incentive Program | Perth Amboy | 8861 | 11 | 5.58 | Residential | Yes | Behind the Meter | Net-metered residential rooftop and canopy |  | None | Palmetto Solar LLC | PSE&G | Accepted | 2019-12-13 | 2019-12-17 | 2021-10-30 | SolarEdge | SE5000H-US | Inverters | 5000 |  | 1 |  |  | 0.98 |  | Outside | side of the house
NJSTRE1545384480 | NJSRRE1543505839 | Transition Incentive Program | West New York | 7093 | 8 | 8.82 | Residential | Yes | Behind the Meter | Behind the Meter |  | None | Pro Custom Solar dba Momentum Solar | PSE&G | Eligible for TI Program | 2019-12-10 | 2019-12-12 | 2021-10-30 | Enphase Energy | IQ6-60-2-US | Inverters | 240 |  | 28 |  |  | 0.97 |  | Outdoor | Roof
NJSTRE1545384488 | NJSRRE1544467146 | Transition Incentive Program | Tinton Falls | 7724 | 17 | 6.2 | Residential | Yes | Behind the Meter | Behind the Meter |  | None | Sunrun Installation Services, Inc. | JCP&L | Eligible for TI Program | 2020-02-17 | 2020-02-20 | 2021-10-30 | Enphase Energy | IQ7-60-x-US (240V) | Inverters | 240 |  | 20 |  |  | 0.96 |  | Outdoor | Rooftop
NJSTRE1545384525 | NJSRRE1544514287 | Transition Incentive Program | Egg Harbor Township | 8234 | 19 | 9.05 | Residential | No | Behind the Meter | Behind the Meter |  | None | Green Power Energy | AC Electric | Eligible for TI Program | 2020-02-21 | 2020-02-25 | 2021-10-30 | SolarEdge | SE7600H-US | Inverters | 7600 |  | 1 |  |  | 0.97 |  | Outside | Next to meter
NJSTRE1545384530 | NJSRRE1543555635 | Transition Incentive Program | Merchantville | 8109 | 14 | 12.92 | Residential | Yes | Behind the Meter | Net-metered residential rooftop and canopy |  | None | Vivint Solar Developer, LLC | PSE&G | Final As-Built Received | 2019-12-17 | 2019-12-20 | 2021-10-30 | SolarEdge | SE10000H-US | Inverters | 10000 |  | 1 |  |  | 0.992 |  | Outdoor | Near the Utility Meter
NJSTRE1545384538 | NJSRRE1543473787 | Transition Incentive Program | Evesham Township | 8053 | 13 | 6.5 | Residential | No | Behind the Meter | Behind the Meter |  | None | Green Power Energy | PSE&G | Eligible for TI Program | 2019-12-03 | 2019-12-05 | 2021-10-30 | SolarEdge | SE6000H-US | Inverters | 6000 |  | 1 |  |  | 0.97 |  | Outside | Next to meter
NJSTRE1545384548 | NJSRRE1544543231 | Transition Incentive Program | Hawthorne | 7506 | 6 | 6.82 | Residential | Yes | Behind the Meter | Behind the Meter |  | None | Sunrun Installation Services, Inc. | PSE&G | Eligible for TI Program | 2020-02-26 | 2020-03-02 | 2021-10-30 | Enphase Energy | IQ7-60-x-US (240V) | Inverters | 240 |  | 22 |  |  | 0.96 |  | Outdoor | Rooftop
NJSTRE1545384550 | NJSRRE1543527307 | Transition Incentive Program | Rahway | 7065 | 10 | 8.4 | Residential | No | Behind the Meter | Net-metered residential rooftop and canopy |  | None | SunPower Corporation, Systems | PSE&G | Accepted | 2019-12-12 | 2019-12-16 | 2021-10-30 | SUNPOWER | SPR-A400-G-AC | Inverters | 320 |  | 21 |  |  | 0.97 |  | Other | under each panel
NJSTRE1545387129 | NJSRRE1544192845 | Transition Incentive Program | Edison | 8817 | 11 | 86.97 | Commercial | No | Behind the Meter | Net-metered non-residential rooftop and canopy |  | None | US Clean Energy Construction Inc. | PSE&G | Accepted |  | 2020-01-24 | 2021-10-30 | SMA | Core1 50KW | Inverters | 50000 |  | 1 |  |  | 0.97 |  | Outdoor | roof top
NJSTRE1545387133 | NJSRRE1544343692 | Transition Incentive Program | Carteret | 7008 | 11 | 3.85 | Residential | Yes | Behind the Meter | Net-metered residential rooftop and canopy |  | None | Pro Custom Solar dba Momentum Solar | PSE&G | Final As-Built Received |  | 2020-02-05 | 2021-10-30 | enphase energy | IQ7PLUS-72-2-US | Inverters | 290 |  | 11 |  |  | 0.97 |  | Outdoor | roof
NJSTRE1545387139 | NJSRRE1544310890 | Transition Incentive Program | Clifton | 7013 | 6 | 8.05 | Residential | Yes | Behind the Meter | Behind the Meter |  | None | Pro Custom Solar dba Momentum Solar | PSE&G | Eligible for TI Program | 2020-01-28 | 2020-01-30 | 2021-10-30 | enphase energy | IQ7PLUS-72-2-US | Inverters | 295 |  | 23 |  |  | 0.97 |  | Outdoor | Roof
NJSTRE1545387145 | NJSRRE1544456237 | Transition Incentive Program | Delanco TWP | 8075 | 13 | 4.1 | Residential | Yes | Behind the Meter | Behind the Meter |  | None | 1st Light Energy Inc | PSE&G | Eligible for TI Program | 2020-02-14 | 2020-02-26 | 2021-10-30 | SMA | SB 3.8-1SP-US-41 (240V) | Inverters | 3800 |  | 1 |  |  | 0.97 |  | Outside | within 10 feet of meter
NJSTRE1545387150 | NJSRRE1543497442 | Transition Incentive Program | East Orange | 7017 | 9 | 9.14 | Residential | Yes | Behind the Meter | Behind the Meter |  | None | Trinity Solar | PSE&G | Eligible for TI Program | 2019-12-06 | 2019-12-10 | 2021-10-30 | Solar Edge | SE7600H-US | Inverters | 7600 |  | 1 |  |  | 0.97 |  | Outside | side of home
NJSTRE1545387151 | NJSRRE1543513144 | Transition Incentive Program | Bound Brook | 8805 | 5 | 11.66 | Residential | Yes | Behind the Meter | Net-metered residential rooftop and canopy |  | None | Vivint Solar Developer, LLC | PSE&G | Accepted | 2019-12-11 | 2019-12-16 | 2021-10-30 | SOLAREDGE | SE7600H-US | Inverters | 7600 |  | 1 |  |  | 0.992 |  | Outdoor | Near the Utility Meter
NJSTRE1545387166 | NJSRRE1543441623 | Transition Incentive Program | Pitman | 8071 | 15 | 48.28 | Commercial | No | Behind the Meter | Net-metered non-residential rooftop and canopy |  | None | Pennoni Associates, Inc. | AC Electric | Accepted | 2019-11-26 | 2019-12-02 | 2021-10-30 | Enphase | IQ7PLUS-72-ACM-US | Inverters | 290 |  | 136 |  |  | 0.97 |  | Outdoor | outdoor
NJSTRE1545387180 | NJSRRE1544545701 | Transition Incentive Program | Ledgewood | 7852 | 3 | 11.22 | Residential | No | Behind the Meter | Behind the Meter |  | None | Pro Custom Solar dba Momentum Solar | JCP&L | Eligible for TI Program | 2020-02-27 | 2020-03-02 | 2021-10-30 | Enphase Energy | IQ7-60-2-US | Inverters | 250 |  | 33 |  |  | 0.97 |  | Outdoor | roof
NJSTRE1545387181 | NJSRRE1543912219 | Transition Incentive Program | Somerville | 8876 | 5 | 65.45 | Commercial | No | Behind the Meter | Behind the Meter |  | None | Green Power | PSE&G | Eligible for TI Program | 2020-01-03 | 2020-01-07 | 2021-10-30 | SolarEdge | SE43.2K | Inverters | 43.2 |  | 1 |  |  | 0.97 |  | Outside | Next to meter
NJSTRE1545387195 | NJSRRE1544166032 | Transition Incentive Program | JACKSON | 8527 | 18 | 12 | Residential | No | Behind the Meter | Behind the Meter |  | None | Kamtech Solar Solutions | JCP&L | Eligible for TI Program | 2020-01-14 | 2020-01-20 | 2021-10-30 | Sunpower Corp | IQ-7X | Inverters | 0.315 |  | 40 |  |  | 0.975 |  | Outside | Underneath each module
NJSTRE1545387213 | NJSRRE1544309446 | Transition Incentive Program | Tenafly | 7670 | 7 | 6.2 | Residential | No | Behind the Meter | Behind the Meter |  | None | Sunrun Installation Services, Inc. | PSE&G | Eligible for TI Program | 2020-01-27 | 2020-01-30 | 2021-10-30 | Delta Electronics | M5-TL-US | Inverters | 4800 |  | 1 |  |  | 0.96 |  | Outdoor | Next To Meter
NJSTRE1545387224 | NJSRRE1543505620 | Transition Incentive Program | Kirkwood | 8043 | 14 | 10.71 | Residential | Yes | Behind the Meter | Behind the Meter |  | None | Trinity Solar | AC Electric | Eligible for TI Program | 2019-12-10 | 2019-12-12 | 2021-10-30 | ENPHASE | IQ7-60-2-US | Inverters | 240 |  | 34 |  |  | 0.96 |  | Outside | UNDER PANELS
NJSTRE1545387230 | NJSRRE1544322847 | Transition Incentive Program | NORTH BRUNSWICK | 8902 | 11 | 10.71 | Residential | Yes | Behind the Meter | Net-metered residential rooftop and canopy |  | None | Vivint Solar Developer, LLC | PSE&G | Accepted | 2020-01-29 | 2020-01-31 | 2021-10-30 | SOLAREDGE | SE7600H-US | Inverters | 7600 |  | 1 |  |  | 0.992 |  | Outdoor | Near the Utility Meter
NJSTRE1545387162 | NJSRRE1543909129 | Transition Incentive Program | Wall Township | 7719 | 17 | 9.3 | Residential | No | Behind the Meter | Behind the Meter |  | None | Power Home Remodeling Group | JCP&L | Eligible for TI Program | 2020-01-03 | 2020-01-09 | 2021-10-30 | Solar Edge | SE7600H-US | Inverters | 7600 |  | 1 |  |  | 0.99 |  | Outdoor | Near Meter
NJSTRE1545387175 | NJSRRE1543572478 | Transition Incentive Program | Jackson | 8527 | 18 | 4.96 | Residential | Yes | Behind the Meter | Net-metered residential rooftop and canopy |  | None | All Season Solar | JCP&L | Accepted |  | 2019-12-26 | 2021-10-30 | Enphase | IQ7 | Inverters | 240 |  | 16 |  |  | 0.97 |  | Outdoor | Under Module
NJSTRE1545387184 | NJSRRE1544219846 | Transition Incentive Program | Sewell | 8080 | 15 | 20.52 | Commercial | No | Behind the Meter | Behind the Meter |  | None | Spectacular Solar | AC Electric | Eligible for TI Program | 2020-01-24 | 2020-01-28 | 2021-10-30 | Solar Edge | SE9KUS | Inverters | 9000 |  | 2 |  |  | 0.965 |  | Outside | Behind Meter
NJSTRE1545387186 | NJSRRE1544519568 | Transition Incentive Program | Kearny | 7032 | 8 | 4.34 | Residential | No | Behind the Meter | Behind the Meter |  | None | Sunrun Installation Services, Inc. | PSE&G | Eligible for TI Program | 2020-02-21 | 2020-02-25 | 2021-10-30 | Enphase Energy | IQ7-60-x-US (240V) | Inverters | 240 |  | 14 |  |  | 0.96 |  | Outdoor | Rooftop
NJSTRE1545387197 | NJSRRE1543481492 | Transition Incentive Program | Franklinville | 8322 | 15 | 10.4 | Residential | Yes | Behind the Meter | Net-metered residential rooftop and canopy |  | None | Trinity Solar | AC Electric | Final As-Built Received | 2019-12-05 | 2019-12-09 | 2021-10-30 | Solar Edge | SE10000 | Inverters | 10000 |  | 1 |  |  | 0.97 |  | Outside | side of home
NJSTRE1545387206 | NJSRRE1543552456 | Transition Incentive Program | Cranbury | 8831 | 11 | 11.22 | Residential | No | Behind the Meter | Behind the Meter |  | None | Sunrun Installation Services, Inc. | JCP&L | Eligible for TI Program | 2019-12-16 | 2019-12-19 | 2021-10-30 | Enphase Energy | IQ7-60-x-US (240V) | Inverters | 240 |  | 34 |  |  | 0.96 |  | Outdoor | Rooftop
NJSTRE1545387218 | NJSRRE1544326539 | Transition Incentive Program | Dover | 7801 | 3 | 13.64 | Residential | Yes | Behind the Meter | Behind the Meter |  | None | Sunrun Installation Services, Inc. | JCP&L | Eligible for TI Program | 2020-01-29 | 2020-02-03 | 2021-10-30 | Delta Electronics | M5-TL-US | Inverters | 4800 |  | 1 |  |  | 0.96 |  | Outdoor | Next To Meter
NJSTRE1545387220 | NJSRRE1544334241 | Transition Incentive Program | MARLTON | 8053 | 13 | 5.04 | Residential | Yes | Behind the Meter | Net-metered residential rooftop and canopy |  | None | Vivint Solar Developer, LLC | AC Electric | Accepted | 2020-01-30 | 2020-02-04 | 2021-10-30 | SOLAREDGE | SE3800H-US | Inverters | 3800 |  | 1 |  |  | 0.992 |  | Outdoor | Near the Utility Meter
NJSTRE1545387229 | NJSRRE1544213759 | Transition Incentive Program | Cinnaminson | 8077 | 13 | 33.81 | Commercial | No | Behind the Meter | Net-metered non-residential rooftop and canopy |  | None | Spectacular Solar | PSE&G | Accepted | 2020-01-30 | 2020-01-30 | 2021-10-30 | Solar Edge | 14.4 | Inverters | 14400 |  | 1 |  |  | 0.97 |  | Outdoor | Behind- Next to meter Meter
NJSTRE1545387231 | NJSRRE1544213767 | Transition Incentive Program | New Brunswick | 8901 | 11 | 7.35 | Residential | Yes | Behind the Meter | Behind the Meter |  | None | Pro Custom Solar dba Momentum Solar | PSE&G | Eligible for TI Program | 2020-01-22 | 2020-02-03 | 2021-10-30 | ENPHASE ENERGY | IQ7PLUS-72-2-US | Inverters | 295 |  | 21 |  |  | 0.97 |  | Outdoor | ROOF
NJSTRE1545387232 | NJSRRE1544419854 | Transition Incentive Program | Whiting | 8759 | 18 | 5.04 | Residential | Yes | Behind the Meter | Net-metered residential rooftop and canopy |  | None | Trinity Solar | JCP&L | Accepted | 2020-02-07 | 2020-02-12 | 2021-10-30 | Solar Edge | SE3800 | Inverters | 3800 |  | 1 |  |  | 0.97 |  | Outside | side of home
NJSTRE1545387252 | NJSRRE1543853070 | Transition Incentive Program | Hasbrouck Heights | 7604 | 7 | 5.17 | Residential | Yes | Behind the Meter | Net-metered residential rooftop and canopy |  | None | Vivint Solar Developer, LLC | PSE&G | Accepted | 2020-01-03 | 2020-01-06 | 2021-10-30 | Enphase | M190-60-2LL-S22-IG | Inverters | 190 |  | 22 |  |  | 0.95 |  | Other | Underneath each module
NJSTRE1545384557 | NJSRRE1544185699 | Transition Incentive Program | Manahawkin | 8050 | 18 | 9.61 | Residential | Yes | Behind the Meter | Behind the Meter |  | None | Sunrun Installation Services, Inc. | AC Electric | Eligible for TI Program | 2020-01-16 | 2020-01-31 | 2021-10-30 | Delta Electronics | M8-TL-US | Inverters | 7680 |  | 1 |  |  | 0.96 |  | Outdoor | Next To Meter
NJSTRE1545384559 | NJSRRE1544353276 | Transition Incentive Program | Elmwood Park | 7407 | 7 | 8.75 | Residential | Yes | Behind the Meter | Behind the Meter |  | None | Pro Custom Solar dba Momentum Solar | PSE&G | Eligible for TI Program | 2020-02-04 | 2020-02-07 | 2021-10-30 | enphase energy | IQ7PLUS-72-2-US | Inverters | 295 |  | 25 |  |  | 0.97 |  | Outdoor | roof
NJSTRE1545384567 | NJSRRE1544148062 | Transition Incentive Program | Hackensack | 7601 | 7 | 8.4 | Residential | Yes | Behind the Meter | Behind the Meter |  | None | Pro Custom Solar dba Momentum Solar | PSE&G | Eligible for TI Program | 2020-01-08 | 2020-01-13 | 2021-10-30 | ENPHASE ENERGY | IQ7PLUS-72-2-US | Inverters | 295 |  | 24 |  |  | 0.97 |  | Outdoor | ROOF
NJSTRE1545384570 | NJSRRE1544523989 | Transition Incentive Program | Brick | 8723 | 18 | 9.61 | Residential | No | Behind the Meter | Behind the Meter |  | None | Eznergy | JCP&L | Eligible for TI Program | 2020-02-24 | 2020-02-26 | 2021-10-30 | Enphase | Enphase IQ7 | Inverters | 240 |  | 31 |  |  | 0.97 |  | Outdoor | Under panels on rails
NJSTRE1545384575 | NJSRRE1544113861 | Transition Incentive Program | Bergenfield | 7621 | 7 | 5.12 | Residential | Yes | Behind the Meter | Behind the Meter |  | None | Skyline Solar, LLC | PSE&G | Eligible for TI Program | 2020-01-07 | 2020-01-09 | 2021-10-30 | SolarEdge | SE3800H-US | Inverters | 3800 |  | 1 |  |  | 0.99 |  | Outside | within ten feet of meter
NJSTRE1545296318 |  | Transition Incentive Program | BLOOMFIELD | 7003 | 9 | 6.12 | Residential | Yes | Behind the Meter | Net-metered residential rooftop and canopy |  | PSEG | Vision Solar LLC | PSE&G | Accepted | 2020-07-15 | 2020-07-20 | 2021-07-20 | HANWHA Q-CELLS | Q.PEAK DUO-G6 340 | Solar Panels |  | 0.34 | 5 | 190 | 20 |  | Fixed | Roof
NJSTRE1545296314 |  | Transition Incentive Program | PISCATAWAY TWP | 8854 | 11 | 4.58 | Residential | No | Behind the Meter | Net-metered residential rooftop and canopy |  | None | Sunrun Installation Services, Inc. | PSE&G | Accepted | 2020-07-14 | 2020-07-20 | 2021-07-20 | LONGi Green Energy Technology Co Ltd | LR6-60HPB-305M | Solar Panels |  | 0.305 | 6 | 312 | 9 |  | Fixed | Roof
NJSTRE1545296411 |  | Transition Incentive Program | Hammonton | 8037 | 19 | 9.18 | Residential | No | Behind the Meter | Net-metered residential rooftop and canopy |  | None | Impact Solar LLC | AC Electric | Accepted | 2020-07-14 | 2020-07-20 | 2021-07-20 | hanwha | Q.PEAKDUO-G5340 | Solar Panels |  | 0.34 | 17 | 221 | 23 |  | Fixed | Roof
NJSTRE1545296412 |  | Transition Incentive Program | Jersey City | 7304 | 8 | 6.08 | Residential | No | Behind the Meter | Net-metered residential rooftop and canopy |  | None | Posigen NJ LLC | PSE&G | Accepted | 2020-07-14 | 2020-07-20 | 2021-07-20 | Hanwha Q-Cells | Q.PEAK DUO-G5 320 | Solar Panels |  | 0.32 | 19 | 120209300 | 37 |  | Fixed | Roof
NJSTRE1545296404 |  | Transition Incentive Program | PINE HILL | 8021 | 14 | 26.73 | Commercial | No | Behind the Meter | Net-metered non-residential rooftop and canopy |  | None | National Energy Partners LLC | AC Electric | Accepted | 2020-07-14 | 2020-07-20 | 2021-07-20 | JINKO SOLAR | JKM405-72HL-V | Solar Panels |  | 0.405 | 20 | 194 | 5 |  | Fixed | Roof
NJSTRE1545296478 |  | Transition Incentive Program | BERGENFIELD | 7621 | 7 | 7.8 | Residential | Yes | Behind the Meter | Net-metered residential rooftop and canopy |  | None | Vivint Solar Developer, LLC | PSE&G | Accepted | 2020-07-14 | 2020-07-20 | 2021-07-20 | Jinko Solar | JKM325M-60HBL | Solar Panels |  | 0.325 | 15 | 178 | 29 |  | Fixed | Roof
NJSTRE1545296526 |  | Transition Incentive Program | Trenton | 8619 | 12 | 6.3 | Residential | Yes | Behind the Meter | Net-metered residential rooftop and canopy |  | None | Pro Custom Solar dba Momentum Solar | PSE&G | Accepted | 2020-07-14 | 2020-07-20 | 2021-07-20 | LG ELECTRONICS | LG 350N1C-V5 | Solar Panels |  | 0.35 | 18 | 175 | 29 |  | Fixed | Roof
NJSTRE1545296548 |  | Transition Incentive Program | Scotch Plains | 7076 | 10 | 6.65 | Residential | Yes | Behind the Meter | Net-metered residential rooftop and canopy |  | None | Pro Custom Solar dba Momentum Solar | PSE&G | Accepted | 2020-07-14 | 2020-07-20 | 2021-07-20 | LG ELECTRONICS | LG 350N1C-V5 | Solar Panels |  | 0.35 | 3 | 42 | 37 |  | Fixed | Roof
NJSTRE1545387237 | NJSRRE1544436721 | Transition Incentive Program | newark | 7106 | 9 | 8.38 | Residential | Yes | Behind the Meter | Net-metered residential rooftop and canopy |  | None | Vision Solar LLC | PSE&G | Accepted | 2020-02-12 | 2020-02-17 | 2021-10-30 | enphase | iq7-60-2-us | Inverters | 0.25 |  | 25 |  |  | 0.96 |  | Other | behind panels
NJSTRE1545387258 | NJSRRE1544310779 | Transition Incentive Program | Keasbey | 8832 | 11 | 5.67 | Residential | No | Behind the Meter | Net-metered residential rooftop and canopy |  | None | Suntuity Solar LLC | PSE&G | Accepted | 2020-01-28 | 2020-01-30 | 2021-10-30 | Enphase Energy | IQ7-60-2-US | Inverters | 240 |  | 18 |  |  | 0.97 |  | Outdoor | Behind the PV Modules
NJSTRE1545387266 | NJSRRE1544157848 | Transition Incentive Program | Kearny Town | 7032 | 8 | 7.25 | Residential | Yes | Behind the Meter | Net-metered residential rooftop and canopy |  | None | Vision Solar LLC | PSE&G | Accepted | 2020-01-10 | 2020-01-15 | 2021-10-30 | enphase | iq7-60-2-us | Inverters | 0.25 |  | 23 |  |  | 0.96 |  | Other | behind panels
NJSTRE1545387281 | NJSRRE1544175268 | Transition Incentive Program | Trenton | 8620 | 12 | 14.7 | Residential | Yes | Behind the Meter | Behind the Meter |  | None | Pro Custom Solar dba Momentum Solar | PSE&G | Eligible for TI Program | 2020-01-16 | 2020-01-21 | 2021-10-30 | ENPHASE ENERGY | IQ7PLUS-72-2-US | Inverters | 295 |  | 42 |  |  | 0.97 |  | Outdoor | ROOF
NJSTRE1545387282 | NJSRRE1543876171 | Transition Incentive Program | LINDEN | 7036 | 10 | 3.15 | Residential | No | Behind the Meter | Net-metered residential rooftop and canopy |  | None | Vivint Solar Developer, LLC | PSE&G | Accepted | 2020-01-02 | 2020-01-08 | 2021-10-30 | SolarEdge Technologies | SE3800H-US | Inverters | 3800 |  | 1 |  |  | 0.992 |  | Outdoor | Near the utility meter
NJSTRE1545387306 | NJSRRE1544334865 | Transition Incentive Program | Clifton | 7012 | 6 | 5.67 | Residential | Yes | Behind the Meter | Net-metered residential rooftop and canopy |  | None | Vivint Solar Developer, LLC | PSE&G | Accepted | 2020-01-30 | 2020-02-04 | 2021-10-30 | SolarEdge | SE3800H-US | Inverters | 3800 |  | 1 |  |  | 0.992 |  | Outdoor | Near the utility meter
NJSTRE1545387312 | NJSRRE1544535142 | Transition Incentive Program | Springfield Twp | 8505 | 13 | 16.56 | Farm | No | Behind the Meter | Net-metered non-residential rooftop and canopy |  | None | Paradise Energy Solutions, LLC | PSE&G | Accepted | 2020-02-25 | 2020-02-27 | 2021-10-30 | Solar Edge | SE20KUS | Inverters | 20000 |  | 1 |  |  | 0.98 |  | Indoor | Inverter Shelter
NJSTRE1545387323 | NJSRRE1544465612 | Transition Incentive Program | Vineland | 8361 | 20 | 6.62 | Residential | Yes | Behind the Meter | Net-metered residential rooftop and canopy |  | None | Suntuity Solar LLC | Vineland Muni Electric | Accepted | 2020-02-17 | 2020-02-19 | 2021-10-30 | Enphase Energy | IQ7-60-2-US | Inverters | 240 |  | 21 |  |  | 0.97 |  | Outdoor | Behind the PV Modules
NJSTRE1545387337 | NJSRRE1543529184 | Transition Incentive Program | TOMS RIVER | 8757 | 18 | 11.03 | Residential | Yes | Behind the Meter | Net-metered residential rooftop and canopy |  | None | Vivint Solar Developer, LLC | JCP&L | Accepted | 2019-12-12 | 2019-12-16 | 2021-10-30 | SOLAREDGE | SE7600H-US | Inverters | 7600 |  | 1 |  |  | 0.992 |  | Outdoor | Near the Utility Meter
NJSTRE1545387346 | NJSRRE1543443608 | Transition Incentive Program | PENNSAUKEN | 8110 | 14 | 9.14 | Residential | Yes | Behind the Meter | Net-metered residential rooftop and canopy |  | None | Vivint Solar Developer, LLC | PSE&G | Accepted | 2019-11-26 | 2019-11-27 | 2021-10-30 | SolarEdge | SE7600H-US | Inverters | 7600 |  | 1 |  |  | 0.992 |  | Outdoor | Near the Utility Meter
NJSTRE1545387349 | NJSRRE1543823415 | Transition Incentive Program | Stewartsville | 8886 | 2 | 20.93 | Residential | Yes | Behind the Meter | Net-metered residential rooftop and canopy |  | None | SunPower Corporation, Systems | JCP&L | Accepted |  | 2020-01-02 | 2021-10-30 | SUNPOWER | SPR-E20-327-E-AC | Inverters | 320 |  | 64 |  |  | 0.96 |  | Other | under each panel
NJSTRE1545387365 | NJSRRE1544199335 | Transition Incentive Program | Pleasantville | 8232 | 19 | 10.56 | Residential | Yes | Behind the Meter | Net-metered residential rooftop and canopy |  | None | Castle Energy, LLC | AC Electric | Final As-Built Received | 2020-01-20 | 2020-01-23 | 2021-10-30 | Enphase Energy | IQ7-60-2-US | Inverters | 240 |  | 33 |  |  | 0.967 |  | Outdoor | on the rooftop under each solar panel
NJSTRE1545296548 |  | Transition Incentive Program | Scotch Plains | 7076 | 10 | 6.65 | Residential | Yes | Behind the Meter | Net-metered residential rooftop and canopy |  | None | Pro Custom Solar dba Momentum Solar | PSE&G | Accepted | 2020-07-14 | 2020-07-20 | 2021-07-20 | LG ELECTRONICS | LG 350N1C-V5 | Solar Panels |  | 0.35 | 8 | 222 | 36 |  | Fixed | Roof
NJSTRE1545296565 |  | Transition Incentive Program | Audubon | 8106 | 14 | 6.8 | Residential | No | Behind the Meter | Net-metered residential rooftop and canopy |  | None | Trinity Solar | PSE&G | Accepted | 2020-07-14 | 2020-07-20 | 2021-07-20 | HANWHA | Q.PEAK DUO BLK-G6 340 | Solar Panels |  | 0.34 | 3 | 140 | 14 |  | Fixed | Roof
NJSTRE1545296600 |  | Transition Incentive Program | EMERSON BORO | 7630 | 7 | 5.58 | Residential | Yes | Behind the Meter | Net-metered residential rooftop and canopy |  | None | Sunrun, Inc. | PSE&G | Accepted | 2020-07-15 | 2020-07-20 | 2021-07-20 | LONGi Green Energy Technology Co Ltd | LR6-60HPB-310M | Solar Panels |  | 0.31 | 6 | 195 | 23 |  | Fixed | Roof
NJSTRE1545296656 |  | Transition Incentive Program | Secaucus | 7094 | 8 | 8.05 | Residential | No | Behind the Meter | Net-metered residential rooftop and canopy |  | None | Pro Custom Solar dba Momentum Solar | PSE&G | Accepted | 2020-07-14 | 2020-07-20 | 2021-07-20 | LG ELECTRONICS | LG 350N1C-V5 | Solar Panels |  | 0.35 | 9 | 218 | 13 |  | Fixed | Roof
NJSTRE1545299299 |  | Transition Incentive Program | Monroe Township | 8831 | 11 | 19.52 | Residential | Yes | Behind the Meter | Net-metered residential rooftop and canopy |  | None | Sunrun, Inc. | JCP&L | Accepted | 2020-07-15 | 2020-07-20 | 2021-07-20 | LONGi Green Energy Technology Co Ltd | LR6-60HPB-305M | Solar Panels |  | 0.305 | 8 | 232 | 22 |  | Fixed | Roof
NJSTRE1545299303 |  | Transition Incentive Program | NEWPORT | 8345 | 20 | 9.77 | Residential | No | Behind the Meter | Net-metered residential rooftop and canopy |  | None | Suntuity Solar LLC | AC Electric | Final As-Built Received | 2020-07-15 | 2020-07-20 | 2021-10-30 | Longi | LR6-60HPB-315M | Solar Panels |  | 0.315 | 9 | 328 | 30 |  | Fixed | Roof
NJSTRE1545299330 |  | Transition Incentive Program | Woodbine | 8270 | 21 | 19.61 | Residential | Yes | Behind the Meter | Net-metered residential rooftop and canopy |  | None | Whitman Construction, LLC | AC Electric | Accepted | 2020-07-17 | 2020-07-20 | 2021-07-20 | solaria power | XT-370R-PD | Solar Panels |  | 0.37 | 7 | 187 | 20 |  | Fixed | Roof
NJSTRE1545299365 |  | Transition Incentive Program | Estell Manor | 8319 | 19 | 12.58 | Residential | Yes | Behind the Meter | Net-metered residential rooftop and canopy |  | ACE2 | Vision Solar LLC | AC Electric | Accepted | 2020-07-15 | 2020-07-20 | 2021-07-20 | HANWHA Q-CELLS | Q.PEAK DUO-G6 340 | Solar Panels |  | 0.34 | 28 | 147 | 16 |  | Fixed | Roof
NJSTRE1545299423 |  | Transition Incentive Program | Pleasantville | 8232 | 19 | 5.76 | Residential | Yes | Behind the Meter | Net-metered residential rooftop and canopy |  | None | Castle Energy, LLC | AC Electric | Accepted | 2020-07-15 | 2020-07-20 | 2021-07-20 | Hanwha Q-Cells | Q.Peak DUO-G5 320 | Solar Panels |  | 0.32 | 3 | 116 | 33 |  | Fixed | Roof
NJSTRE1545301682 |  | Transition Incentive Program | Voorhees | 8043 | 14 | 10.72 | Residential | Yes | Behind the Meter | Net-metered residential rooftop and canopy |  | PSEG | Vision Solar LLC | PSE&G | Accepted | 2020-07-15 | 2020-07-20 | 2021-07-20 | LG SOLAR | LG335N1K-V5 | Solar Panels |  | 0.335 | 11 | 168 | 15 |  | Fixed | Roof
NJSTRE1545301699 | NJSRRE1544468983 | Transition Incentive Program | Middlesex | 8846 | 11 | 5.99 | Residential | No | Behind the Meter | Net-metered residential rooftop and canopy |  | None | Trinity Solar | PSE&G | Final As-Built Received | 2020-02-18 | 2020-02-20 | 2021-10-30 | HANWHA | Q.PEAK DUO BLK-G5 315 | Solar Panels |  | 0.315 | 6 | 161 | 17 |  | Fixed | Roof
NJSTRE1545301722 | NJSRRE1544866998 | Transition Incentive Program | Westampton | 8060 | 13 | 4.42 | Residential | Yes | Behind the Meter | Net-metered residential rooftop and canopy |  | None | Trinity Solar | PSE&G | Final As-Built Received |  | 2020-04-24 | 2021-10-30 | Hanwha | Q.PEAK DUO BLK-G6 340 | Solar Panels |  | 0.34 | 10 | 104 | 27 |  | Fixed | Roof
NJSTRE1545301734 |  | Transition Incentive Program | Toms River | 8755 | 18 | 5.1 | Residential | No | Behind the Meter | Net-metered residential rooftop and canopy |  | None | Trinity Solar | JCP&L | Accepted | 2020-07-15 | 2020-07-20 | 2021-07-20 | Hanwha | Q.PEAK DUO BLK-G6 340 | Solar Panels |  | 0.34 | 4 | 100 | 9 |  | Fixed | Roof
NJSTRE1545387322 | NJSRRE1544165108 | Transition Incentive Program | Rockaway | 7866 | 3 | 14.88 | Residential | Yes | Behind the Meter | Behind the Meter |  | None | Sunrun Installation Services, Inc. | JCP&L | Eligible for TI Program | 2020-01-14 | 2020-01-17 | 2021-10-30 | Delta Electronics | M4-TL-US | Inverters | 3840 |  | 1 |  |  | 0.96 |  | Outdoor | Next To Meter
NJSTRE1545387331 | NJSRRE1544512244 | Transition Incentive Program | BELLEVILLE | 7109 | 9 | 12.29 | Residential | No | Behind the Meter | Net-metered residential rooftop and canopy |  | None | Vivint Solar Developer, LLC | PSE&G | Accepted | 2020-02-21 | 2020-03-11 | 2021-10-30 | Solar Edge | SE10000H-US | Inverters | 10000 |  | 1 |  |  | 0.992 |  | Outdoor | Near the Utility Meter
NJSTRE1545387338 | NJSRRE1543858942 | Transition Incentive Program | Hillsborough | 8844 | 5 | 12.6 | Residential | Yes | Behind the Meter | Net-metered residential rooftop and canopy |  | None | Vivint Solar Developer, LLC | PSE&G | Accepted | 2020-01-02 | 2020-01-06 | 2021-10-30 | SOLAREDGE | SE7600H-US | Inverters | 7600 |  | 1 |  |  | 0.992 |  | Outdoor | Near the Utility Meter
NJSTRE1545387340 | NJSRRE1543497451 | Transition Incentive Program | Medford | 8055 | 13 | 11.66 | Residential | Yes | Behind the Meter | Behind the Meter |  | None | Pro Custom Solar dba Momentum Solar | PSE&G | Eligible for TI Program | 2019-12-06 | 2019-12-10 | 2021-10-30 | Enphase Energy | IQ6-60-2-US | Inverters | 240 |  | 37 |  |  | 0.97 |  | Outdoor | Roof
NJSTRE1545387342 | NJSRRE1544511903 | Transition Incentive Program | EAST BRUNSWICK TWP | 8816 | 11 | 11.34 | Residential | No | Behind the Meter | Behind the Meter |  | None | Tesla Energy Operations Inc. | PSE&G | Eligible for TI Program | 2020-02-20 | 2020-02-24 | 2021-10-30 | SolarEdge Technologies | SE10000H-US | Inverters | 10000 |  | 1 |  |  | 0.99 |  | Outdoor | Outdoor
NJSTRE1545387345 | NJSRRE1544308168 | Transition Incentive Program | Ocean Grove | 7756 | 17 | 16.7 | Residential | Yes | Behind the Meter | Net-metered residential rooftop and canopy |  | None | Vivint Solar Developer, LLC | JCP&L | Accepted | 2020-01-27 | 2020-01-29 | 2021-10-30 | SOLAREDGE | SE7600H-US | Inverters | 7600 |  | 1 |  |  | 0.992 |  | Outdoor | Near the Utility Meter
NJSTRE1545387348 | NJSRRE1543547906 | Transition Incentive Program | Paterson | 7503 | 6 | 5.36 | Residential | Yes | Behind the Meter | Net-metered residential rooftop and canopy |  | None | Vivint Solar Developer, LLC | PSE&G | Accepted | 2019-12-13 | 2019-12-18 | 2021-10-30 | Solar Edge | SE3800H-US | Inverters | 3800 |  | 1 |  |  | 0.992 |  | Outdoor | Near the utility meter
NJSTRE1545325844 |  | Transition Incentive Program | Merchantville | 8109 | 14 | 10.73 | Residential | Yes | Behind the Meter | Net-metered residential rooftop and canopy |  | None | Vivint Solar Developer, LLC | PSE&G | Accepted | 2020-07-23 | 2020-07-27 | 2021-10-30 | Jinko Solar | JKM325M-60HBL | Solar Panels |  | 0.325 | 4 | 158 | 14 |  | Fixed | Roof
NJSTRE1545325844 |  | Transition Incentive Program | Merchantville | 8109 | 14 | 10.73 | Residential | Yes | Behind the Meter | Net-metered residential rooftop and canopy |  | None | Vivint Solar Developer, LLC | PSE&G | Accepted | 2020-07-23 | 2020-07-27 | 2021-10-30 | Jinko Solar | JKM325M-60HBL | Solar Panels |  | 0.325 | 11 | 158 | 21 |  | Fixed | Roof
NJSTRE1545326307 |  | Transition Incentive Program | MOUNT HOLLY | 8060 | 13 | 8.32 | Residential | Yes | Behind the Meter | Net-metered residential rooftop and canopy |  | None | Vivint Solar Developer, LLC | PSE&G | Accepted | 2020-07-23 | 2020-07-27 | 2021-07-27 | Jinko Solar | JKM320M-60HBL | Solar Panels |  | 0.32 | 12 | 285 | 17 |  | Fixed | Roof
NJSTRE1545332772 |  | Transition Incentive Program | Oak Ridge | 7438 | 6 | 5.99 | Residential | No | Behind the Meter | Net-metered residential rooftop and canopy |  | None | Suntuity Solar LLC | JCP&L | Final As-Built Received | 2020-08-05 | 2020-08-07 | 2021-10-30 | Longi | LR6-60HPB-315M | Solar Panels |  | 0.315 | 7 | 134 | 31 |  | Fixed | Roof
NJSTRE1545332796 |  | Transition Incentive Program | Milford | 8848 | 4 | 16.32 | Residential | No | Behind the Meter | Net-metered residential ground mount |  | JCPL | Maier Solar Engineering dba Solar Me | JCP&L | Accepted | 2020-07-23 | 2020-07-28 | 2021-07-28 | Hanwha | Q.CELLS DUO BLK-G6 340W | Solar Panels |  | 0.34 | 48 | 180 | 23 |  | Fixed | Ground
NJSTRE1545387375 | NJSRRE1543913481 | Transition Incentive Program | Pleasantville | 8232 | 19 | 6.08 | Residential | No | Behind the Meter | Net-metered residential rooftop and canopy |  | None | Castle Energy, LLC | AC Electric | Accepted | 2020-01-03 | 2020-01-07 | 2021-10-30 | Enphase Energy | IQ7-60-2-US | Inverters | 240 |  | 19 |  |  | 0.967 |  | Outdoor | on the rooftop under each solar panel
NJSTRE1545387380 | NJSRRE1544165362 | Transition Incentive Program | Hamilton Township | 8610 | 12 | 7.26 | Residential | No | Behind the Meter | Behind the Meter |  | None | Sunrun Installation Services, Inc. | PSE&G | Eligible for TI Program | 2020-01-14 | 2020-01-20 | 2021-10-30 | Delta Electronics | M6-TL-US | Inverters | 5760 |  | 1 |  |  | 0.96 |  | Outdoor | Next To Meter
NJSTRE1545387385 | NJSRRE1543425798 | Transition Incentive Program | Somerville | 8876 | 5 | 5.87 | Residential | Yes | Behind the Meter | Behind the Meter |  | None | Pro Custom Solar dba Momentum Solar | PSE&G | Eligible for TI Program | 2019-11-20 | 2019-11-25 | 2021-10-30 | Enphase Energy | IQ7PLUS-72-2-US | Inverters | 295 |  | 17 |  |  | 0.97 |  | Outdoor | Roof
NJSTRE1545387403 | NJSRRE1544436538 | Transition Incentive Program | Franklin Twp | 8873 | 5 | 11.9 | Commercial | No | Behind the Meter | Behind the Meter |  | None | Maier Solar Engineering dba Solar Me | PSE&G | Eligible for TI Program | 2020-02-12 | 2020-02-14 | 2021-10-30 | Solar Edge | SE9KUS | Inverters | 9000 |  | 1 |  |  | 0.97 |  | Outdoor | Next to meter
NJSTRE1545325725 |  | Transition Incentive Program | NEW BRUNSWICK | 8901 | 11 | 7.7 | Residential | Yes | Behind the Meter | Net-metered residential rooftop and canopy |  | None | Pro Custom Solar dba Momentum Solar | PSE&G | Accepted | 2020-07-22 | 2020-07-27 | 2021-07-27 | LG ELECTRONICS | LG 350N1C-V5 | Solar Panels |  | 0.35 | 14 | 38 | 21 |  | Fixed | Roof
NJSTRE1545325817 |  | Transition Incentive Program | MONTCLAIR | 7042 | 9 | 6.71 | Residential | Yes | Behind the Meter | Net-metered residential rooftop and canopy |  | None | Sunrun Installation Services, Inc. | PSE&G | Accepted | 2020-08-18 | 2020-08-19 | 2021-10-30 | LONGi Green Energy Technology Co Ltd | LR6-60HPB-305M | Solar Panels |  | 0.305 | 22 | 189 | 37 |  | Fixed | Roof
NJSTRE1545325880 |  | Transition Incentive Program | Egg Harbor Township | 8234 | 19 | 10.2 | Residential | No | Behind the Meter | Net-metered residential rooftop and canopy |  | None | NJ Solar Power, LLC | AC Electric | Accepted | 2020-07-22 | 2020-07-27 | 2021-07-27 | panasonic | vbhn340sa17 | Solar Panels |  | 0.34 | 26 | 153 | 20 |  | Fixed | Roof
NJSTRE1545326298 |  | Transition Incentive Program | Ridgefield | 7657 | 7 | 5.96 | Residential | No | Behind the Meter | Net-metered residential rooftop and canopy |  | None | Tesla Energy Operations Inc. | PSE&G | Accepted | 2020-07-22 | 2020-07-27 | 2021-07-27 | Tesla | SR60T1 | Solar Panels |  | 0.05847 | 42 | 147 | 14 |  | Fixed | Roof
NJSTRE1545332755 |  | Transition Incentive Program | Turnersville | 8012 | 14 | 10.08 | Residential | No | Behind the Meter | Net-metered residential rooftop and canopy |  | None | Suntuity Solar LLC | AC Electric | Accepted | 2020-08-05 | 2020-08-07 | 2021-10-30 | Longi | LR6-60HPB-315M | Solar Panels |  | 0.315 | 6 | 183 | 20 |  | Fixed | Roof
NJSTRE1545332755 |  | Transition Incentive Program | Turnersville | 8012 | 14 | 10.08 | Residential | No | Behind the Meter | Net-metered residential rooftop and canopy |  | None | Suntuity Solar LLC | AC Electric | Accepted | 2020-08-05 | 2020-08-07 | 2021-10-30 | Longi | LR6-60HPB-315M | Solar Panels |  | 0.315 | 12 | 3 | 20 |  | Fixed | Roof
NJSTRE1545332772 |  | Transition Incentive Program | Oak Ridge | 7438 | 6 | 5.99 | Residential | No | Behind the Meter | Net-metered residential rooftop and canopy |  | None | Suntuity Solar LLC | JCP&L | Final As-Built Received | 2020-08-05 | 2020-08-07 | 2021-10-30 | Longi | LR6-60HPB-315M | Solar Panels |  | 0.315 | 3 | 44 | 40 |  | Fixed | Roof
NJSTRE1545332863 |  | Transition Incentive Program | PARAMUS | 7652 | 7 | 6.18 | Residential | Yes | Behind the Meter | Net-metered residential rooftop and canopy |  | None | Vivint Solar Developer, LLC | PSE&G | Accepted | 2020-07-25 | 2020-07-27 | 2021-07-27 | JINKO SOLAR | JKM325M-60HBL | Solar Panels |  | 0.325 | 9 | 19 | 31 |  | Fixed | Roof
NJSTRE1545387283 | NJSRRE1544419719 | Transition Incentive Program | Manahawkin | 8050 | 18 | 4.48 | Residential | Yes | Behind the Meter | Net-metered residential rooftop and canopy |  | None | Vivint Solar Developer, LLC | AC Electric | Accepted | 2020-02-07 | 2020-02-11 | 2021-10-30 | SOLAREDGE | SE3800H-US | Inverters | 3800 |  | 1 |  |  | 0.992 |  | Outdoor | Near the Utility Meter
NJSTRE1545387292 | NJSRRE1543441622 | Transition Incentive Program | WHIPPANY | 7981 | 3 | 6.4 | Residential | No | Behind the Meter | Net-metered residential rooftop and canopy |  | JCPL | united solar | JCP&L | Accepted | 2019-11-25 | 2019-11-27 | 2021-10-30 | aps | yc600 | Inverters | 240 |  | 10 |  |  | 0.97 |  | Outdoor | outside
NJSTRE1545387295 | NJSRRE1543918532 | Transition Incentive Program | Woodbridge Township | 8830 | 11 | 6.08 | Residential | No | Behind the Meter | Behind the Meter |  | None | Sunrun Installation Services, Inc. | PSE&G | Eligible for TI Program | 2020-01-03 | 2020-01-08 | 2021-10-30 | Delta Electronics | M5-TL-US | Inverters | 4800 |  | 1 |  |  | 0.96 |  | Outdoor | Next To Meter
NJSTRE1545387304 | NJSRRE1544144815 | Transition Incentive Program | Woolwich Township | 8085 | 15 | 7.88 | Residential | Yes | Behind the Meter | Behind the Meter |  | None | Trinity Solar | AC Electric | Eligible for TI Program | 2020-01-08 | 2020-01-13 | 2021-10-30 | Solar Edge | SE6000 | Inverters | 6000 |  | 1 |  |  | 0.97 |  | Outside | side of home
NJSTRE1545387319 | NJSRRE1543670910 | Transition Incentive Program | Howell | 7731 | 17 | 15.68 | Commercial | No | Behind the Meter | Net-metered non-residential rooftop and canopy |  | None | Powerlutions | JCP&L | Accepted |  | 2019-12-30 | 2021-10-30 | SolarEdge | SE14.4KUS | Inverters | 14.4 |  | 1 |  |  | 0.99 |  | Outdoor | near meter
NJSTRE1545387326 | NJSRRE1544456610 | Transition Incentive Program | Forked River | 8731 | 18 | 14.26 | Residential | Yes | Behind the Meter | Behind the Meter |  | None | Sunrun Installation Services, Inc. | JCP&L | Eligible for TI Program | 2020-02-14 | 2020-02-19 | 2021-10-30 | Delta Electronics | M8-TL-US | Inverters | 7680 |  | 1 |  |  | 0.96 |  | Outdoor | Next To Meter
NJSTRE1545387328 | NJSRRE1543443551 | Transition Incentive Program | Edison | 8820 | 11 | 7.56 | Residential | Yes | Behind the Meter | Behind the Meter |  | None | Pro Custom Solar dba Momentum Solar | PSE&G | Eligible for TI Program | 2019-11-25 | 2019-12-02 | 2021-10-30 | Enphase Energy | IQ6-60-2-US | Inverters | 240 |  | 24 |  |  | 0.97 |  | Outdoor | Roof
NJSTRE1545387335 | NJSRRE1543532517 | Transition Incentive Program | Franklin Park | 8823 | 5 | 13.23 | Residential | No | Behind the Meter | Net-metered residential rooftop and canopy |  | None | Vivint Solar Developer, LLC | PSE&G | Accepted | 2019-12-12 | 2019-12-16 | 2021-10-30 | SolarEdge | SE3800H-US | Inverters | 3800 |  | 1 |  |  | 0.992 |  | Outdoor | Near the Utility Meter
NJSTRE1545332951 | NJSRRE1542584405 | Transition Incentive Program | Willingboro | 8046 | 13 | 7.85 | Residential | Yes | Behind the Meter | Net-metered residential rooftop and canopy |  | None | SunnyMac LLC | PSE&G | Accepted |  | 2019-10-29 | 2021-10-30 | SunPower | SPR-E20-327 | Solar Panels |  | 0.327 | 24 | 285 | 27 |  | Fixed | Roof
NJSTRE1545332953 | NJSRRE1543874743 | Transition Incentive Program | Sicklerville | 8081 | 14 | 14.39 | Residential | Yes | Behind the Meter | Net-metered residential rooftop and canopy |  | None | SunnyMac LLC | AC Electric | Accepted |  | 2020-01-07 | 2021-10-30 | SunPower | SPR-E20-327 | Solar Panels |  | 0.327 | 8 | 72 | 26 |  | Fixed | Roof
NJSTRE1545332962 | NJSRRE1543907146 | Transition Incentive Program | Cherry Hill Twp | 8002 | 14 | 5.56 | Residential | Yes | Behind the Meter | Net-metered residential rooftop and canopy |  | None | SunnyMac LLC | PSE&G | Accepted |  | 2020-01-21 | 2021-10-30 | SunPower | SPR-E20-327 | Solar Panels |  | 0.327 | 11 | 40 | 20 |  | Fixed | Roof
NJSTRE1545332965 | NJSRRE1544152423 | Transition Incentive Program | Washington Township Mer | 8691 | 12 | 8.5 | Residential | No | Behind the Meter | Net-metered residential rooftop and canopy |  | None | SunnyMac LLC | PSE&G | Accepted |  | 2020-01-14 | 2021-10-30 | SunPower | SPR-E20327 | Solar Panels |  | 0.327 | 26 | 114 | 37 |  | Fixed | Roof
NJSTRE1545332966 | NJSRRE1543823301 | Transition Incentive Program | Dorothy | 8317 | 19 | 8.18 | Residential | Yes | Behind the Meter | Net-metered residential ground mount |  | None | SunnyMac LLC | AC Electric | Accepted |  | 2020-01-02 | 2021-10-30 | SunPower, | SPR-E20-327 | Solar Panels |  | 0.327 | 25 | 180 | 27 |  | Fixed | Roof
NJSTRE1545332853 |  | Transition Incentive Program | Wayne TWP | 7470 | 6 | 7.32 | Residential | Yes | Behind the Meter | Net-metered residential rooftop and canopy |  | None | Bright Planet Solar | PSE&G | Accepted | 2020-07-23 | 2020-07-27 | 2021-07-27 | LONGI | LR6-60HPB-305M | Solar Panels |  | 0.305 | 19 | 261 | 18 |  | Fixed | Roof
NJSTRE1545332869 |  | Transition Incentive Program | JERSEY CITY | 7307 | 8 | 6.46 | Residential | Yes | Behind the Meter | Net-metered residential rooftop and canopy |  | PSEG | Vision Solar LLC | PSE&G | Accepted | 2020-07-23 | 2020-07-27 | 2021-07-27 | HANWHA Q-CELLS | Q.PEAK DUO-G6 340 | Solar Panels |  | 0.34 | 10 | 208 | 20 |  | Fixed | Roof
NJSTRE1545332897 |  | Transition Incentive Program | Roselle | 7203 | 10 | 7.7 | Residential | Yes | Behind the Meter | Net-metered residential rooftop and canopy |  | None | Pro Custom Solar dba Momentum Solar | PSE&G | Accepted | 2020-07-23 | 2020-07-27 | 2021-07-27 | LG ELECTRONICS | LG 350N1C-V5 | Solar Panels |  | 0.35 | 11 | 170 | 30 |  | Fixed | Roof
NJSTRE1545332930 |  | Transition Incentive Program | Pennsauken | 8110 | 14 | 5.1 | Residential | Yes | Behind the Meter | Net-metered residential rooftop and canopy |  | None | Trinity Solar | PSE&G | Final As-Built Received | 2020-07-23 | 2020-07-29 | 2021-10-30 | Hanwha | Q.PEAK DUO BLK-G6 340 | Solar Panels |  | 0.34 | 5 | 241 | 15 |  | Fixed | Roof
NJSTRE1545332948 | NJSRRE1543065234 | Transition Incentive Program | Chatham | 7928 | 3 | 7.71 | Residential | No | Behind the Meter | Net-metered residential rooftop and canopy |  | None | SunnyMac LLC | JCP&L | Accepted |  | 2019-11-13 | 2021-10-30 | SunPower | SPR-X21-335 | Solar Panels |  | 0.335 | 9 | 199 | 34 |  | Fixed | Roof
NJSTRE1545332960 | NJSRRE1543553100 | Transition Incentive Program | UPPER FREEHOLD TWP | 8501 | 17 | 28.45 | Residential | Yes | Behind the Meter | Net-metered residential rooftop and canopy |  | None | SunnyMac LLC | PSE&G | Accepted |  | 2019-12-19 | 2021-10-30 | SunPower | SPR-E20327 | Solar Panels |  | 0.327 | 10 | 122 | 27 |  | Fixed | Roof
NJSTRE1545332962 | NJSRRE1543907146 | Transition Incentive Program | Cherry Hill Twp | 8002 | 14 | 5.56 | Residential | Yes | Behind the Meter | Net-metered residential rooftop and canopy |  | None | SunnyMac LLC | PSE&G | Accepted |  | 2020-01-21 | 2021-10-30 | SunPower | SPR-E20-327 | Solar Panels |  | 0.327 | 6 | 220 | 20 |  | Fixed | Roof
NJSTRE1545332968 | NJSRRE1543547216 | Transition Incentive Program | Carteret Boro | 7008 | 11 | 13.08 | Residential | Yes | Behind the Meter | Net-metered residential rooftop and canopy |  | None | SunnyMac LLC | PSE&G | Accepted |  | 2019-12-17 | 2021-10-30 | SunPower | SPR-E20327 | Solar Panels |  | 0.327 | 6 | 180 | 22 |  | Fixed | Roof
NJSTRE1545332973 | NJSRRE1544766463 | Transition Incentive Program | Sewell | 8080 | 15 | 24.85 | Residential | Yes | Behind the Meter | Net-metered residential rooftop and canopy |  | None | SunnyMac LLC | AC Electric | Accepted |  | 2020-03-31 | 2021-10-30 | SunPower | SPR E20 327 | Solar Panels |  | 0.327 | 15 | 48 | 23 |  | Fixed | Roof
NJSTRE1545333008 | NJSRRE1544793942 | Transition Incentive Program | South Bound Brook Boro | 8880 | 5 | 5.23 | Residential | Yes | Behind the Meter | Net-metered residential rooftop and canopy |  | None | SunnyMac LLC | PSE&G | Accepted |  | 2020-04-09 | 2021-10-30 | SunPower | SPR-E20327 | Solar Panels |  | 0.327 | 16 | 101 | 20 |  | Fixed | Roof
NJSTRE1545333019 | NJSRRE1544775260 | Transition Incentive Program | Williamstown | 8094 | 15 | 16.35 | Residential | Yes | Behind the Meter | Net-metered residential rooftop and canopy |  | None | SunnyMac LLC | AC Electric | Accepted | 2020-03-31 | 2020-04-09 | 2021-10-30 | SunPower | SPRE20327 | Solar Panels |  | 0.327 | 12 | 181 | 33 |  | Fixed | Roof
NJSTRE1545333027 |  | Transition Incentive Program | BLOOMINGDALE | 7403 | 6 | 3.74 | Residential | No | Behind the Meter | Net-metered residential rooftop and canopy |  | None | Vision Solar LLC | Butler | Accepted | 2020-07-23 | 2020-07-28 | 2021-07-28 | HANWHA Q-CELLS | Q.PEAK DUO-G6 340 | Solar Panels |  | 0.34 | 11 | 89 | 27 |  | Fixed | Roof
NJSTRE1545333057 |  | Transition Incentive Program | Hasbrouck Heights | 7604 | 7 | 9.18 | Residential | No | Behind the Meter | Net-metered residential rooftop and canopy |  | PSEG | Maier Solar Engineering dba Solar Me | PSE&G | Accepted | 2020-07-23 | 2020-07-27 | 2021-07-27 | Hanwha | Q.CELL DUO BLK-G6 340W | Solar Panels |  | 0.34 | 17 | 218 | 33 |  | Fixed | Roof
NJSTRE1545332973 | NJSRRE1544766463 | Transition Incentive Program | Sewell | 8080 | 15 | 24.85 | Residential | Yes | Behind the Meter | Net-metered residential rooftop and canopy |  | None | SunnyMac LLC | AC Electric | Accepted |  | 2020-03-31 | 2021-10-30 | SunPower | SPR E20 327 | Solar Panels |  | 0.327 | 23 | 318 | 23 |  | Fixed | Roof
NJSTRE1545332973 | NJSRRE1544766463 | Transition Incentive Program | Sewell | 8080 | 15 | 24.85 | Residential | Yes | Behind the Meter | Net-metered residential rooftop and canopy |  | None | SunnyMac LLC | AC Electric | Accepted |  | 2020-03-31 | 2021-10-30 | SunPower | SPR E20 327 | Solar Panels |  | 0.327 | 20 | 228 | 23 |  | Fixed | Roof
NJSTRE1545332973 | NJSRRE1544766463 | Transition Incentive Program | Sewell | 8080 | 15 | 24.85 | Residential | Yes | Behind the Meter | Net-metered residential rooftop and canopy |  | None | SunnyMac LLC | AC Electric | Accepted |  | 2020-03-31 | 2021-10-30 | SunPower | SPR E20 327 | Solar Panels |  | 0.327 | 12 | 138 | 23 |  | Fixed | Roof
NJSTRE1545332976 | NJSRRE1544762366 | Transition Incentive Program | Kenilworth Boro | 7033 | 10 | 11.55 | Residential | Yes | Behind the Meter | Net-metered residential rooftop and canopy |  | None | SunnyMac LLC | PSE&G | Final As-Built Received |  | 2020-03-27 | 2021-10-30 | SunPower | SPR-X21-350 | Solar Panels |  | 0.35 | 15 | 353 | 23 |  | Fixed | Roof
NJSTRE1545332976 | NJSRRE1544762366 | Transition Incentive Program | Kenilworth Boro | 7033 | 10 | 11.55 | Residential | Yes | Behind the Meter | Net-metered residential rooftop and canopy |  | None | SunnyMac LLC | PSE&G | Final As-Built Received |  | 2020-03-27 | 2021-10-30 | SunPower | SPR-X21-350 | Solar Panels |  | 0.35 | 4 | 83 | 23 |  | Fixed | Roof
NJSTRE1545332983 | NJSRRE1544761160 | Transition Incentive Program | Kenilworth Boro | 7033 | 10 | 14.7 | Residential | Yes | Behind the Meter | Net-metered residential rooftop and canopy |  | None | SunnyMac LLC | PSE&G | Accepted |  | 2020-03-27 | 2021-10-30 | SunPower | SPR-X21-350 | Solar Panels |  | 0.35 | 15 | 263 | 23 |  | Fixed | Roof
NJSTRE1545332983 | NJSRRE1544761160 | Transition Incentive Program | Kenilworth Boro | 7033 | 10 | 14.7 | Residential | Yes | Behind the Meter | Net-metered residential rooftop and canopy |  | None | SunnyMac LLC | PSE&G | Accepted |  | 2020-03-27 | 2021-10-30 | SunPower | SPR-X21-350 | Solar Panels |  | 0.35 | 2 | 83 | 23 |  | Fixed | Roof
NJSTRE1545332996 | NJSRRE1544419253 | Transition Incentive Program | Turnersville | 8012 | 14 | 4.58 | Residential | Yes | Behind the Meter | Net-metered residential rooftop and canopy |  | None | SunnyMac LLC | AC Electric | Accepted |  | 2020-02-11 | 2021-10-30 | SunPower | SPR-E20327 | Solar Panels |  | 0.327 | 14 | 181 | 30 |  | Fixed | Roof
NJSTRE1545333016 | NJSRRE1544768847 | Transition Incentive Program | Turnersville | 8012 | 14 | 11.77 | Residential | No | Behind the Meter | Net-metered residential rooftop and canopy |  | None | SunnyMac LLC | AC Electric | Accepted |  | 2020-04-01 | 2021-10-30 | SunPower | SPRE20327 | Solar Panels |  | 0.327 | 12 | 245 | 27 |  | Fixed | Roof
NJSTRE1545333019 | NJSRRE1544775260 | Transition Incentive Program | Williamstown | 8094 | 15 | 16.35 | Residential | Yes | Behind the Meter | Net-metered residential rooftop and canopy |  | None | SunnyMac LLC | AC Electric | Accepted | 2020-03-31 | 2020-04-09 | 2021-10-30 | SunPower | SPRE20327 | Solar Panels |  | 0.327 | 9 | 181 | 23 |  | Fixed | Roof
NJSTRE1545333019 | NJSRRE1544775260 | Transition Incentive Program | Williamstown | 8094 | 15 | 16.35 | Residential | Yes | Behind the Meter | Net-metered residential rooftop and canopy |  | None | SunnyMac LLC | AC Electric | Accepted | 2020-03-31 | 2020-04-09 | 2021-10-30 | SunPower | SPRE20327 | Solar Panels |  | 0.327 | 3 | 181 | 33 |  | Fixed | Roof
NJSTRE1545333057 |  | Transition Incentive Program | Hasbrouck Heights | 7604 | 7 | 9.18 | Residential | No | Behind the Meter | Net-metered residential rooftop and canopy |  | PSEG | Maier Solar Engineering dba Solar Me | PSE&G | Accepted | 2020-07-23 | 2020-07-27 | 2021-07-27 | Hanwha | Q.CELL DUO BLK-G6 340W | Solar Panels |  | 0.34 | 10 | 38 | 15 |  | Fixed | Roof
NJSTRE1545332920 |  | Transition Incentive Program | East Brunswick | 8816 | 11 | 6.12 | Residential | No | Behind the Meter | Net-metered residential rooftop and canopy |  | None | US Clean Energy Construction Inc. | PSE&G | Accepted | 2020-07-23 | 2020-07-28 | 2021-07-28 | Hanwha Qcells | Qcells 340W | Solar Panels |  | 0.34 | 18 | 152 | 20 |  | Fixed | Roof
NJSTRE1545301774 | NJSRRE1544710143 | Transition Incentive Program | Brick | 8723 | 18 | 10.88 | Residential | Yes | Behind the Meter | Net-metered residential rooftop and canopy |  | None | Trinity Solar | JCP&L | Accepted | 2020-03-18 | 2020-03-23 | 2021-10-30 | HANWHA | Q.PEAK DUO BLK-G6 340 | Solar Panels |  | 0.34 | 10 | 310 | 20 |  | Fixed | Roof
NJSTRE1545301768 |  | Transition Incentive Program | Summit | 7901 | 10 | 7.63 | Residential | No | Behind the Meter | Net-metered residential rooftop and canopy |  | None | Sunrun Installation Services, Inc. | JCP&L | Accepted | 2020-07-15 | 2020-07-20 | 2021-07-20 | LONGi Green Energy Technology Co Ltd | LR6-60HPB-305M | Solar Panels |  | 0.305 | 12 | 267 | 23 |  | Fixed | Roof
NJSTRE1545301791 |  | Transition Incentive Program | Hackensack | 7601 | 7 | 6.6 | Residential | Yes | Behind the Meter | Net-metered residential rooftop and canopy |  | None | Sunrun Installation Services, Inc. | PSE&G | Accepted | 2020-07-15 | 2020-08-07 | 2021-10-30 | LG ELECTRONICS | LG330N1C-A5 | Solar Panels |  | 0.33 | 6 | 128 | 16 |  | Fixed | Roof
NJSTRE1545301795 |  | Transition Incentive Program | Wantage | 7461 | 1 | 14.95 | Residential | No | Behind the Meter | Net-metered residential rooftop and canopy |  | None | KG Solar and Renewable Energy LLC | Orange Rockland Electric | Accepted | 2020-07-15 | 2020-07-20 | 2021-07-20 | SEnergy | SN305M-10 | Solar Panels |  | 0.305 | 33 | 118 | 30 |  | Fixed | Roof
NJSTRE1545301798 |  | Transition Incentive Program | Perth Amboy | 8861 | 11 | 7.04 | Residential | No | Behind the Meter | Net-metered residential rooftop and canopy |  | None | New Jersey Suntech | PSE&G | Accepted | 2020-07-15 | 2020-07-20 | 2021-07-20 | Jinko | JKM320M | Solar Panels |  | 0.32 | 14 | 170 | 32 |  | Fixed | Roof
NJSTRE1545301818 |  | Transition Incentive Program | CHERRY HILL | 8002 | 14 | 10.72 | Residential | Yes | Behind the Meter | Net-metered residential rooftop and canopy |  | PSEG | Vision Solar LLC | PSE&G | Accepted | 2020-07-15 | 2020-07-20 | 2021-10-30 | LG SOLAR | LG335N1K-V5 | Solar Panels |  | 0.335 | 5 | 99 | 36 |  | Fixed | Roof
NJSTRE1545301978 |  | Transition Incentive Program | Brick | 8723 | 18 | 8.96 | Residential | No | Behind the Meter | Net-metered residential rooftop and canopy |  | None | Whitman Construction, LLC | JCP&L | Accepted | 2020-07-15 | 2020-07-20 | 2021-07-20 | trina | TSM-320dd05h.05 | Solar Panels |  | 0.32 | 14 | 19 | 20 |  | Fixed | Roof
NJSTRE1545302140 |  | Transition Incentive Program | West New York | 7093 | 8 | 4.88 | Residential | Yes | Behind the Meter | Net-metered residential rooftop and canopy |  | None | Sunrun, Inc. | PSE&G | Accepted | 2020-07-16 | 2020-07-20 | 2021-07-20 | LONGi Green Energy Technology Co Ltd | LR6-60HPB-305M | Solar Panels |  | 0.305 | 5 | 303 | 36 |  | Fixed | Roof
NJSTRE1545302137 |  | Transition Incentive Program | Paterson | 7522 | 6 | 6.7 | Residential | Yes | Behind the Meter | Net-metered residential rooftop and canopy |  | None | Pro Custom Solar dba Momentum Solar | PSE&G | Accepted | 2020-07-15 | 2020-07-20 | 2021-07-20 | HANWHA | Q.PEAK DUO BLK G6+ 335 | Solar Panels |  | 0.335 | 2 | 49 | 20 |  | Fixed | Roof
NJSTRE1545302201 |  | Transition Incentive Program | Merchantville | 8109 | 14 | 15.6 | Residential | Yes | Behind the Meter | Net-metered residential rooftop and canopy |  | None | Vivint Solar Developer, LLC | PSE&G | Accepted | 2020-07-16 | 2020-07-20 | 2021-10-30 | Jinko Solar | JKM325M-60HBL | Solar Panels |  | 0.325 | 8 | 211 | 20 |  | Fixed | Roof
NJSTRE1545302255 |  | Transition Incentive Program | Newark City | 7106 | 9 | 8.68 | Residential | Yes | Behind the Meter | Net-metered residential rooftop and canopy |  | None | Bright Planet Solar | PSE&G | Accepted | 2020-07-15 | 2020-07-20 | 2021-07-20 | LONGI | LR6-60HPB-310M | Solar Panels |  | 0.31 | 14 | 294 | 30 |  | Fixed | Roof
NJSTRE1545302272 |  | Transition Incentive Program | Burlington TWP | 8016 | 13 | 7.13 | Residential | Yes | Behind the Meter | Net-metered residential rooftop and canopy |  | None | Bright Planet Solar | PSE&G | Accepted | 2020-07-15 | 2020-07-20 | 2021-07-20 | LONGI | LR6-60HPB-310M | Solar Panels |  | 0.31 | 23 | 205 | 18 |  | Fixed | Roof
NJSTRE1545303964 |  | Transition Incentive Program | Hillside | 7205 | 10 | 4.2 | Residential | Yes | Behind the Meter | Net-metered residential rooftop and canopy |  | None | IGS Solar | PSE&G | Accepted | 2020-07-15 | 2020-07-20 | 2021-07-20 | LG ELECTRONICS | LG 350N1C-V5 | Solar Panels |  | 0.35 | 12 | 283 | 34 |  | Fixed | Roof
NJSTRE1545304176 |  | Transition Incentive Program | Willingboro | 8046 | 13 | 5.95 | Residential | Yes | Behind the Meter | Net-metered residential rooftop and canopy |  | None | Pro Custom Solar dba Momentum Solar | PSE&G | Accepted | 2020-07-15 | 2020-07-21 | 2021-07-21 | LG ELECTRONICS | LG 350N1C-V5 | Solar Panels |  | 0.35 | 6 | 182 | 40 |  | Fixed | Roof
NJSTRE1545304184 |  | Transition Incentive Program | Willingboro | 8046 | 13 | 13.3 | Residential | Yes | Behind the Meter | Net-metered residential rooftop and canopy |  | None | Pro Custom Solar dba Momentum Solar | PSE&G | Accepted | 2020-07-15 | 2020-07-20 | 2021-10-30 | LG ELECTRONICS | LG 350N1C-V5 | Solar Panels |  | 0.35 | 13 | 33 | 27 |  | Fixed | Roof
NJSTRE1545306961 |  | Transition Incentive Program | PAULSBORO | 8066 | 15 | 8.19 | Residential | Yes | Behind the Meter | Net-metered residential rooftop and canopy |  | None | Suntuity Solar LLC | AC Electric | Accepted | 2020-07-16 | 2020-07-21 | 2021-07-21 | Longi | LR6-60HPB-315M | Solar Panels |  | 0.315 | 11 | 187 | 27 |  | Fixed | Roof
NJSTRE1545306977 |  | Transition Incentive Program | Long branch | 7740 | 17 | 7.14 | Residential | Yes | Behind the Meter | Net-metered residential rooftop and canopy |  | JCPL | Vision Solar LLC | JCP&L | Accepted | 2020-07-16 | 2020-07-21 | 2021-07-21 | HANWHA Q-CELLS | Q.PEAK DUO-G6 340 | Solar Panels |  | 0.34 | 6 | 185 | 20 |  | Fixed | Roof
NJSTRE1545384586 | NJSRRE1544519728 | Transition Incentive Program | HACKENSACK | 7601 | 7 | 2.68 | Residential | No | Behind the Meter | Behind the Meter |  | None | Infinity Solar Systems | PSE&G | Eligible for TI Program | 2020-03-02 | 2020-03-02 | 2021-10-30 | ENPHASE | IQ7-60-X-US | Inverters | 240 |  | 8 |  |  | 0.97 |  | Outside | MICROINVERTERS
NJSTRE1545384594 | NJSRRE1544175404 | Transition Incentive Program | Linden City | 7036 | 10 | 2.52 | Residential | No | Behind the Meter | Net-metered residential rooftop and canopy |  | None | Solar Spectrum LLC | PSE&G | Accepted | 2020-01-16 | 2020-01-21 | 2021-10-30 | SolarEdge Tech | SE3000H-US | Inverters | 12.5 |  | 1 |  |  | 0.99 |  | Outdoor | near meter
NJSTRE1545384619 | NJSRRE1544540514 | Transition Incentive Program | HAMMONTON | 8037 | 19 | 8.82 | Residential | Yes | Behind the Meter | Net-metered residential rooftop and canopy |  | None | Suntuity Solar LLC | AC Electric | Accepted | 2020-02-26 | 2020-02-28 | 2021-10-30 | Enphase Energy | IQ7-60-2-US | Inverters | 240 |  | 28 |  |  | 0.97 |  | Outdoor | Behind the PV Modules
NJSTRE1545384623 | NJSRRE1544344133 | Transition Incentive Program | Cliffwood | 7721 | 17 | 18.27 | Residential | Yes | Behind the Meter | Net-metered residential rooftop and canopy |  | None | Vivint Solar Developer, LLC | JCP&L | Accepted | 2020-02-01 | 2020-02-05 | 2021-10-30 | Solar Edge | SE7600H-US | Inverters | 7600 |  | 2 |  |  | 0.992 |  | Outdoor | Near the utility meter
NJSTRE1545384639 | NJSRRE1544220916 | Transition Incentive Program | Delran | 8075 | 13 | 17.02 | Residential | Yes | Behind the Meter | Net-metered residential rooftop and canopy |  | None | EMT Renewables | PSE&G | Accepted | 2020-01-24 | 2020-01-28 | 2021-10-30 | Sunpower | Type E IQ7X | Inverters | 315 |  | 46 |  |  | 0.95 |  | Outside | under panels
NJSTRE1545384662 | NJSRRE1543464371 | Transition Incentive Program | Hewitt | 7421 | 6 | 45.43 | Non Profit | No | Behind the Meter | Behind the Meter |  | None | Self Install | Orange Rockland Electric | Eligible for TI Program | 2019-12-02 | 2019-12-23 | 2021-10-30 | SMA | Sunny Boy SB 7.0-US | Inverters | 7000 |  | 4 |  |  | 0.972 |  | Outdoor | mounted on building wall
NJSTRE1545384684 | NJSRRE1544446844 | Transition Incentive Program | Egg Harbor Township | 8234 | 19 | 10.79 | Residential | Yes | Behind the Meter | Net-metered residential rooftop and canopy |  | None | Castle Energy, LLC | AC Electric | Accepted | 2020-02-13 | 2020-02-21 | 2021-10-30 | SunPower | SPR-E20-327-C-AC | Inverters | 320 |  | 33 |  |  | 0.975 |  | Outdoor | on the rooftop under each solar panel
NJSTRE1545384747 | NJSRRE1544529900 | Transition Incentive Program | Dover | 7801 | 3 | 53.2 | Commercial | No | Behind the Meter | Net-metered non-residential rooftop and canopy |  | None | Bysolar Inc. | JCP&L | Accepted | 2020-03-11 | 2020-03-11 | 2021-10-30 | SolarEdge | SE33.3K | Inverters | 33300 |  | 2 |  |  | 0.981 |  | Outside | outdoor
NJSTRE1545387158 | NJSRRE1544519685 | Transition Incentive Program | Mount Laurel Township | 8054 | 13 | 9.66 | Residential | No | Behind the Meter | Net-metered residential rooftop and canopy |  | None | Sunrun Installation Services, Inc. | PSE&G | Final As-Built Received |  | 2020-02-25 | 2021-10-30 | Enphase Energy | IQ7PLUS-72-x-US (240V) | Inverters | 290 |  | 28 |  |  | 0.96 |  | Outdoor | Rooftop
NJSTRE1545387177 | NJSRRE1544529893 | Transition Incentive Program | Raritan Boro | 8869 | 5 | 4.34 | Residential | No | Behind the Meter | Behind the Meter |  | None | 1st Light Energy Inc | PSE&G | Eligible for TI Program | 2020-02-25 | 2020-02-27 | 2021-10-30 | SMA | SB 3.8-1SP-US-41 (240V) | Inverters | 3800 |  | 1 |  |  | 0.97 |  | Outside | within 10 feet of meter
NJSTRE1545387182 | NJSRRE1543533447 | Transition Incentive Program | GALLOWAY | 8205 | 19 | 5.67 | Residential | Yes | Behind the Meter | Net-metered residential rooftop and canopy |  | None | Vivint Solar Developer, LLC | AC Electric | Accepted | 2019-12-12 | 2019-12-17 | 2021-10-30 | SOLAREDGE | SE3800H-US | Inverters | 3800 |  | 1 |  |  | 0.992 |  | Outdoor | Near the Utility Meter
NJSTRE1545387199 | NJSRRE1544162537 | Transition Incentive Program | Ewing | 8618 | 12 | 3.47 | Residential | Yes | Behind the Meter | Behind the Meter |  | None | Pro Custom Solar dba Momentum Solar | PSE&G | Eligible for TI Program | 2020-01-13 | 2020-01-16 | 2021-10-30 | ENPHASE ENERGY | IQ6-60-2-US | Inverters | 240 |  | 11 |  |  | 0.97 |  | Outdoor | ROOF
NJSTRE1545387205 |  | Transition Incentive Program | Haddon twp | 8059 | 14 | 9.86 | Residential | Yes | Behind the Meter | Net-metered residential rooftop and canopy |  | PSEG | Vision Solar | PSE&G | Accepted | 2020-08-01 | 2020-08-07 | 2021-10-30 | ENPHASE | IQ7-60-2-US | Inverters | 0.24 |  | 14 |  |  | 0.96 |  | Other | behind each panel
NJSTRE1545387227 | NJSRRE1543472006 | Transition Incentive Program | Woodbridge Township | 8830 | 11 | 3.78 | Residential | Yes | Behind the Meter | Net-metered residential rooftop and canopy |  | None | Suntuity Solar LLC | PSE&G | Accepted | 2019-12-03 | 2019-12-05 | 2021-10-30 | Enphase Energy | IQ7-60-2-US | Inverters | 240 |  | 12 |  |  | 0.97 |  | Outdoor | Behind the PV Modules
NJSTRE1545387240 | NJSRRE1543433909 | Transition Incentive Program | Pennsauken Twp | 8110 | 14 | 4.8 | Residential | No | Behind the Meter | Net-metered residential rooftop and canopy |  | None | Castle Energy, LLC | PSE&G | Accepted | 2019-11-27 | 2019-12-02 | 2021-10-30 | Enphase Energy | IQ7-60-2-US | Inverters | 240 |  | 15 |  |  | 0.967 |  | Outside | on the rooftop under each solar panel
NJSTRE1545387241 | NJSRRE1543502036 | Transition Incentive Program | IRVINGTON | 7111 | 9 | 9.45 | Residential | Yes | Behind the Meter | Behind the Meter |  | None | Vivint Solar Developer, LLC | PSE&G | Eligible for TI Program | 2019-12-09 | 2019-12-11 | 2021-10-30 | Solar Edge | SE7600H-US | Inverters | 7600 |  | 1 |  |  | 0.992 |  | Outdoor | Near the utility meter
NJSTRE1545387262 | NJSRRE1544164836 | Transition Incentive Program | Union | 7083 | 10 | 6.21 | Residential | Yes | Behind the Meter | Behind the Meter |  | None | Pro Custom Solar dba Momentum Solar | PSE&G | Eligible for TI Program | 2020-01-14 | 2020-01-17 | 2021-10-30 | ENPHASE ENERGY | IQ7PLUS-72-2-US | Inverters | 295 |  | 18 |  |  | 0.97 |  | Outdoor | ROOF
NJSTRE1545387269 | NJSRRE1544466583 | Transition Incentive Program | Galloway | 8205 | 19 | 8.28 | Residential | Yes | Behind the Meter | Behind the Meter |  | None | Samba Energy | AC Electric | Eligible for TI Program | 2020-02-17 | 2020-02-20 | 2021-10-30 | SUNPOWER | MI-C-320-US280/240 | Inverters | 320 |  | 23 |  |  | 0.96 |  | Other | under each panel
NJSTRE1545332757 |  | Transition Incentive Program | Stratford | 8084 | 14 | 13.86 | Residential | No | Behind the Meter | Net-metered residential rooftop and canopy |  | None | Advanced Renewable Solutions | AC Electric | Accepted | 2020-07-23 | 2020-07-27 | 2021-07-27 | CertainTeed | CT315M11-US | Solar Panels |  | 0.315 | 10 | 51 | 20 |  | Fixed | Roof
NJSTRE1545332786 |  | Transition Incentive Program | DEPTFORD TWP | 8096 | 15 | 10.08 | Residential | Yes | Behind the Meter | Net-metered residential rooftop and canopy |  | None | Suntuity Solar LLC | PSE&G | Accepted | 2020-08-05 | 2020-08-06 | 2021-10-30 | Longi | LR6-60HPB-315M | Solar Panels |  | 0.315 | 13 | 96 | 30 |  | Fixed | Roof
NJSTRE1545387287 | NJSRRE1544450849 | Transition Incentive Program | Atlantic City | 8401 | 19 | 5.03 | Residential | Yes | Behind the Meter | Net-metered residential rooftop and canopy |  | None | All Season Solar | AC Electric | Final As-Built Received | 2020-02-14 | 2020-02-20 | 2021-10-30 | Enphase | IQ7 | Inverters | 240 |  | 15 |  |  | 0.97 |  | Outdoor | Under Module
NJSTRE1545387288 | NJSRRE1543828765 | Transition Incentive Program | WILLINGBORO | 8046 | 13 | 4.41 | Residential | Yes | Behind the Meter | Net-metered residential rooftop and canopy |  | None | Vivint Solar Developer, LLC | PSE&G | Accepted | 2019-12-31 | 2020-01-06 | 2021-10-30 | Solar Edge | SE3800H-US | Inverters | 3800 |  | 1 |  |  | 0.992 |  | Outdoor | Near the utility meter
NJSTRE1545387299 | NJSRRE1544456587 | Transition Incentive Program | Villas | 8251 | 21 | 9.32 | Residential | Yes | Behind the Meter | Behind the Meter |  | None | Sunrun Installation Services, Inc. | AC Electric | Eligible for TI Program | 2020-02-14 | 2020-02-19 | 2021-10-30 | Enphase Energy | IQ7PLUS-72-x-US (240V) | Inverters | 290 |  | 27 |  |  | 0.96 |  | Outdoor | Rooftop
NJSTRE1545387311 | NJSRRE1544316865 | Transition Incentive Program | Willingboro | 8046 | 13 | 4.49 | Residential | Yes | Behind the Meter | Behind the Meter |  | None | Pro Custom Solar dba Momentum Solar | PSE&G | Eligible for TI Program | 2020-01-28 | 2020-01-30 | 2021-10-30 | enphase energy | IQ7PLUS-72-2-US | Inverters | 295 |  | 13 |  |  | 0.97 |  | Outdoor | roof
NJSTRE1545387317 | NJSRRE1543464360 | Transition Incentive Program | Dover | 7801 | 3 | 11.6 | Residential | Yes | Behind the Meter | Behind the Meter |  | None | Sunrun Installation Services, Inc. | JCP&L | Eligible for TI Program | 2019-12-02 | 2019-12-04 | 2021-10-30 | Delta Electronics | M10-TL-US | Inverters | 9600 |  | 1 |  |  | 0.96 |  | Outdoor | Next To Meter
NJSTRE1545387327 | NJSRRE1543918661 | Transition Incentive Program | Lake | 8322 | 15 | 5.89 | Residential | Yes | Behind the Meter | Net-metered residential ground mount |  | None | Vision Solar LLC | AC Electric | As-Built Incomplete | 2020-01-03 | 2020-01-08 | 2021-10-30 | sunpower | e20-320-e-ac | Inverters | 0.32 |  | 18 |  |  | 0.96 |  | Other | behind panels
NJSTRE1545387336 | NJSRRE1544543756 | Transition Incentive Program | Belleville | 7109 | 9 | 13.65 | Residential | Yes | Behind the Meter | Behind the Meter |  | None | Pro Custom Solar dba Momentum Solar | PSE&G | Eligible for TI Program | 2020-02-26 | 2020-03-02 | 2021-10-30 | Enphase energy | IQ7PLUS-72-2-US | Inverters | 295 |  | 39 |  |  | 0.97 |  | Outdoor | roof
NJSTRE1545387355 | NJSRRE1543827327 | Transition Incentive Program | South Plainfield | 7080 | 11 | 7.29 | Residential | Yes | Behind the Meter | Net-metered residential rooftop and canopy |  | None | Vivint Solar Developer, LLC | PSE&G | Accepted | 2020-01-03 | 2020-01-03 | 2021-10-30 | Enphase | M215-60-2LL-S2X-IG | Inverters | 215 |  | 31 |  |  | 0.96 |  | Outdoor | Underneath each module
NJSTRE1545387360 | NJSRRE1544469929 | Transition Incentive Program | Irvington | 7111 | 9 | 3.15 | Residential | No | Behind the Meter | Behind the Meter |  | None | Pro Custom Solar dba Momentum Solar | PSE&G | Eligible for TI Program | 2020-02-18 | 2020-02-21 | 2021-10-30 | Enphase Energy | IQ7PLUS-72-2-US | Inverters | 295 |  | 9 |  |  | 0.97 |  | Outdoor | roof
NJSTRE1545387364 | NJSRRE1544431439 | Transition Incentive Program | JERSEY CITY | 7305 | 8 | 5.89 | Residential | No | Behind the Meter | Behind the Meter |  | None | Sunrun Installation Services, Inc. | PSE&G | Eligible for TI Program | 2020-02-11 | 2020-03-06 | 2021-10-30 | Delta Electronics | M5-TL-US | Inverters | 4800 |  | 1 |  |  | 0.96 |  | Outdoor | Next To Meter
NJSTRE1545387370 | NJSRRE1544428482 | Transition Incentive Program | Seaside Heights | 8751 | 18 | 2.56 | Residential | Yes | Behind the Meter | Net-metered residential rooftop and canopy |  | JCPL | New Jersey Clean Energy Solutions | JCP&L | Final As-Built Received | 2020-02-10 | 2020-02-12 | 2021-10-30 | Enphase | IQ7 | Inverters | 240 |  | 8 |  |  | 0.1 |  | Outdoor | Under Panel
NJSTRE1545387376 | NJSRRE1544465788 | Transition Incentive Program | TOMS RIVER | 8753 | 18 | 2.56 | Residential | Yes | Behind the Meter | Net-metered residential rooftop and canopy |  | None | Vivint Solar Developer, LLC | JCP&L | Accepted |  | 2020-02-19 | 2021-10-30 | SolarEdge | SE3800H-US | Inverters | 3800 |  | 1 |  |  | 0.992 |  | Outdoor | Near the utility meter
NJSTRE1545387210 | NJSRRE1544185857 | Transition Incentive Program | Chesilhurst | 8089 | 14 | 10.85 | Residential | Yes | Behind the Meter | Behind the Meter |  | None | Pro Custom Solar dba Momentum Solar | AC Electric | Eligible for TI Program | 2020-01-16 | 2020-01-22 | 2021-10-30 | ENPHASE ENERGY | IQ7PLUS-72-2-US | Inverters | 295 |  | 31 |  |  | 0.97 |  | Outdoor | ROOF
NJSTRE1545387216 | NJSRRE1544468832 | Transition Incentive Program | Logan Twp | 8085 | 15 | 6.93 | Residential | No | Behind the Meter | Behind the Meter |  | None | Sun Up Zero Down | AC Electric | Eligible for TI Program | 2020-02-18 | 2020-02-20 | 2021-10-30 | solaredge | SE3800A-US | Inverters | 3800 |  | 1 |  |  | 0.982 |  | Outside | outside wall
NJSTRE1545387226 | NJSRRE1543465461 | Transition Incentive Program | EWING | 8618 | 12 | 4.73 | Residential | Yes | Behind the Meter | Net-metered residential rooftop and canopy |  | None | Vivint Solar Developer, LLC | PSE&G | Accepted | 2019-12-02 | 2019-12-05 | 2021-10-30 | SOLAREDGE | SE3800H-US | Inverters | 3800 |  | 1 |  |  | 0.992 |  | Outdoor | Near the Utility Meter
NJSTRE1545387245 | NJSRRE1544456167 | Transition Incentive Program | burlington | 8016 | 13 | 8.71 | Residential | Yes | Behind the Meter | Net-metered residential rooftop and canopy |  | None | Vision Solar LLC | PSE&G | Accepted | 2020-02-14 | 2020-02-18 | 2021-10-30 | enphase | iq7-60-2-us | Inverters | 0.25 |  | 26 |  |  | 0.96 |  | Other | behind panels
NJSTRE1545387251 | NJSRRE1544201372 | Transition Incentive Program | MANASQUAN | 8736 | 17 | 8.51 | Residential | Yes | Behind the Meter | Net-metered residential rooftop and canopy |  | None | Vivint Solar Developer, LLC | JCP&L | Accepted | 2020-01-21 | 2020-01-24 | 2021-10-30 | SOLAREDGE | SE7600H-US | Inverters | 7600 |  | 1 |  |  | 0.992 |  | Outdoor | Near the Utility Meter
NJSTRE1545387263 | NJSRRE1543965677 | Transition Incentive Program | BEACHWOOD | 8722 | 18 | 2.52 | Residential | Yes | Behind the Meter | Net-metered residential rooftop and canopy |  | None | Vivint Solar Developer, LLC | JCP&L | Accepted | 2020-01-06 | 2020-01-08 | 2021-10-30 | SOLAREDGE | SE3800H-US | Inverters | 3800 |  | 1 |  |  | 0.992 |  | Outdoor | Near the Utility Meter
NJSTRE1545387268 | NJSRRE1543848705 | Transition Incentive Program | Little Egg Harbor Township | 8087 | 18 | 2.56 | Residential | Yes | Behind the Meter | Behind the Meter |  | None | Sunrun Installation Services, Inc. | AC Electric | Eligible for TI Program | 2019-12-31 | 2020-01-15 | 2021-10-30 | Enphase Energy | IQ7-60-x-US (240V) | Inverters | 240 |  | 8 |  |  | 0.96 |  | Outdoor | Rooftop
NJSTRE1545387278 | NJSRRE1543496780 | Transition Incentive Program | Roselle Boro | 7203 | 10 | 2.8 | Residential | No | Behind the Meter | Net-metered residential rooftop and canopy |  | None | SunnyMac LLC | PSE&G | Accepted |  | 2019-12-10 | 2021-10-30 | Enphase | IQ7XS-96-ACM-US | Inverters | 0.315 |  | 8 |  |  | 0.99 |  | Outdoor | roof
NJSTRE1545387284 | NJSRRE1543652281 | Transition Incentive Program | Teaneck | 7666 | 7 | 5.18 | Residential | Yes | Behind the Meter | Behind the Meter |  | None | Pro Custom Solar dba Momentum Solar | PSE&G | Eligible for TI Program | 2019-12-23 | 2019-12-27 | 2021-10-30 | Enphase Energy | IQ7PLUS-72-2-US | Inverters | 295 |  | 15 |  |  | 0.97 |  | Outdoor | Roof
NJSTRE1545387291 | NJSRRE1543436814 | Transition Incentive Program | Paterson City | 7524 | 6 | 8.41 | Residential | Yes | Behind the Meter | Behind the Meter |  | None | Sunrun Installation Services, Inc. | PSE&G | Eligible for TI Program | 2019-11-22 | 2019-11-26 | 2021-10-30 | Delta Electronics | M8-TL-US | Inverters | 7680 |  | 1 |  |  | 0.96 |  | Outdoor | Next To Meter
NJSTRE1545387296 | NJSRRE1543422150 | Transition Incentive Program | Elizabeth City | 7202 | 10 | 15.95 | Residential | Yes | Behind the Meter | Behind the Meter |  | None | Sunrun Installation Services, Inc. | PSE&G | Eligible for TI Program | 2019-11-19 | 2019-11-22 | 2021-10-30 | Delta Electronics | M10-TL-US | Inverters | 9600 |  | 1 |  |  | 0.96 |  | Outdoor | Next To Meter
NJSTRE1545387301 | NJSRRE1544545694 | Transition Incentive Program | Cherry Hill | 8002 | 14 | 28.88 | School Other | No | Behind the Meter | Net-metered non-residential rooftop and canopy |  | None | Spectacular Solar | PSE&G | Final As-Built Received | 2020-02-27 | 2020-03-03 | 2021-10-30 | Solar Edge | SE14.4KUS | Inverters | 14400 |  | 2 |  |  | 0.97 |  | Outside | Roof top
NJSTRE1545384758 | NJSRRE1544152941 | Transition Incentive Program | Westampton Twp | 8060 | 13 | 6.41 | Residential | Yes | Behind the Meter | Net-metered residential rooftop and canopy |  | None | Bright Planet Solar | PSE&G | Accepted |  | 2020-01-14 | 2021-10-30 | Solar Edge | SE5000H-USRGM | Inverters | 5000 |  | 1 |  |  | 0.98 |  | Outdoor | Next to meter
NJSTRE1545384769 | NJSRRE1543498260 | Transition Incentive Program | Plainfield | 7063 | 10 | 6.67 | Residential | Yes | Behind the Meter | Behind the Meter |  | None | Sunrun Installation Services, Inc. | PSE&G | Eligible for TI Program | 2019-12-06 | 2019-12-10 | 2021-10-30 | SolarEdge Technologies | SE7600A-USS2RGM | Inverters | 7600 |  | 1 |  |  | 0.96 |  | Outdoor | Next To Meter
NJSTRE1545384791 | NJSRRE1543550224 | Transition Incentive Program | Deptford Township | 8096 | 15 | 5.04 | Residential | Yes | Behind the Meter | Net-metered residential rooftop and canopy |  | None | Suntuity Solar LLC | PSE&G | Accepted | 2019-12-14 | 2019-12-18 | 2021-10-30 | Enphase Energy | IQ7-60-2-US | Inverters | 240 |  | 16 |  |  | 0.97 |  | Outdoor | Behind the PV Modules
NJSTRE1545384812 | NJSRRE1543820279 | Transition Incentive Program | Steelmanville | 8234 | 19 | 16 | Residential | Yes | Behind the Meter | Behind the Meter |  | None | All Season Solar | AC Electric | Eligible for TI Program | 2019-12-26 | 2019-12-31 | 2021-10-30 | Enphase | IQ7 | Inverters | 240 |  | 50 |  |  | 0.97 |  | Outdoor | Under Module
NJSTRE1545384820 | NJSRRE1544501829 | Transition Incentive Program | East Orange | 7018 | 9 | 3.41 | Residential | No | Behind the Meter | Behind the Meter |  | None | Sunrun Installation Services, Inc. | PSE&G | Eligible for TI Program | 2020-02-19 | 2020-02-24 | 2021-10-30 | SolarEdge Technologies | SE3800A-USS2RGM | Inverters | 3800 |  | 1 |  |  | 0.96 |  | Outdoor | Next To Meter
NJSTRE1545384829 | NJSRRE1543467715 | Transition Incentive Program | Morristown | 7960 | 3 | 4.93 | Residential | Yes | Behind the Meter | Behind the Meter |  | None | Sunrun Installation Services, Inc. | JCP&L | Eligible for TI Program | 2019-12-02 | 2019-12-05 | 2021-10-30 | Enphase Energy | IQ7-60-x-US (240V) | Inverters | 240 |  | 17 |  |  | 0.96 |  | Outdoor | Rooftop
NJSTRE1545384832 | NJSRRE1543474604 | Transition Incentive Program | BELLE MEAD | 8502 | 5 | 14.07 | Residential | No | Behind the Meter | Behind the Meter |  | None | Infinity Solar Systems | PSE&G | Eligible for TI Program | 2019-12-03 | 2019-12-05 | 2021-10-30 | ENPHASE | IQ7-60-X-US | Inverters | 240 |  | 42 |  |  | 0.97 |  | Outside | MICROINVERTERS
NJSTRE1545384837 | NJSRRE1544148099 | Transition Incentive Program | Rutherford | 7070 | 7 | 6.4 | Residential | No | Behind the Meter | Behind the Meter |  | None | Sunrun Installation Services, Inc. | PSE&G | Eligible for TI Program | 2020-01-08 | 2020-01-13 | 2021-10-30 | Enphase Energy | IQ7-60-x-US (240V) | Inverters | 240 |  | 20 |  |  | 0.96 |  | Outdoor | Rooftop
NJSTRE1545384880 | NJSRRE1543425715 | Transition Incentive Program | Port Reading | 7064 | 11 | 3.15 | Residential | Yes | Behind the Meter | Behind the Meter |  | None | Pro Custom Solar dba Momentum Solar | PSE&G | Eligible for TI Program | 2019-11-20 | 2019-11-25 | 2021-10-30 | Enphase Energy | IQ6-60-2-US | Inverters | 240 |  | 10 |  |  | 0.97 |  | Outdoor | Roof
NJSTRE1545384885 | NJSRRE1544430958 | Transition Incentive Program | BURLINGTON | 8016 | 13 | 12.92 | Residential | Yes | Behind the Meter | Net-metered residential rooftop and canopy |  | None | Trinity Solar | PSE&G | Accepted |  | 2020-02-13 | 2021-10-30 | Solar Edge | SE10000H-US000BNC4 | Inverters | 10000 |  | 1 |  |  | 0.97 |  | Outdoor | side of hom
NJSTRE1545384898 | NJSRRE1544308942 | Transition Incentive Program | Monroe | 8831 | 11 | 9.6 | Residential | Yes | Behind the Meter | Behind the Meter |  | None | Skyline Solar, LLC | JCP&L | Eligible for TI Program | 2020-01-27 | 2020-01-29 | 2021-10-30 | SolarEdge | SE7600H-US | Inverters | 7600 |  | 1 |  |  | 0.99 |  | Outside | within ten feet of meter
NJSTRE1545307022 |  | Transition Incentive Program | Voorhees | 8043 | 14 | 8.64 | Residential | No | Behind the Meter | Net-metered residential rooftop and canopy |  | None | EMT Renewables | PSE&G | Final As-Built Received | 2020-07-16 | 2020-07-22 | 2021-10-30 | Trina | 320-BLK | Solar Panels |  | 0.32 | 27 | 203 | 29 |  | Fixed | Roof
NJSTRE1545335084 |  | Transition Incentive Program | Perth Amboy | 8861 | 11 | 6.46 | Residential | No | Behind the Meter | Net-metered residential rooftop and canopy |  | None | Trinity Solar | PSE&G | Accepted | 2020-07-23 | 2020-07-29 | 2021-07-29 | Hanwha | Q.PEAK DUO BLK-G6 340 | Solar Panels |  | 0.34 | 10 | 22 | 9 |  | Fixed | Roof
NJSTRE1545335102 |  | Transition Incentive Program | Toms River | 8757 | 18 | 4.76 | Residential | Yes | Behind the Meter | Net-metered residential rooftop and canopy |  | None | Trinity Solar | JCP&L | Accepted | 2020-07-23 | 2020-07-29 | 2021-07-29 | Hanwha | Q.PEAK DUO BLK-G6 340 | Solar Panels |  | 0.34 | 7 | 196 | 23 |  | Fixed | Roof
NJSTRE1545387353 | NJSRRE1544431504 | Transition Incentive Program | Woodbridge Township | 7095 | 11 | 3.1 | Residential | Yes | Behind the Meter | Behind the Meter |  | None | Sunrun Installation Services, Inc. | PSE&G | Eligible for TI Program | 2020-02-11 | 2020-02-14 | 2021-10-30 | Delta Electronics | M4-TL-US | Inverters | 3840 |  | 1 |  |  | 0.96 |  | Outdoor | Next To Meter
NJSTRE1545387356 | NJSRRE1543434999 | Transition Incentive Program | TEANECK | 7666 | 7 | 5.04 | Residential | Yes | Behind the Meter | Net-metered residential rooftop and canopy |  | None | Vivint Solar Developer, LLC | PSE&G | Accepted | 2019-11-26 | 2019-11-26 | 2021-10-30 | Solar Edge | SE3800H-US000BNC4 | Inverters | 3800 |  | 1 |  |  | 0.992 |  | Outdoor | Near the utility meter
NJSTRE1545387359 | NJSRRE1543474180 | Transition Incentive Program | Washington Township | 8012 | 14 | 6.51 | Residential | Yes | Behind the Meter | Behind the Meter |  | None | Orbit Energy & Power, LLC | AC Electric | Eligible for TI Program | 2019-12-03 | 2019-12-05 | 2021-10-30 | ENPHASE | IQ7-60-2-US | Inverters | 0.24 |  | 21 |  |  | 0.99 |  | Outside | ROOF
NJSTRE1545387402 | NJSRRE1543853029 | Transition Incentive Program | Irvington Town | 7111 | 9 | 4.16 | Residential | Yes | Behind the Meter | Behind the Meter |  | None | Posigen NJ LLC | PSE&G | Eligible for TI Program | 2020-01-02 | 2020-01-06 | 2021-10-30 | SolarEdge | SE3800H-US | Inverters | 3800 |  | 1 |  |  | 0.99 |  | Outside | within ten feet of meter
NJSTRE1545387405 | NJSRRE1543447235 | Transition Incentive Program | JERSEY CITY | 7305 | 8 | 2.35 | Residential | No | Behind the Meter | Behind the Meter |  | None | Infinity Solar Systems | PSE&G | Eligible for TI Program | 2019-11-26 | 2019-12-03 | 2021-10-30 | ENPHASE | IQ7-60-X-US | Inverters | 240 |  | 7 |  |  | 0.97 |  | Outside | MICROINVERTERS
NJSTRE1545387407 | NJSRRE1543421571 | Transition Incentive Program | Teaneck | 7666 | 7 | 5.04 | Residential | Yes | Behind the Meter | Behind the Meter |  | None | Trinity Solar | PSE&G | Eligible for TI Program | 2019-11-19 | 2019-11-21 | 2021-10-30 | Solar Edge | SE3800 | Inverters | 3800 |  | 1 |  |  | 0.97 |  | Outside | side of home
NJSTRE1545387412 | NJSRRE1544311134 | Transition Incentive Program | Elizabeth | 7202 | 10 | 5.56 | Residential | No | Behind the Meter | Net-metered residential rooftop and canopy |  | None | SunPower Corporation, Systems | PSE&G | Accepted | 2020-01-28 | 2020-01-30 | 2021-10-30 | SUNPOWER | SPR-E20-327-E-AC | Inverters | 320 |  | 17 |  |  | 0.96 |  | Other | under each panel
NJSTRE1545387430 | NJSRRE1543451873 | Transition Incentive Program | Paterson City | 7502 | 6 | 7.25 | Residential | Yes | Behind the Meter | Behind the Meter |  | None | Sunrun Installation Services, Inc. | PSE&G | Eligible for TI Program | 2019-11-27 | 2019-12-03 | 2021-10-30 | Delta Electronics | M6-TL-US | Inverters | 5760 |  | 1 |  |  | 0.96 |  | Outdoor | Next To Meter
NJSTRE1545387446 | NJSRRE1544184458 | Transition Incentive Program | FRANKLI | 8873 | 5 | 28.06 | Residential | No | Behind the Meter | Behind the Meter |  | None | Infinity Solar Systems | PSE&G | Eligible for TI Program | 2020-01-16 | 2020-01-21 | 2021-10-30 | ENPHASE | IQ7-60-X-US | Inverters | 240 |  | 92 |  |  | 0.97 |  | Outside | MICROINVERTERS
NJSTRE1545387449 | NJSRRE1544436690 | Transition Incentive Program | LONG BRANCH | 7740 | 17 | 6.4 | Residential | Yes | Behind the Meter | Net-metered residential rooftop and canopy |  | None | Vivint Solar Developer, LLC | JCP&L | Accepted | 2020-02-12 | 2020-02-17 | 2021-10-30 | SOLAREDGE | SE7600H-US | Inverters | 7600 |  | 1 |  |  | 0.992 |  | Outdoor | Near the Utility Meter
NJSTRE1545387450 | NJSRRE1543651775 | Transition Incentive Program | Toms River | 8753 | 18 | 14.72 | Residential | Yes | Behind the Meter | Behind the Meter |  | None | GenRenew, LLC | JCP&L | Eligible for TI Program | 2019-12-23 | 2019-12-27 | 2021-10-30 | sunpower | MI-C-320-U208/240-10 | Inverters | 320 |  | 45 |  |  | 0.96 |  | Outdoor | microinverter located under modules
NJSTRE1545335116 |  | Transition Incentive Program | Perth Amboy | 8861 | 11 | 4.08 | Residential | No | Behind the Meter | Net-metered residential rooftop and canopy |  | None | Trinity Solar | PSE&G | Accepted | 2020-07-23 | 2020-07-28 | 2021-07-28 | HANWHA | Q.PEAK DUO BLK-G6 340 | Solar Panels |  | 0.34 | 7 | 202 | 27 |  | Fixed | Roof
NJSTRE1545335104 |  | Transition Incentive Program | NEWARK CITY | 7107 | 9 | 9.46 | Residential | Yes | Behind the Meter | Net-metered residential rooftop and canopy |  | None | Bright Planet Solar | PSE&G | Accepted | 2020-08-07 | 2020-08-07 | 2021-10-30 | LONGI | LR6-60HPB-305M | Solar Panels |  | 0.305 | 20 | 201 | 26 |  | Fixed | Roof
NJSTRE1545387345 | NJSRRE1544308168 | Transition Incentive Program | Ocean Grove | 7756 | 17 | 16.7 | Residential | Yes | Behind the Meter | Net-metered residential rooftop and canopy |  | None | Vivint Solar Developer, LLC | JCP&L | Accepted | 2020-01-27 | 2020-01-29 | 2021-10-30 | SOLAREDGE | SE3800H-US | Inverters | 3800 |  | 1 |  |  | 0.992 |  | Outdoor | Near the Utility Meter
NJSTRE1545387347 | NJSRRE1544374094 | Transition Incentive Program | Keansburg | 7734 | 17 | 9.92 | Residential | Yes | Behind the Meter | Net-metered residential rooftop and canopy |  | None | All Season Solar | JCP&L | Accepted | 2020-02-05 | 2020-02-10 | 2021-10-30 | Enphase | IQ7 | Inverters | 240 |  | 31 |  |  | 0.97 |  | Outdoor | Under Module
NJSTRE1545387363 | NJSRRE1543477656 | Transition Incentive Program | NEPTUNE | 7753 | 17 | 9.77 | Residential | Yes | Behind the Meter | Net-metered residential rooftop and canopy |  | None | Vivint Solar Developer, LLC | JCP&L | Accepted | 2019-12-04 | 2019-12-06 | 2021-10-30 | Solar Edge | SE7600H-US | Inverters | 7600 |  | 1 |  |  | 0.992 |  | Outdoor | Near the utility meter
NJSTRE1545387374 | NJSRRE1544201303 | Transition Incentive Program | Keyport | 7735 | 17 | 6.3 | Residential | Yes | Behind the Meter | Net-metered residential rooftop and canopy |  | None | Vivint Solar Developer, LLC | JCP&L | Accepted | 2020-01-21 | 2020-01-27 | 2021-10-30 | SOLAREDGE | SE7600H-US | Inverters | 7600 |  | 1 |  |  | 0.992 |  | Outdoor | Near the Utility Meter
NJSTRE1545387387 | NJSRRE1544334785 | Transition Incentive Program | Perth Amboy | 8861 | 11 | 6.4 | Residential | Yes | Behind the Meter | Net-metered residential rooftop and canopy |  | None | All Season Solar | PSE&G | Accepted | 2020-01-30 | 2020-02-04 | 2021-10-30 | Enphase | IQ7 | Inverters | 240 |  | 20 |  |  | 0.97 |  | Outdoor | Under Module
NJSTRE1545387393 | NJSRRE1543821191 | Transition Incentive Program | Lakewood | 8701 | 18 | 13.64 | Residential | No | Behind the Meter | Net-metered residential rooftop and canopy |  | None | Powerlutions | JCP&L | Accepted |  | 2019-12-31 | 2021-10-30 | Enphse | IQ7-60-2-US | Inverters | 240 |  | 44 |  |  | 0.99 |  | Outdoor | near meter
NJSTRE1545387394 | NJSRRE1544442710 | Transition Incentive Program | Sewell | 8080 | 15 | 11.06 | Residential | Yes | Behind the Meter | Net-metered residential rooftop and canopy |  | None | Vision Solar LLC | AC Electric | Accepted | 2020-02-13 | 2020-02-18 | 2021-10-30 | enphase | iq7-60-2-us | Inverters | 0.25 |  | 33 |  |  | 0.96 |  | Other | behind panels
NJSTRE1545387400 | NJSRRE1544201126 | Transition Incentive Program | Beachwood | 8722 | 18 | 3.85 | Residential | Yes | Behind the Meter | Behind the Meter |  | None | Pro Custom Solar dba Momentum Solar | JCP&L | Eligible for TI Program | 2020-01-21 | 2020-01-24 | 2021-10-30 | ENPHASE ENERGY | IQ7PLUS-72-2-US | Inverters | 295 |  | 11 |  |  | 0.97 |  | Outdoor | ROOF
NJSTRE1545387418 | NJSRRE1543436808 | Transition Incentive Program | BEVERLY | 8010 | 13 | 9.14 | Residential | Yes | Behind the Meter | Net-metered residential rooftop and canopy |  | None | Vivint Solar Developer, LLC | PSE&G | Accepted | 2019-11-25 | 2019-11-26 | 2021-10-30 | SOLAREDGE | SE7600H-US | Inverters | 7600 |  | 1 |  |  | 0.992 |  | Outdoor | Near the Utility Meter
NJSTRE1545387428 | NJSRRE1543661234 | Transition Incentive Program | Newton | 7860 | 1 | 25.11 | Residential | No | Behind the Meter | Behind the Meter |  | None | 1st Light Energy Inc | JCP&L | Eligible for TI Program | 2019-12-23 | 2019-12-30 | 2021-10-30 | SMA | SB 5.0-1SP-US-41 (240V) | Inverters | 20000 |  | 4 |  |  | 0.97 |  | Outside | within 10 feet of meter
NJSTRE1545387429 | NJSRRE1544465813 | Transition Incentive Program | SOMERSET | 8873 | 5 | 11.52 | Residential | Yes | Behind the Meter | Net-metered residential rooftop and canopy |  | None | Vivint Solar Developer, LLC | PSE&G | Accepted | 2020-02-17 | 2020-02-19 | 2021-10-30 | SolarEdge | SE7600H-US | Inverters | 7600 |  | 1 |  |  | 0.992 |  | Outdoor | Near the utility meter
NJSTRE1545332873 |  | Transition Incentive Program | Kearny Town | 7032 | 8 | 6.1 | Residential | Yes | Behind the Meter | Net-metered residential rooftop and canopy |  | None | Bright Planet Solar | PSE&G | Accepted | 2020-07-23 | 2020-07-27 | 2021-07-27 | LONGI | LR6-60HPB-305M | Solar Panels |  | 0.305 | 10 | 26 | 9 |  | Fixed | Roof
NJSTRE1545332944 | NJSRRE1543065436 | Transition Incentive Program | Gloucester Township | 8029 | 14 | 18.31 | Residential | Yes | Behind the Meter | Net-metered residential rooftop and canopy |  | None | SunnyMac LLC | PSE&G | Accepted |  | 2019-11-13 | 2021-10-30 | SunPower | SPR-E20-327 | Solar Panels |  | 0.327 | 33 | 164 | 28 |  | Fixed | Roof
NJSTRE1545332944 | NJSRRE1543065436 | Transition Incentive Program | Gloucester Township | 8029 | 14 | 18.31 | Residential | Yes | Behind the Meter | Net-metered residential rooftop and canopy |  | None | SunnyMac LLC | PSE&G | Accepted |  | 2019-11-13 | 2021-10-30 | SunPower | SPR-E20-327 | Solar Panels |  | 0.327 | 6 | 74 | 28 |  | Fixed | Roof
NJSTRE1545332948 | NJSRRE1543065234 | Transition Incentive Program | Chatham | 7928 | 3 | 7.71 | Residential | No | Behind the Meter | Net-metered residential rooftop and canopy |  | None | SunnyMac LLC | JCP&L | Accepted |  | 2019-11-13 | 2021-10-30 | SunPower | SPR-X21-335 | Solar Panels |  | 0.335 | 5 | 199 | 28 |  | Fixed | Roof
NJSTRE1545332975 | NJSRRE1544630602 | Transition Incentive Program | Burlington Twp | 8016 | 13 | 6.54 | Residential | Yes | Behind the Meter | Net-metered residential rooftop and canopy |  | None | SunnyMac LLC | PSE&G | Accepted |  | 2020-03-17 | 2021-10-30 | Sun Power | SPR-E20327 | Solar Panels |  | 0.327 | 8 | 231 | 18 |  | Fixed | Roof
NJSTRE1545332975 | NJSRRE1544630602 | Transition Incentive Program | Burlington Twp | 8016 | 13 | 6.54 | Residential | Yes | Behind the Meter | Net-metered residential rooftop and canopy |  | None | SunnyMac LLC | PSE&G | Accepted |  | 2020-03-17 | 2021-10-30 | Sun Power | SPR-E20327 | Solar Panels |  | 0.327 | 6 | 231 | 23 |  | Fixed | Roof
NJSTRE1545332979 | NJSRRE1544472617 | Transition Incentive Program | Jersey City | 7302 | 8 | 5.74 | Residential | No | Behind the Meter | Net-metered residential rooftop and canopy |  | None | SunnyMac LLC | PSE&G | Accepted |  | 2020-02-21 | 2021-10-30 | SunPower | SPR-A-Series410 | Solar Panels |  | 0.41 | 14 | 201 | 4 |  | Fixed | Roof
NJSTRE1545332989 | NJSRRE1544630545 | Transition Incentive Program | Willingboro Twp | 8046 | 13 | 5.23 | Residential | Yes | Behind the Meter | Net-metered residential rooftop and canopy |  | None | SunnyMac LLC | PSE&G | Accepted |  | 2020-03-17 | 2021-10-30 | SunPower | SPR-E20327 | Solar Panels |  | 0.327 | 16 | 206 | 18 |  | Fixed | Roof
NJSTRE1545333005 | NJSRRE1544852550 | Transition Incentive Program | Hightstown | 8520 | 12 | 5.56 | Residential | No | Behind the Meter | Net-metered residential rooftop and canopy |  | None | SunnyMac LLC | JCP&L | Accepted |  | 2020-04-23 | 2021-10-30 | SunPower, | SPR-E20-327 | Solar Panels |  | 0.327 | 17 | 196 | 27 |  | Fixed | Roof
NJSTRE1545333006 | NJSRRE1544775293 | Transition Incentive Program | Bridgeton | 8302 | 20 | 10.79 | Residential | Yes | Behind the Meter | Net-metered residential rooftop and canopy |  | None | SunnyMac LLC | AC Electric | As-Built Incomplete | 2020-03-31 | 2020-04-09 | 2021-10-30 | SunPower | SPRE20327 | Solar Panels |  | 0.327 | 15 | 239 | 27 |  | Fixed | Roof
NJSTRE1545333022 |  | Transition Incentive Program | Kearny | 7032 | 8 | 6.46 | Residential | No | Behind the Meter | Net-metered residential rooftop and canopy |  | None | Trinity Solar | PSE&G | Accepted | 2020-07-23 | 2020-07-29 | 2021-07-29 | Hanwha | Q.PEAK DUO BLK-G6 340 | Solar Panels |  | 0.34 | 8 | 297 | 16 |  | Fixed | Roof
NJSTRE1545333030 |  | Transition Incentive Program | Mckee City | 8234 | 19 | 8.37 | Residential | Yes | Behind the Meter | Net-metered residential rooftop and canopy |  | None | Bright Planet Solar | AC Electric | Accepted | 2020-07-23 | 2020-07-27 | 2021-07-27 | LONGI | LR6-60HPB-310M | Solar Panels |  | 0.31 | 11 | 110 | 33 |  | Fixed | Roof
NJSTRE1545333037 |  | Transition Incentive Program | Blenheim | 8012 | 14 | 8.84 | Residential | No | Behind the Meter | Net-metered residential rooftop and canopy |  | None | NJ Solar Power, LLC | PSE&G | Accepted | 2020-07-23 | 2020-07-28 | 2021-07-28 | panasonic | vbhn340sa17 | Solar Panels |  | 0.34 | 26 | 185 | 27 |  | Fixed | Roof
NJSTRE1545387265 | NJSRRE1544317055 | Transition Incentive Program | Hillsborough township | 8844 | 5 | 9.3 | Residential | No | Behind the Meter | Behind the Meter |  | None | Sunrun Installation Services, Inc. | JCP&L | Eligible for TI Program | 2020-01-28 | 2020-01-31 | 2021-10-30 | Enphase Energy | IQ7-60-x-US (240V) | Inverters | 240 |  | 30 |  |  | 0.96 |  | Outdoor | Rooftop
NJSTRE1545387286 | NJSRRE1543498274 | Transition Incentive Program | ROBBINSVILLE | 8691 | 12 | 11.34 | Residential | No | Behind the Meter | Net-metered residential rooftop and canopy |  | None | Tesla Energy Operations Inc | JCP&L | Final As-Built Received | 2019-12-06 | 2019-12-10 | 2021-10-30 | SOLAREDGE | SE10000H-US | Inverters | 10000 |  | 1 |  |  | 0.99 |  | Outdoor | Outdoor
NJSTRE1545387321 | NJSRRE1544540620 | Transition Incentive Program | Sicklerville | 8081 | 14 | 9.18 | Residential | Yes | Behind the Meter | Behind the Meter |  | None | Trinity Solar | AC Electric | Eligible for TI Program | 2020-02-26 | 2020-03-02 | 2021-10-30 | Solar Edge | SE7600 | Inverters | 7600 |  | 1 |  |  | 0.97 |  | Outside | side of home
NJSTRE1545387322 | NJSRRE1544165108 | Transition Incentive Program | Rockaway | 7866 | 3 | 14.88 | Residential | Yes | Behind the Meter | Behind the Meter |  | None | Sunrun Installation Services, Inc. | JCP&L | Eligible for TI Program | 2020-01-14 | 2020-01-17 | 2021-10-30 | Delta Electronics | M10-TL-US | Inverters | 9600 |  | 1 |  |  | 0.96 |  | Outdoor | Next To Meter
NJSTRE1545387325 | NJSRRE1544311123 | Transition Incentive Program | CHERRY HILL | 8002 | 14 | 9.14 | Residential | Yes | Behind the Meter | Net-metered residential rooftop and canopy |  | None | Vivint Solar Developer, LLC | PSE&G | Accepted | 2020-01-28 | 2020-01-30 | 2021-10-30 | SolarEdge | SE3800H-US | Inverters | 3800 |  | 2 |  |  | 0.992 |  | Outdoor | Near the utility meter
NJSTRE1545387332 | NJSRRE1543464182 | Transition Incentive Program | Millville | 8332 | 20 | 2.64 | Residential | Yes | Behind the Meter | Behind the Meter |  | None | Sunrun Installation Services, Inc. | AC Electric | Eligible for TI Program | 2019-12-02 | 2019-12-04 | 2021-10-30 | Enphase Energy | IQ7-60-x-US (240V) | Inverters | 240 |  | 8 |  |  | 0.96 |  | Outdoor | Rooftop
NJSTRE1545387334 | NJSRRE1543501618 | Transition Incentive Program | MANAHAWKIN | 8050 | 18 | 5.99 | Residential | Yes | Behind the Meter | Net-metered residential rooftop and canopy |  | None | Vivint Solar Developer, LLC | AC Electric | Accepted | 2019-12-09 | 2019-12-11 | 2021-10-30 | SOLAREDGE | SE7600H-US | Inverters | 7600 |  | 1 |  |  | 0.992 |  | Outdoor | Near the Utility Meter
NJSTRE1545332948 | NJSRRE1543065234 | Transition Incentive Program | Chatham | 7928 | 3 | 7.71 | Residential | No | Behind the Meter | Net-metered residential rooftop and canopy |  | None | SunnyMac LLC | JCP&L | Accepted |  | 2019-11-13 | 2021-10-30 | SunPower | SPR-X21-335 | Solar Panels |  | 0.335 | 9 | 199 | 30 |  | Fixed | Roof
NJSTRE1545332959 | NJSRRE1543651584 | Transition Incentive Program | Vineland | 8360 | 20 | 4.58 | Residential | Yes | Behind the Meter | Net-metered residential rooftop and canopy |  | None | SunnyMac LLC | Vineland Muni Electric | Accepted |  | 2019-12-27 | 2021-10-30 | Sunpower | SRP-E20-327 | Solar Panels |  | 0.327 | 14 | 183 | 34 |  | Fixed | Roof
NJSTRE1545332968 | NJSRRE1543547216 | Transition Incentive Program | Carteret Boro | 7008 | 11 | 13.08 | Residential | Yes | Behind the Meter | Net-metered residential rooftop and canopy |  | None | SunnyMac LLC | PSE&G | Accepted |  | 2019-12-17 | 2021-10-30 | SunPower | SPR-E20327 | Solar Panels |  | 0.327 | 18 | 90 | 22 |  | Fixed | Roof
NJSTRE1545332968 | NJSRRE1543547216 | Transition Incentive Program | Carteret Boro | 7008 | 11 | 13.08 | Residential | Yes | Behind the Meter | Net-metered residential rooftop and canopy |  | None | SunnyMac LLC | PSE&G | Accepted |  | 2019-12-17 | 2021-10-30 | SunPower | SPR-E20327 | Solar Panels |  | 0.327 | 11 | 270 | 22 |  | Fixed | Roof
NJSTRE1545332978 | NJSRRE1544311057 | Transition Incentive Program | Cherry Hill Twp | 8002 | 14 | 5.23 | Residential | No | Behind the Meter | Net-metered residential rooftop and canopy |  | None | SunnyMac LLC | PSE&G | Accepted |  | 2020-01-30 | 2021-10-30 | SunPower, | SPR-E20-327 | Solar Panels |  | 0.327 | 2 | 40 | 20 |  | Fixed | Roof
NJSTRE1545333009 | NJSRRE1544905065 | Transition Incentive Program | BORDENTOWN TWP | 8505 | 13 | 14.72 | Residential | Yes | Behind the Meter | Net-metered residential rooftop and canopy |  | None | SunnyMac LLC | PSE&G | Accepted |  | 2020-04-30 | 2021-10-30 | SunPower, | SPR-E20 327 | Solar Panels |  | 0.327 | 7 | 98 | 44 |  | Fixed | Roof
NJSTRE1545332812 |  | Transition Incentive Program | BLOOMFIELD | 7003 | 9 | 3.06 | Residential | Yes | Behind the Meter | Net-metered residential rooftop and canopy |  | PSEG | Vision Solar LLC | PSE&G | Accepted | 2020-07-23 | 2020-07-27 | 2021-07-27 | HANWHA Q-CELLS | Q.PEAK DUO-G6 340 | Solar Panels |  | 0.34 | 7 | 204 | 32 |  | Fixed | Roof
NJSTRE1545332836 |  | Transition Incentive Program | Morganville | 7751 | 17 | 10.88 | Residential | No | Behind the Meter | Net-metered residential rooftop and canopy |  | None | Whitman Construction, LLC | JCP&L | Accepted | 2020-07-23 | 2020-07-27 | 2021-07-27 | trina | TSM-320 DD05H.05 | Solar Panels |  | 0.32 | 14 | 115 | 20 |  | Fixed | Roof
NJSTRE1545332853 |  | Transition Incentive Program | Wayne TWP | 7470 | 6 | 7.32 | Residential | Yes | Behind the Meter | Net-metered residential rooftop and canopy |  | None | Bright Planet Solar | PSE&G | Accepted | 2020-07-23 | 2020-07-27 | 2021-07-27 | LONGI | LR6-60HPB-305M | Solar Panels |  | 0.305 | 5 | 261 | 18 |  | Fixed | Roof
NJSTRE1545332865 |  | Transition Incentive Program | Millville | 8332 | 20 | 6.65 | Residential | Yes | Behind the Meter | Net-metered residential rooftop and canopy |  | None | Pro Custom Solar dba Momentum Solar | AC Electric | Accepted | 2020-07-23 | 2020-07-28 | 2021-07-28 | LG ELECTRONICS | LG 350N1C-V5 | Solar Panels |  | 0.35 | 3 | 210 | 26 |  | Fixed | Roof
NJSTRE1545332930 |  | Transition Incentive Program | Pennsauken | 8110 | 14 | 5.1 | Residential | Yes | Behind the Meter | Net-metered residential rooftop and canopy |  | None | Trinity Solar | PSE&G | Final As-Built Received | 2020-07-23 | 2020-07-29 | 2021-10-30 | Hanwha | Q.PEAK DUO BLK-G6 340 | Solar Panels |  | 0.34 | 5 | 241 | 22 |  | Fixed | Roof
NJSTRE1545332960 | NJSRRE1543553100 | Transition Incentive Program | UPPER FREEHOLD TWP | 8501 | 17 | 28.45 | Residential | Yes | Behind the Meter | Net-metered residential rooftop and canopy |  | None | SunnyMac LLC | PSE&G | Accepted |  | 2019-12-19 | 2021-10-30 | SunPower | SPR-E20327 | Solar Panels |  | 0.327 | 48 | 212 | 43 |  | Fixed | Roof
NJSTRE1545332977 | NJSRRE1544547853 | Transition Incentive Program | Gloucester Township | 8012 | 14 | 8.5 | Residential | Yes | Behind the Meter | Net-metered residential rooftop and canopy |  | None | SunnyMac LLC | PSE&G | Accepted |  | 2020-03-03 | 2021-10-30 | SunPower | SPR-E20327 | Solar Panels |  | 0.327 | 26 | 255 | 23 |  | Fixed | Roof
NJSTRE1545332997 | NJSRRE1544562336 | Transition Incentive Program | Williamstown | 8094 | 15 | 9.81 | Residential | Yes | Behind the Meter | Net-metered residential rooftop and canopy |  | None | SunnyMac LLC | AC Electric | Accepted |  | 2020-03-05 | 2021-10-30 | SunPower | SPR-E20327 | Solar Panels |  | 0.327 | 30 | 112 | 23 |  | Fixed | Roof
NJSTRE1545332998 | NJSRRE1544768593 | Transition Incentive Program | Palisades Park Boro | 7650 | 7 | 5.89 | Residential | Yes | Behind the Meter | Net-metered residential rooftop and canopy |  | None | SunnyMac LLC | PSE&G | Accepted |  | 2020-04-01 | 2021-10-30 | SunPower | SPR-E20327 | Solar Panels |  | 0.327 | 18 | 217 | 20 |  | Fixed | Roof
NJSTRE1545333003 | NJSRRE1544342346 | Transition Incentive Program | Willingboro Twp | 8046 | 13 | 11.77 | Residential | Yes | Behind the Meter | Net-metered residential rooftop and canopy |  | None | SunnyMac LLC | PSE&G | Accepted |  | 2020-02-07 | 2021-10-30 | SunPower | SPR-E20327 | Solar Panels |  | 0.327 | 34 | 149 | 31 |  | Fixed | Roof
NJSTRE1545333009 | NJSRRE1544905065 | Transition Incentive Program | BORDENTOWN TWP | 8505 | 13 | 14.72 | Residential | Yes | Behind the Meter | Net-metered residential rooftop and canopy |  | None | SunnyMac LLC | PSE&G | Accepted |  | 2020-04-30 | 2021-10-30 | SunPower | SPR-E20 327 | Solar Panels |  | 0.327 | 4 | 188 | 32 |  | Fixed | Roof
NJSTRE1545333016 | NJSRRE1544768847 | Transition Incentive Program | Turnersville | 8012 | 14 | 11.77 | Residential | No | Behind the Meter | Net-metered residential rooftop and canopy |  | None | SunnyMac LLC | AC Electric | Accepted |  | 2020-04-01 | 2021-10-30 | SunPower | SPRE20327 | Solar Panels |  | 0.327 | 9 | 155 | 23 |  | Fixed | Roof
NJSTRE1545333019 | NJSRRE1544775260 | Transition Incentive Program | Williamstown | 8094 | 15 | 16.35 | Residential | Yes | Behind the Meter | Net-metered residential rooftop and canopy |  | None | SunnyMac LLC | AC Electric | Accepted | 2020-03-31 | 2020-04-09 | 2021-10-30 | SunPower | SPRE20327 | Solar Panels |  | 0.327 | 10 | 271 | 44 |  | Fixed | Roof
NJSTRE1545387381 | NJSRRE1544185790 | Transition Incentive Program | Paterson | 7504 | 6 | 8.68 | Residential | Yes | Behind the Meter | Behind the Meter |  | None | Sunrun Installation Services, Inc. | PSE&G | Eligible for TI Program | 2020-01-16 | 2020-01-22 | 2021-10-30 | Delta Electronics | M8-TL-US | Inverters | 7680 |  | 1 |  |  | 0.96 |  | Outdoor | Next To Meter
NJSTRE1545387386 | NJSRRE1544441316 | Transition Incentive Program | Morganville | 7751 | 17 | 8.85 | Residential | Yes | Behind the Meter | Net-metered residential rooftop and canopy |  | None | Bright Planet Solar | JCP&L | Accepted |  | 2020-02-17 | 2021-10-30 | SOLAR EDGE | SE7600H-USRGM | Inverters | 7600 |  | 1 |  |  | 0.98 |  | Outdoor | OUTSIDE
NJSTRE1545387390 | NJSRRE1543436670 | Transition Incentive Program | SOMERSET | 8873 | 5 | 14.18 | Residential | Yes | Behind the Meter | Net-metered residential rooftop and canopy |  | None | Vivint Solar Developer, LLC | PSE&G | Final As-Built Received | 2019-11-25 | 2019-11-26 | 2021-10-30 | SOLAREDGE | SE10000H-US | Inverters | 10000 |  | 1 |  |  | 0.992 |  | Outdoor | Near the Utility Meter
NJSTRE1545387410 | NJSRRE1544333312 | Transition Incentive Program | Absecon | 8201 | 19 | 24.32 | Residential | No | Behind the Meter | Net-metered residential ground mount |  | None | Castle Energy, LLC | AC Electric | Accepted | 2020-01-30 | 2020-02-03 | 2021-10-30 | Enphase Energy | IQ7-60-2-US | Inverters | 240 |  | 76 |  |  | 0.967 |  | Outdoor | under each solar panel
NJSTRE1545387416 | NJSRRE1544413058 | Transition Incentive Program | Middlesex | 8846 | 11 | 4.1 | Residential | No | Behind the Meter | Net-metered residential rooftop and canopy |  | None | Trinity Solar | PSE&G | Final As-Built Received |  | 2020-02-10 | 2021-10-30 | Solar Edge | SE3800 | Inverters | 3800 |  | 1 |  |  | 0.97 |  | Indoor | Garage
NJSTRE1545387422 | NJSRRE1544549988 | Transition Incentive Program | Washington Twp | 8012 | 14 | 5.89 | Residential | Yes | Behind the Meter | Net-metered residential rooftop and canopy |  | None | Castle Energy, LLC | AC Electric | Accepted | 2020-02-28 | 2020-03-03 | 2021-10-30 | SunPower | SPR-E20-327-C-AC | Inverters | 320 |  | 18 |  |  | 0.975 |  | Outdoor | on the rooftop under each solar panel
NJSTRE1545387433 | NJSRRE1543434194 | Transition Incentive Program | Milford | 8848 | 4 | 13.63 | Residential | No | Behind the Meter | Behind the Meter |  | None | Sunrun Installation Services, Inc. | JCP&L | Eligible for TI Program | 2019-11-21 | 2019-11-26 | 2021-10-30 | Delta Electronics | M6-TL-US | Inverters | 5760 |  | 1 |  |  | 0.96 |  | Outdoor | Next To Meter
NJSTRE1545387437 | NJSRRE1544547515 | Transition Incentive Program | Princeton Junction | 8550 | 12 | 9.1 | Residential | No | Behind the Meter | Behind the Meter |  | None | Pro Custome DBA Momentum Solar | PSE&G | Eligible for TI Program | 2020-02-27 | 2020-03-03 | 2021-10-30 | Enphase Energy | IQ7PLUS-72-2-US | Inverters | 295 |  | 26 |  |  | 0.97 |  | Outdoor | roof
NJSTRE1545387438 | NJSRRE1544199144 | Transition Incentive Program | Camden | 8105 | 14 | 5.12 | Residential | Yes | Behind the Meter | Behind the Meter |  | None | Skyline Solar, LLC | PSE&G | Eligible for TI Program | 2020-01-20 | 2020-01-23 | 2021-10-30 | SolarEdge | SE3800H-US | Inverters | 3800 |  | 1 |  |  | 0.99 |  | Outside | within ten feet of meter
NJSTRE1545387443 | NJSRRE1544166261 | Transition Incentive Program | Monroe | 8831 | 11 | 15.08 | Residential | No | Behind the Meter | Net-metered residential rooftop and canopy |  | None | Morgan Associates and Consulting LLC | JCP&L | Accepted |  | 2020-01-20 | 2021-10-30 | Enphase | IQ7 | Inverters | 0.24 |  | 45 |  |  | 0.98 |  | Outside | roof
NJSTRE1545325767 |  | Transition Incentive Program | Colts Neck, NJ | 7722 | 17 | 9.52 | Residential | No | Behind the Meter | Net-metered residential rooftop and canopy |  | None | Tesla Energy Operations Inc. | JCP&L | Accepted | 2020-07-22 | 2020-07-27 | 2021-07-27 | Hanwha Q-Cells | Q.Peak DUO BLK-G6+/SC340 | Solar Panels |  | 0.34 | 16 | 118 | 30 |  | Fixed | Roof
NJSTRE1545326298 |  | Transition Incentive Program | Ridgefield | 7657 | 7 | 5.96 | Residential | No | Behind the Meter | Net-metered residential rooftop and canopy |  | None | Tesla Energy Operations Inc. | PSE&G | Accepted | 2020-07-22 | 2020-07-27 | 2021-07-27 | Tesla | SR60T1 | Solar Panels |  | 0.05847 | 60 | 147 | 18 |  | Fixed | Roof
NJSTRE1545387454 | NJSRRE1544166264 | Transition Incentive Program | Ventnor City | 8406 | 19 | 6.3 | Residential | Yes | Behind the Meter | Net-metered residential rooftop and canopy |  | None | Suntuity Solar LLC | AC Electric | Accepted | 2020-01-15 | 2020-01-20 | 2021-10-30 | Enphase Energy | IQ7-60-2-US | Inverters | 240 |  | 20 |  |  | 0.97 |  | Outdoor | Behind the PV Modules
NJSTRE1545387460 | NJSRRE1544348655 | Transition Incentive Program | Bradley Beach | 7720 | 17 | 9.3 | Residential | Yes | Behind the Meter | Behind the Meter |  | None | Sunrun Installation Services, Inc. | JCP&L | Eligible for TI Program | 2020-02-03 | 2020-02-06 | 2021-10-30 | Delta Electronics | M4-TL-US | Inverters | 3840 |  | 2 |  |  | 0.96 |  | Outdoor | Next To Meter
NJSTRE1545387466 | NJSRRE1543662592 | Transition Incentive Program | Brick | 8724 | 18 | 7.25 | Residential | Yes | Behind the Meter | Behind the Meter |  | None | Pro Custom Solar dba Momentum Solar | JCP&L | Eligible for TI Program | 2019-12-23 | 2019-12-30 | 2021-10-30 | Enphase Energy | IQ6-60-2-US | Inverters | 240 |  | 23 |  |  | 0.97 |  | Outdoor | Roof
NJSTRE1545387472 | NJSRRE1544348726 | Transition Incentive Program | CLIFTON CITY | 7011 | 6 | 8.68 | Residential | Yes | Behind the Meter | Behind the Meter |  | None | Sunrun Installation Services, Inc. | PSE&G | Eligible for TI Program | 2020-02-03 | 2020-02-06 | 2021-10-30 | Delta Electronics | M8-TL-US | Inverters | 7680 |  | 1 |  |  | 0.96 |  | Outdoor | Next To Meter
NJSTRE1545387480 | NJSRRE1544192800 | Transition Incentive Program | Pleasantville | 8232 | 19 | 12.06 | Residential | No | Behind the Meter | Net-metered residential rooftop and canopy |  | None | Castle Energy, LLC | AC Electric | Accepted |  | 2020-01-22 | 2021-10-30 | Enphase Energy | IQ7PLUS-72-2-US | Inverters | 290 |  | 36 |  |  | 0.967 |  | Outdoor | on the rooftop under each solar panel
NJSTRE1545387484 | NJSRRE1544308849 | Transition Incentive Program | Erial | 8081 | 14 | 9.6 | Residential | Yes | Behind the Meter | Behind the Meter |  | None | Skyline Solar, LLC | AC Electric | Eligible for TI Program | 2020-01-27 | 2020-01-29 | 2021-10-30 | SolarEdge | SE7600H-US | Inverters | 7600 |  | 1 |  |  | 0.99 |  | Outside | within ten feet of meter
NJSTRE1545387489 | NJSRRE1543565026 | Transition Incentive Program | Englewood | 7631 | 7 | 6.3 | Residential | Yes | Behind the Meter | Net-metered residential rooftop and canopy |  | None | Vivint Solar Developer, LLC | PSE&G | Accepted | 2019-12-18 | 2019-12-23 | 2021-10-30 | SOLAREDGE | SE7600H-US | Inverters | 7600 |  | 1 |  |  | 0.992 |  | Outdoor | Near the Utility Meter
NJSTRE1545387494 | NJSRRE1543852904 | Transition Incentive Program | HAZLET | 7730 | 17 | 10.71 | Residential | Yes | Behind the Meter | Net-metered residential rooftop and canopy |  | None | Vivint Solar Developer, LLC | JCP&L | Accepted | 2020-01-02 | 2020-01-06 | 2021-10-30 | SolarEdge Technologies | SE7600H-US | Inverters | 7600 |  | 1 |  |  | 0.992 |  | Outdoor | Near the utility meter
NJSTRE1545387498 | NJSRRE1543547777 | Transition Incentive Program | Lincroft | 7738 | 17 | 12.77 | Residential | No | Behind the Meter | Behind the Meter |  | None | Sunrun Installation Services, Inc. | JCP&L | Eligible for TI Program | 2019-12-13 | 2019-12-18 | 2021-10-30 | SolarEdge Technologies | SE7600A-USS2RGM | Inverters | 7600 |  | 1 |  |  | 0.96 |  | Outdoor | Next To Meter
NJSTRE1545387499 | NJSRRE1543513058 | Transition Incentive Program | Landing | 7850 | 3 | 9.57 | Residential | Yes | Behind the Meter | Behind the Meter |  | None | Sunrun Installation Services, Inc. | JCP&L | Eligible for TI Program | 2019-12-11 | 2019-12-16 | 2021-10-30 | Delta Electronics | M6-TL-US | Inverters | 5760 |  | 1 |  |  | 0.96 |  | Outdoor | Next To Meter
NJSTRE1545387503 | NJSRRE1544414657 | Transition Incentive Program | GALLOWAY | 8205 | 19 | 8.96 | Residential | Yes | Behind the Meter | Net-metered residential rooftop and canopy |  | None | Vivint Solar Developer, LLC | AC Electric | Accepted | 2020-02-07 | 2020-02-11 | 2021-10-30 | SolarEdge | SE7600H-US | Inverters | 7600 |  | 1 |  |  | 0.992 |  | Outdoor | Near the utility meter
NJSTRE1545387513 | NJSRRE1543547764 | Transition Incentive Program | Somerset | 8873 | 5 | 7.88 | Residential | Yes | Behind the Meter | Behind the Meter |  | None | Pro Custom Solar dba Momentum Solar | PSE&G | Eligible for TI Program | 2019-12-13 | 2019-12-18 | 2021-10-30 | Enphase Energy | IQ6-60-2-US | Inverters | 230 |  | 25 |  |  | 0.97 |  | Outdoor | Roof
NJSTRE1545333047 |  | Transition Incentive Program | Clifton | 7011 | 6 | 4.08 | Residential | Yes | Behind the Meter | Net-metered residential rooftop and canopy |  | None | Trinity Solar | PSE&G | Accepted | 2020-07-23 | 2020-07-29 | 2021-07-29 | Hanwha | Q.PEAK DUO BLK-G6 340 | Solar Panels |  | 0.34 | 12 | 241 | 45 |  | Fixed | Roof
NJSTRE1545335104 |  | Transition Incentive Program | NEWARK CITY | 7107 | 9 | 9.46 | Residential | Yes | Behind the Meter | Net-metered residential rooftop and canopy |  | None | Bright Planet Solar | PSE&G | Accepted | 2020-08-07 | 2020-08-07 | 2021-10-30 | LONGI | LR6-60HPB-305M | Solar Panels |  | 0.305 | 11 | 21 | 26 |  | Fixed | Roof
NJSTRE1545335106 |  | Transition Incentive Program | Paterson | 7513 | 6 | 8.16 | Residential | No | Behind the Meter | Net-metered residential rooftop and canopy |  | None | Trinity Solar | PSE&G | Final As-Built Received | 2020-07-23 | 2020-07-29 | 2021-10-30 | Hanwha 340 | Q.PEAK DUO BLK-G6 340 | Solar Panels |  | 0.34 | 16 | 99 | 30 |  | Fixed | Roof
NJSTRE1545335162 |  | Transition Incentive Program | Perth Amboy | 8861 | 11 | 6.4 | Residential | No | Behind the Meter | Net-metered residential rooftop and canopy |  | None | New Jersey Suntech | PSE&G | Accepted | 2020-07-23 | 2020-07-28 | 2021-07-28 | Jinko | JKM320-M | Solar Panels |  | 0.32 | 10 | 180 | 32 |  | Fixed | Roof
NJSTRE1545335175 |  | Transition Incentive Program | Wayne | 7470 | 6 | 8.25 | Residential | Yes | Behind the Meter | Net-metered residential rooftop and canopy |  | None | Sunrun, Inc. | PSE&G | Accepted | 2020-07-23 | 2020-07-28 | 2021-07-28 | LG Electronics | LG330N1C-A5 | Solar Panels |  | 0.33 | 17 | 108 | 23 |  | Fixed | Roof
NJSTRE1545387279 | NJSRRE1543672334 | Transition Incentive Program | Howell | 7731 | 17 | 15.68 | Commercial | No | Behind the Meter | Net-metered non-residential rooftop and canopy |  | None | Powerlutions | JCP&L | Accepted |  | 2019-12-30 | 2021-10-30 | SolarEdge | SE14.4KUS | Inverters | 14.4 |  | 1 |  |  | 0.99 |  | Outdoor | near meter
NJSTRE1545387285 | NJSRRE1544356650 | Transition Incentive Program | VOORHEES | 8043 | 14 | 4.1 | Residential | Yes | Behind the Meter | Net-metered residential rooftop and canopy |  | None | Vivint Solar Developer, LLC | PSE&G | Accepted | 2020-02-05 | 2020-02-07 | 2021-10-30 | SolarEdge | SE3800H-US | Inverters | 3800 |  | 1 |  |  | 0.992 |  | Outdoor | Near the utility meter
NJSTRE1545387296 | NJSRRE1543422150 | Transition Incentive Program | Elizabeth City | 7202 | 10 | 15.95 | Residential | Yes | Behind the Meter | Behind the Meter |  | None | Sunrun Installation Services, Inc. | PSE&G | Eligible for TI Program | 2019-11-19 | 2019-11-22 | 2021-10-30 | Delta Electronics | M6-TL-US | Inverters | 5760 |  | 1 |  |  | 0.96 |  | Outdoor | Next To Meter
NJSTRE1545387302 | NJSRRE1543557363 | Transition Incentive Program | Middletown | 7748 | 17 | 7.88 | Residential | Yes | Behind the Meter | Net-metered residential rooftop and canopy |  | None | Vivint Solar Developer, LLC | JCP&L | Accepted | 2019-12-20 | 2019-12-20 | 2021-10-30 | Solar Edge | SE7600H-US | Inverters | 7600 |  | 1 |  |  | 0.992 |  | Outdoor | Near the utility meter
NJSTRE1545387308 | NJSRRE1543586594 | Transition Incentive Program | clementon | 8021 | 14 | 72.38 | Commercial | Yes | Behind the Meter | Behind the Meter |  | None | Hytek Energy | AC Electric | Eligible for TI Program | 2019-12-30 | 2019-12-30 | 2021-10-30 | solaredge | 43.2 | Inverters | 43200 |  | 1 |  |  | 0.98 |  | Outdoor | attached to building
NJSTRE1545387309 | NJSRRE1544112545 | Transition Incentive Program | CLIFTON | 7014 | 6 | 9.61 | Residential | No | Behind the Meter | Net-metered residential rooftop and canopy |  | None | United solar | PSE&G | Accepted | 2020-01-07 | 2020-01-09 | 2021-10-30 | SQUARE D | D222NRB | Inverters | 240 |  | 15 |  |  | 0.97 |  | Outdoor | ROOFTOP
NJSTRE1545387329 | NJSRRE1543555932 | Transition Incentive Program | Bayonne | 7002 | 8 | 4.1 | Residential | Yes | Behind the Meter | Behind the Meter |  | None | Pro Custom Solar dba Momentum Solar | PSE&G | Eligible for TI Program | 2019-12-17 | 2019-12-20 | 2021-10-30 | Enphase Energy | IQ6-60-2-US | Inverters | 230 |  | 13 |  |  | 0.97 |  | Outdoor | Roof
NJSTRE1545387339 | NJSRRE1544524617 | Transition Incentive Program | Boonton | 7005 | 3 | 3.41 | Residential | Yes | Behind the Meter | Behind the Meter |  | None | Sunrun Installation Services, Inc. | JCP&L | Eligible for TI Program | 2020-02-24 | 2020-02-27 | 2021-10-30 | Enphase Energy | IQ7-60-x-US (240V) | Inverters | 240 |  | 11 |  |  | 0.96 |  | Outdoor | Rooftop
NJSTRE1545387308 | NJSRRE1543586594 | Transition Incentive Program | clementon | 8021 | 14 | 72.38 | Commercial | Yes | Behind the Meter | Behind the Meter |  | None | Hytek Energy | AC Electric | Eligible for TI Program | 2019-12-30 | 2019-12-30 | 2021-10-30 | solaredge | 14.4 | Inverters | 43200 |  | 2 |  |  | 0.98 |  | Outdoor | attached to building
NJSTRE1545387314 | NJSRRE1544130366 | Transition Incentive Program | wanaque | 7465 | 6 | 4.1 | Residential | No | Behind the Meter | Net-metered residential rooftop and canopy |  | None | Vision Solar LLC | JCP&L | Accepted | 2020-01-07 | 2020-01-10 | 2021-10-30 | enphase | iq7-60-2-us | Inverters | 0.25 |  | 13 |  |  | 0.96 |  | Other | behind panels
NJSTRE1545387315 | NJSRRE1544512232 | Transition Incentive Program | New Egypt | 8533 | 18 | 5.87 | Residential | Yes | Behind the Meter | Behind the Meter |  | None | Sunrun Installation Services, Inc. | JCP&L | Eligible for TI Program | 2020-02-20 | 2020-02-24 | 2021-10-30 | Enphase Energy | IQ7PLUS-72-x-US (240V) | Inverters | 290 |  | 17 |  |  | 0.96 |  | Outdoor | Rooftop
NJSTRE1545387330 | NJSRRE1544524218 | Transition Incentive Program | Elizabeth | 7201 | 10 | 7.82 | Residential | No | Behind the Meter | Behind the Meter |  | None | Pro Custom Solar dba Momentum Solar | PSE&G | Eligible for TI Program | 2020-02-24 | 2020-02-26 | 2021-10-30 | Enphase Energy | IQ7-60-2-US | Inverters | 250 |  | 23 |  |  | 0.97 |  | Outdoor | roof
NJSTRE1545387335 | NJSRRE1543532517 | Transition Incentive Program | Franklin Park | 8823 | 5 | 13.23 | Residential | No | Behind the Meter | Net-metered residential rooftop and canopy |  | None | Vivint Solar Developer, LLC | PSE&G | Accepted | 2019-12-12 | 2019-12-16 | 2021-10-30 | SOLAREDGE | SE7600H-US | Inverters | 7600 |  | 1 |  |  | 0.992 |  | Outdoor | Near the Utility Meter
NJSTRE1545387361 | NJSRRE1543651810 | Transition Incentive Program | Sicklerville | 8081 | 14 | 24.05 | Residential | No | Behind the Meter | Behind the Meter |  | None | Sunny Corp | AC Electric | Eligible for TI Program | 2019-12-23 | 2019-12-27 | 2021-10-30 | ENPHASE | IQ7X | Inverters | 1.37 |  | 74 |  |  | 0.1 |  | Outdoor | ON ROOF
NJSTRE1545387368 | NJSRRE1543827337 | Transition Incentive Program | Roselle | 7203 | 10 | 6.08 | Residential | Yes | Behind the Meter | Behind the Meter |  | None | Sunrun Installation Services, Inc. | PSE&G | Eligible for TI Program | 2019-12-30 | 2020-01-03 | 2021-10-30 | Delta Electronics | M5-TL-US | Inverters | 4800 |  | 1 |  |  | 0.96 |  | Outdoor | Next To Meter
NJSTRE1545387371 | NJSRRE1544472595 | Transition Incentive Program | South Brunswick Township | 8852 | 11 | 8.71 | Residential | No | Behind the Meter | Net-metered residential rooftop and canopy |  | None | SunnyMac LLC | PSE&G | Accepted |  | 2020-02-21 | 2021-10-30 | Enphase | IQ7XS-96-ACM-US | Inverters | 0.315 |  | 26 |  |  | 0.99 |  | Outdoor | roof
NJSTRE1545387372 | NJSRRE1544352457 | Transition Incentive Program | Forked River | 8731 | 18 | 19.22 | Residential | No | Behind the Meter | Behind the Meter |  | None | Trinity Solar | JCP&L | Eligible for TI Program | 2020-02-04 | 2020-02-07 | 2021-10-30 | Solar Edge | SE7600 | Inverters | 7600 |  | 2 |  |  | 0.97 |  | Outside | side of home
NJSTRE1545387391 | NJSRRE1544191639 | Transition Incentive Program | Perth Amboy | 8861 | 11 | 8.75 | Residential | Yes | Behind the Meter | Net-metered residential rooftop and canopy |  | None | Pro Custom Solar dba Momentum Solar | PSE&G | Accepted | 2020-01-17 | 2020-01-22 | 2021-10-30 | ENPHASE ENERGY | IQ7PLUS-72-2-US | Inverters | 295 |  | 25 |  |  | 0.97 |  | Outdoor | ROOF
NJSTRE1545387397 | NJSRRE1543436635 | Transition Incentive Program | Hazlet | 7730 | 17 | 9 | Residential | No | Behind the Meter | Behind the Meter |  | None | Power Home Remodeling Group | JCP&L | Eligible for TI Program | 2019-11-22 | 2019-11-26 | 2021-10-30 | Solar Edge | SE7600H-US | Inverters | 7600 |  | 1 |  |  | 0.99 |  | Outdoor | Near meter
NJSTRE1545387406 | NJSRRE1544436560 | Transition Incentive Program | Elizabth | 7206 | 10 | 70.07 | Residential | No | Behind the Meter | Net-metered residential rooftop and canopy |  | None | UNITED SOLAR | PSE&G | Accepted | 2020-02-12 | 2020-02-14 | 2021-10-30 | SQUARE D | H324NRB | Inverters | 208 |  | 61 |  |  | 0.94 |  | Outside | ROOF
NJSTRE1545387413 | NJSRRE1544215678 | Transition Incentive Program | ELMWOOD PARK | 7407 | 7 | 12.29 | Residential | No | Behind the Meter | Net-metered residential rooftop and canopy |  | None | Vivint Solar Developer, LLC | PSE&G | Accepted | 2020-01-23 | 2020-01-28 | 2021-10-30 | SolarEdge | SE10000H-US | Inverters | 10000 |  | 1 |  |  | 0.992 |  | Outdoor | Near the utility meter
NJSTRE1545332755 |  | Transition Incentive Program | Turnersville | 8012 | 14 | 10.08 | Residential | No | Behind the Meter | Net-metered residential rooftop and canopy |  | None | Suntuity Solar LLC | AC Electric | Accepted | 2020-08-05 | 2020-08-07 | 2021-10-30 | Longi | LR6-60HPB-315M | Solar Panels |  | 0.315 | 14 | 274 | 20 |  | Fixed | Roof
NJSTRE1545332795 |  | Transition Incentive Program | PHILLIPSBURG | 8865 | 2 | 8.84 | Residential | Yes | Behind the Meter | Net-metered residential rooftop and canopy |  | None | Trinity Solar | JCP&L | Final As-Built Received | 2020-07-23 | 2020-07-27 | 2021-10-30 | HANWHA | Q.PEAK DUO BLK-G6 340 | Solar Panels |  | 0.34 | 4 | 248 | 45 |  | Fixed | Roof
NJSTRE1545332891 |  | Transition Incentive Program | Sicklerville | 8081 | 14 | 5.44 | Residential | Yes | Behind the Meter | Net-metered residential rooftop and canopy |  | None | Trinity Solar | AC Electric | Accepted | 2020-07-23 | 2020-07-28 | 2021-07-28 | Hanwha | Q.PEAK DUO BLK-G6 340 | Solar Panels |  | 0.34 | 10 | 196 | 30 |  | Fixed | Roof
NJSTRE1545332943 | NJSRRE1542524530 | Transition Incentive Program | Willingboro Twp | 8046 | 13 | 5.89 | Residential | Yes | Behind the Meter | Net-metered residential rooftop and canopy |  | None | SunnyMac LLC | PSE&G | Accepted |  | 2019-10-29 | 2021-10-30 | SunPower | SPR-E20-327 | Solar Panels |  | 0.327 | 18 | 105 | 23 |  | Fixed | Roof
NJSTRE1545332944 | NJSRRE1543065436 | Transition Incentive Program | Gloucester Township | 8029 | 14 | 18.31 | Residential | Yes | Behind the Meter | Net-metered residential rooftop and canopy |  | None | SunnyMac LLC | PSE&G | Accepted |  | 2019-11-13 | 2021-10-30 | SunPower | SPR-E20-327 | Solar Panels |  | 0.327 | 17 | 254 | 28 |  | Fixed | Roof
NJSTRE1545332925 |  | Transition Incentive Program | LITTLE EGG HARBOR TWP | 8087 | 18 | 3.5 | Residential | Yes | Behind the Meter | Net-metered residential rooftop and canopy |  | None | Pro Custom Solar dba Momentum Solar | AC Electric | Accepted | 2020-07-23 | 2020-07-28 | 2021-07-28 | LG ELECTRONICS | LG 350N1C-V5 | Solar Panels |  | 0.35 | 10 | 113 | 10 |  | Fixed | Roof
NJSTRE1545332953 | NJSRRE1543874743 | Transition Incentive Program | Sicklerville | 8081 | 14 | 14.39 | Residential | Yes | Behind the Meter | Net-metered residential rooftop and canopy |  | None | SunnyMac LLC | AC Electric | Accepted |  | 2020-01-07 | 2021-10-30 | SunPower | SPR-E20-327 | Solar Panels |  | 0.327 | 24 | 252 | 26 |  | Fixed | Roof
NJSTRE1545332975 | NJSRRE1544630602 | Transition Incentive Program | Burlington Twp | 8016 | 13 | 6.54 | Residential | Yes | Behind the Meter | Net-metered residential rooftop and canopy |  | None | SunnyMac LLC | PSE&G | Accepted |  | 2020-03-17 | 2021-10-30 | Sun Power | SPR-E20327 | Solar Panels |  | 0.327 | 6 | 231 | 18 |  | Fixed | Roof
NJSTRE1545333006 | NJSRRE1544775293 | Transition Incentive Program | Bridgeton | 8302 | 20 | 10.79 | Residential | Yes | Behind the Meter | Net-metered residential rooftop and canopy |  | None | SunnyMac LLC | AC Electric | As-Built Incomplete | 2020-03-31 | 2020-04-09 | 2021-10-30 | SunPower | SPRE20327 | Solar Panels |  | 0.327 | 18 | 59 | 26 |  | Fixed | Roof
NJSTRE1545335084 |  | Transition Incentive Program | Perth Amboy | 8861 | 11 | 6.46 | Residential | No | Behind the Meter | Net-metered residential rooftop and canopy |  | None | Trinity Solar | PSE&G | Accepted | 2020-07-23 | 2020-07-29 | 2021-07-29 | Hanwha | Q.PEAK DUO BLK-G6 340 | Solar Panels |  | 0.34 | 5 | 202 | 9 |  | Fixed | Roof
NJSTRE1545335092 |  | Transition Incentive Program | Passaic | 7055 | 6 | 5.1 | Residential | Yes | Behind the Meter | Net-metered residential rooftop and canopy |  | None | Trinity Solar | PSE&G | Final As-Built Received | 2020-07-23 | 2020-07-28 | 2021-10-30 | HANWHA | Q.PEAK DUO BLK-G6 340 | Solar Panels |  | 0.34 | 7 | 242 | 38 |  | Fixed | Roof
NJSTRE1545335102 |  | Transition Incentive Program | Toms River | 8757 | 18 | 4.76 | Residential | Yes | Behind the Meter | Net-metered residential rooftop and canopy |  | None | Trinity Solar | JCP&L | Accepted | 2020-07-23 | 2020-07-29 | 2021-07-29 | Hanwha | Q.PEAK DUO BLK-G6 340 | Solar Panels |  | 0.34 | 7 | 106 | 23 |  | Fixed | Roof
NJSTRE1545335172 |  | Transition Incentive Program | Newark | 7104 | 9 | 3.4 | Residential | Yes | Behind the Meter | Net-metered residential rooftop and canopy |  | None | Trinity Solar | PSE&G | Accepted | 2020-07-23 | 2020-07-28 | 2021-07-28 | Hanwha | Q.PEAK DUO BLK-G6 340 | Solar Panels |  | 0.34 | 10 | 202 | 23 |  | Fixed | Roof
NJSTRE1545387525 | NJSRRE1544550176 | Transition Incentive Program | TRENTON | 8691 | 12 | 7.04 | Residential | Yes | Behind the Meter | Net-metered residential rooftop and canopy |  | None | Vivint Solar Developer, LLC | PSE&G | Accepted | 2020-02-29 | 2020-03-04 | 2021-10-30 | SolarEdge | SE7600H-US | Inverters | 7600 |  | 1 |  |  | 0.992 |  | Outdoor | Near the utility meter
NJSTRE1545387540 | NJSRRE1544523770 | Transition Incentive Program | Willingbro TWP | 8046 | 13 | 11.55 | Residential | Yes | Behind the Meter | Net-metered residential rooftop and canopy |  | None | Vision Solar LLC | PSE&G | Accepted | 2020-02-24 | 2020-02-26 | 2021-10-30 | sunpower | e20-327-e-ac | Inverters | 0.32 |  | 33 |  |  | 0.96 |  | Other | behind panels
NJSTRE1545387553 | NJSRRE1543845126 | Transition Incentive Program | Millville | 8332 | 20 | 13.73 | Residential | No | Behind the Meter | Net-metered residential ground mount |  | None | SunPower Capital, LLC | AC Electric | Accepted | 2019-12-31 | 2020-01-06 | 2021-10-30 | SunPower | SPR-E20-327-E-AC | Inverters | 320 |  | 42 |  |  | 0.975 |  | Outdoor | under each solar panel
NJSTRE1545387558 | NJSRRE1544469984 | Transition Incentive Program | Pennsauken | 8110 | 14 | 10.88 | Residential | Yes | Behind the Meter | Net-metered residential rooftop and canopy |  | None | Vivint Solar Developer, LLC | PSE&G | Accepted | 2020-02-19 | 2020-02-21 | 2021-10-30 | SolarEdge | SE7600H-US | Inverters | 7600 |  | 1 |  |  | 0.992 |  | Outdoor | Near the utility meter
NJSTRE1545387565 | NJSRRE1544546630 | Transition Incentive Program | Turnersville | 8012 | 14 | 8.82 | Residential | No | Behind the Meter | Behind the Meter |  | None | Trinity Solar | AC Electric | Eligible for TI Program | 2020-02-27 | 2020-03-02 | 2021-10-30 | Solar Edge | SE7600 | Inverters | 7600 |  | 1 |  |  | 0.97 |  | Outside | side of home
NJSTRE1545387576 | NJSRRE1544511632 | Transition Incentive Program | Trenton | 8610 | 12 | 7.25 | Residential | Yes | Behind the Meter | Behind the Meter |  | None | Trinity Solar | PSE&G | Eligible for TI Program | 2020-02-20 | 2020-02-24 | 2021-10-30 | Solar Edge | SE6000 | Inverters | 6000 |  | 1 |  |  | 0.97 |  | Outside | side of home
NJSTRE1545387599 | NJSRRE1543552358 | Transition Incentive Program | Brick | 8724 | 18 | 6.62 | Residential | Yes | Behind the Meter | Behind the Meter |  | None | Trinity Solar | JCP&L | Eligible for TI Program | 2019-12-16 | 2019-12-19 | 2021-10-30 | Solar Edge | SE5000H-US | Inverters | 5000 |  | 1 |  |  | 0.97 |  | Outside | side of home
NJSTRE1545387603 | NJSRRE1544139973 | Transition Incentive Program | North Arlington | 7031 | 7 | 3.15 | Residential | Yes | Behind the Meter | Net-metered residential rooftop and canopy |  | None | Suntuity Solar LLC | PSE&G | Accepted | 2020-01-08 | 2020-01-10 | 2021-10-30 | Enphase Energy | IQ7-60-2-US | Inverters | 240 |  | 10 |  |  | 0.97 |  | Outdoor | Behind the PV Modules
NJSTRE1545387606 | NJSRRE1543505850 | Transition Incentive Program | Jackson | 8733 | 18 | 6.4 | Residential | No | Behind the Meter | Net-metered residential rooftop and canopy |  | None | Advanced Solar & Energy Solutions, LLC | JCP&L | Accepted | 2019-12-12 | 2019-12-13 | 2021-10-30 | Solar Edge | SE6000A-US | Inverters | 6000 |  | 1 |  |  | 0.97 |  | Outdoor | side of house
NJSTRE1545387612 | NJSRRE1544514381 | Transition Incentive Program | SICKLERVILLE | 8081 | 14 | 10.85 | Residential | Yes | Behind the Meter | Net-metered residential rooftop and canopy |  | None | Bright Planet Solar | AC Electric | Accepted |  | 2020-02-27 | 2021-10-30 | SOLAR EDGE | SE10000H-USRGM | Inverters | 10000 |  | 1 |  |  | 0.98 |  | Outdoor | OUTSIDE
NJSTRE1545387617 | NJSRRE1544352491 | Transition Incentive Program | Hewitt | 7421 | 6 | 9.8 | Residential | Yes | Behind the Meter | Behind the Meter |  | None | Pro Custom Solar dba Momentum Solar | Orange Rockland Electric | Eligible for TI Program | 2020-02-04 | 2020-02-07 | 2021-10-30 | enphase energy | IQ7PLUS-72-2-US | Inverters | 295 |  | 28 |  |  | 0.97 |  | Outdoor | roof
NJSTRE1545387620 | NJSRRE1544165076 | Transition Incentive Program | Dover | 7801 | 3 | 3.41 | Residential | Yes | Behind the Meter | Behind the Meter |  | None | Sunrun Installation Services, Inc. | JCP&L | Eligible for TI Program | 2020-01-14 | 2020-01-17 | 2021-10-30 | Enphase Energy | IQ7-60-x-US (240V) | Inverters | 240 |  | 11 |  |  | 0.96 |  | Outdoor | Rooftop
NJSTRE1545333010 | NJSRRE1544869648 | Transition Incentive Program | Westampton Twp | 8060 | 13 | 17 | Residential | Yes | Behind the Meter | Net-metered residential rooftop and canopy |  | None | SunnyMac LLC | PSE&G | Accepted |  | 2020-04-28 | 2021-10-30 | SunPower, | SPR-E20-327 | Solar Panels |  | 0.327 | 39 | 168 | 26 |  | Fixed | Roof
NJSTRE1545333030 |  | Transition Incentive Program | Mckee City | 8234 | 19 | 8.37 | Residential | Yes | Behind the Meter | Net-metered residential rooftop and canopy |  | None | Bright Planet Solar | AC Electric | Accepted | 2020-07-23 | 2020-07-27 | 2021-07-27 | LONGI | LR6-60HPB-310M | Solar Panels |  | 0.31 | 16 | 110 | 33 |  | Fixed | Roof
NJSTRE1545335079 |  | Transition Incentive Program | Elizabeth | 7208 | 10 | 5.6 | Residential | Yes | Behind the Meter | Net-metered residential rooftop and canopy |  | None | Pro Custom Solar dba Momentum Solar | PSE&G | Accepted | 2020-07-23 | 2020-07-28 | 2021-07-28 | LG ELECTRONICS | LG 350N1C-V5 | Solar Panels |  | 0.35 | 5 | 243 | 40 |  | Fixed | Roof
NJSTRE1545335130 |  | Transition Incentive Program | Perth Amboy | 8861 | 11 | 6.12 | Residential | No | Behind the Meter | Net-metered residential rooftop and canopy |  | None | Trinity Solar | PSE&G | Accepted | 2020-07-23 | 2020-07-28 | 2021-07-28 | HANWHA | Q.PEAK DUO BLK-G6 340 | Solar Panels |  | 0.34 | 7 | 22 | 28 |  | Fixed | Roof
NJSTRE1545335154 |  | Transition Incentive Program | WEST KEANSBURG | 7734 | 17 | 7.13 | Residential | Yes | Behind the Meter | Net-metered residential rooftop and canopy |  | None | Bright Planet Solar | JCP&L | Accepted | 2020-07-23 | 2020-07-28 | 2021-07-28 | LONGI | LR6-60HPB-310M | Solar Panels |  | 0.31 | 10 | 274 | 18 |  | Fixed | Roof
NJSTRE1545335184 |  | Transition Incentive Program | BERGENFIELD BORO | 7621 | 7 | 9.72 | Residential | No | Behind the Meter | Net-metered residential rooftop and canopy |  | None | Bright Planet Solar | PSE&G | Accepted | 2020-07-23 | 2020-07-28 | 2021-07-28 | SUNPOWER | X-SERIES X22-360 | Solar Panels |  | 0.36 | 15 | 358 | 18 |  | Fixed | Roof
NJSTRE1545335189 |  | Transition Incentive Program | Hopewell | 8534 | 12 | 16.32 | Residential | No | Behind the Meter | Net-metered residential rooftop and canopy |  | None | Tesla Energy Operations Inc. | PSE&G | Accepted | 2020-07-23 | 2020-07-28 | 2021-07-28 | Hanwha Q-Cells | Q.Peak DUO BLK-G6/SC340 | Solar Panels |  | 0.34 | 11 | 194 | 30 |  | Fixed | Roof
NJSTRE1545335196 |  | Transition Incentive Program | Edison | 8817 | 11 | 14.35 | Residential | Yes | Behind the Meter | Net-metered residential rooftop and canopy |  | None | Pro Custom Solar dba Momentum Solar | PSE&G | Accepted | 2020-07-23 | 2020-07-28 | 2021-07-28 | LG ELECTRONICS | LG 350N1C-V5 | Solar Panels |  | 0.35 | 17 | 262 | 24 |  | Fixed | Roof
NJSTRE1545335254 |  | Transition Incentive Program | LAWRENCE | 8648 | 12 | 13.26 | Residential | Yes | Behind the Meter | Net-metered residential rooftop and canopy |  | PSEG | Vision Solar LLC | PSE&G | Accepted | 2020-07-23 | 2020-07-28 | 2021-07-28 | HANWHA Q-CELLS | Q.PEAK DUO-G6 340 | Solar Panels |  | 0.34 | 4 | 317 | 25 |  | Fixed | Roof
NJSTRE1545335573 |  | Transition Incentive Program | Howell | 7731 | 17 | 12.24 | Residential | No | Behind the Meter | Net-metered residential rooftop and canopy |  | None | Tesla Energy Operations Inc. | JCP&L | Accepted | 2020-07-23 | 2020-07-28 | 2021-07-28 | Hanwha Q-CELLS | Q.Peak DUO BLK-G6+ 340 | Solar Panels |  | 0.34 | 32 | 248 | 40 |  | Fixed | Roof
NJSTRE1545335625 |  | Transition Incentive Program | Morganville | 7751 | 17 | 6.4 | Residential | No | Behind the Meter | Net-metered residential rooftop and canopy |  | None | EMT Renewables | JCP&L | Accepted | 2020-07-23 | 2020-07-28 | 2021-07-28 | Trina | 320-BLK | Solar Panels |  | 0.32 | 20 | 123 | 20 |  | Fixed | Roof
NJSTRE1545335672 |  | Transition Incentive Program | Lambertville | 8530 | 4 | 3.97 | Residential | Yes | Behind the Meter | Net-metered residential rooftop and canopy |  | None | Sunrun Installation Services, Inc. | JCP&L | Accepted | 2020-08-12 | 2020-08-12 | 2021-10-30 | LONGi Green Energy Technology Co Ltd | LR6-60HPB-305M | Solar Panels |  | 0.305 | 13 | 150 | 5 |  | Fixed | Roof
NJSTRE1545335696 |  | Transition Incentive Program | Manville | 8835 | 5 | 3.5 | Residential | Yes | Behind the Meter | Net-metered residential rooftop and canopy |  | None | Pro Custom Solar dba Momentum Solar | PSE&G | Accepted | 2020-07-23 | 2020-08-07 | 2021-10-30 | LG ELECTRONICS | LG 350N1C-V5 | Solar Panels |  | 0.35 | 4 | 193 | 18 |  | Fixed | Roof
NJSTRE1545387343 | NJSRRE1543826884 | Transition Incentive Program | South Bound Brook | 8880 | 5 | 3.78 | Residential | No | Behind the Meter | Behind the Meter |  | None | Pro Custom Solar dba Momentum Solar | PSE&G | Eligible for TI Program | 2019-12-30 | 2020-01-03 | 2021-10-30 | Enphase Energy | IQ6-60-2-US | Inverters | 230 |  | 12 |  |  | 0.97 |  | Outdoor | Roof
NJSTRE1545387351 | NJSRRE1543547880 | Transition Incentive Program | Parlin | 8859 | 11 | 10.01 | Residential | Yes | Behind the Meter | Behind the Meter |  | None | Pro Custom Solar dba Momentum Solar | JCP&L | Eligible for TI Program | 2019-12-13 | 2019-12-18 | 2021-10-30 | Enphase Energy | IQ7Plus-72-2-US | Inverters | 290 |  | 29 |  |  | 0.97 |  | Outdoor | Roof
NJSTRE1545387377 | NJSRRE1544175405 | Transition Incentive Program | Long Branch | 7740 | 17 | 11.97 | Residential | Yes | Behind the Meter | Net-metered residential rooftop and canopy |  | None | Trinity Solar | JCP&L | Final As-Built Received | 2020-01-16 | 2020-01-21 | 2021-10-30 | Solar Edge | SE10000 | Inverters | 10000 |  | 1 |  |  | 0.97 |  | Outside | side of home
NJSTRE1545387383 | NJSRRE1543553211 | Transition Incentive Program | Paterson | 7514 | 6 | 6.62 | Residential | Yes | Behind the Meter | Net-metered residential rooftop and canopy |  | None | Trinity Solar | PSE&G | Accepted | 2019-12-16 | 2019-12-19 | 2021-10-30 | Solar Edge | SE5000 | Inverters | 5000 |  | 1 |  |  | 0.97 |  | Outside | side of home
NJSTRE1545387392 | NJSRRE1544343776 | Transition Incentive Program | Mount Holly | 8060 | 13 | 5.12 | Residential | Yes | Behind the Meter | Behind the Meter |  | None | Skyline Solar, LLC | PSE&G | Eligible for TI Program | 2020-01-31 | 2020-02-05 | 2021-10-30 | SolarEdge | SE3800H-US | Inverters | 3800 |  | 1 |  |  | 0.99 |  | Outside | within ten feet of meter
NJSTRE1545387419 | NJSRRE1544501460 | Transition Incentive Program | Marlton | 8053 | 13 | 18.09 | Residential | Yes | Behind the Meter | Net-metered residential rooftop and canopy |  | None | Vision Solar LLC | AC Electric | Final As-Built Received | 2020-02-19 | 2020-02-24 | 2021-10-30 | enphase | iq7-60-2-us | Inverters | 0.25 |  | 54 |  |  | 0.96 |  | Other | behind panels
NJSTRE1545387426 | NJSRRE1543651811 | Transition Incentive Program | Howell | 7731 | 17 | 15.68 | Residential | No | Behind the Meter | Net-metered residential rooftop and canopy |  | None | Powerlutions | JCP&L | Accepted |  | 2019-12-27 | 2021-10-30 | Solar Edge | SE14.4KUS | Inverters | 14.4 |  | 1 |  |  | 0.99 |  | Outdoor | near meter
NJSTRE1545387431 | NJSRRE1544523931 | Transition Incentive Program | Marlboro | 7746 | 17 | 9.38 | Residential | No | Behind the Meter | Behind the Meter |  | None | Green Power Energy | JCP&L | Eligible for TI Program | 2020-02-24 | 2020-02-26 | 2021-10-30 | SolarEdge | SE7600H-US | Inverters | 7600 |  | 1 |  |  | 0.97 |  | Outside | Next to meter
NJSTRE1545387441 | NJSRRE1544514452 | Transition Incentive Program | FORKED RIVER | 8731 | 18 | 14.4 | Residential | Yes | Behind the Meter | Net-metered residential rooftop and canopy |  | None | Vivint Solar Developer, LLC | JCP&L | Accepted | 2020-02-24 | 2020-02-25 | 2021-10-30 | SOLAREDGE | SE10000H-US | Inverters | 10000 |  | 1 |  |  | 0.992 |  | Outdoor | Near the Utility Meter
NJSTRE1545387452 | NJSRRE1544199808 | Transition Incentive Program | Beverly | 8010 | 13 | 12.25 | Residential | Yes | Behind the Meter | Behind the Meter |  | None | Pro Custom Solar dba Momentum Solar | PSE&G | Eligible for TI Program | 2020-01-20 | 2020-01-23 | 2021-10-30 | ENPHASE ENERGY | IQ7PLUS-72-2-US | Inverters | 295 |  | 35 |  |  | 0.97 |  | Outdoor | ROOF
NJSTRE1545387467 | NJSRRE1543478514 | Transition Incentive Program | Rutherford | 7070 | 7 | 5.87 | Residential | No | Behind the Meter | Net-metered residential rooftop and canopy |  | None | Pro Custom Solar dba Momentum Solar | PSE&G | Accepted |  | 2019-12-18 | 2021-10-30 | Enphase Energy | IQ7Plus-72-2-US | Inverters | 295 |  | 17 |  |  | 0.97 |  | Outdoor | Roof
NJSTRE1545335184 |  | Transition Incentive Program | BERGENFIELD BORO | 7621 | 7 | 9.72 | Residential | No | Behind the Meter | Net-metered residential rooftop and canopy |  | None | Bright Planet Solar | PSE&G | Accepted | 2020-07-23 | 2020-07-28 | 2021-07-28 | SUNPOWER | X-SERIES X22-360 | Solar Panels |  | 0.36 | 10 | 178 | 18 |  | Fixed | Roof
NJSTRE1545335189 |  | Transition Incentive Program | Hopewell | 8534 | 12 | 16.32 | Residential | No | Behind the Meter | Net-metered residential rooftop and canopy |  | None | Tesla Energy Operations Inc. | PSE&G | Accepted | 2020-07-23 | 2020-07-28 | 2021-07-28 | Hanwha Q-Cells | Q.Peak DUO BLK-G6/SC340 | Solar Panels |  | 0.34 | 20 | 194 | 37 |  | Fixed | Roof
NJSTRE1545333048 |  | Transition Incentive Program | Roselle | 7203 | 10 | 7.35 | Residential | Yes | Behind the Meter | Net-metered residential rooftop and canopy |  | None | Pro Custom Solar dba Momentum Solar | PSE&G | Accepted | 2020-07-23 | 2020-07-28 | 2021-07-28 | LG ELECTRONICS | LG 350N1C-V5 | Solar Panels |  | 0.35 | 21 | 168 | 41 |  | Fixed | Roof
NJSTRE1545335084 |  | Transition Incentive Program | Perth Amboy | 8861 | 11 | 6.46 | Residential | No | Behind the Meter | Net-metered residential rooftop and canopy |  | None | Trinity Solar | PSE&G | Accepted | 2020-07-23 | 2020-07-29 | 2021-07-29 | Hanwha | Q.PEAK DUO BLK-G6 340 | Solar Panels |  | 0.34 | 4 | 202 | 5 |  | Fixed | Roof
NJSTRE1545335092 |  | Transition Incentive Program | Passaic | 7055 | 6 | 5.1 | Residential | Yes | Behind the Meter | Net-metered residential rooftop and canopy |  | None | Trinity Solar | PSE&G | Final As-Built Received | 2020-07-23 | 2020-07-28 | 2021-10-30 | HANWHA | Q.PEAK DUO BLK-G6 340 | Solar Panels |  | 0.34 | 8 | 62 | 37 |  | Fixed | Roof
NJSTRE1545335116 |  | Transition Incentive Program | Perth Amboy | 8861 | 11 | 4.08 | Residential | No | Behind the Meter | Net-metered residential rooftop and canopy |  | None | Trinity Solar | PSE&G | Accepted | 2020-07-23 | 2020-07-28 | 2021-07-28 | HANWHA | Q.PEAK DUO BLK-G6 340 | Solar Panels |  | 0.34 | 5 | 22 | 27 |  | Fixed | Roof
NJSTRE1545335120 |  | Transition Incentive Program | Jackson | 8527 | 18 | 14.04 | Residential | No | Behind the Meter | Net-metered residential rooftop and canopy |  | JCPL | Maier Solar Engineering dba Solar Me | JCP&L | Accepted | 2020-07-23 | 2020-07-28 | 2021-07-28 | LG | LG360Q1C-A5 | Solar Panels |  | 0.36 | 31 | 186 | 23 |  | Fixed | Roof
NJSTRE1545335106 |  | Transition Incentive Program | Paterson | 7513 | 6 | 8.16 | Residential | No | Behind the Meter | Net-metered residential rooftop and canopy |  | None | Trinity Solar | PSE&G | Final As-Built Received | 2020-07-23 | 2020-07-29 | 2021-10-30 | Hanwha 340 | Q.PEAK DUO BLK-G6 340 | Solar Panels |  | 0.34 | 8 | 279 | 30 |  | Fixed | Roof
NJSTRE1545335121 |  | Transition Incentive Program | Camden City | 8105 | 14 | 1365.66 | Non Profit | Yes | Behind the Meter | Net-metered non-residential rooftop and canopy |  | None | National Energy Partners LLC | PSE&G | Accepted | 2020-07-23 | 2020-08-10 | 2021-10-30 | JINKO SOLAR | JKM405M-72HL-V | Solar Panels |  | 0.405 | 2080 | 127 | 5 |  | Fixed | Parking Lot | CANOPY
NJSTRE1545335190 |  | Transition Incentive Program | Perth Amboy | 8861 | 11 | 7.48 | Residential | Yes | Behind the Meter | Net-metered residential rooftop and canopy |  | None | Trinity Solar | PSE&G | Accepted | 2020-07-23 | 2020-07-29 | 2021-07-29 | Hanwha | Q.PEAK DUO BLK-G6 340 | Solar Panels |  | 0.34 | 5 | 201 | 32 |  | Fixed | Roof
NJSTRE1545335190 |  | Transition Incentive Program | Perth Amboy | 8861 | 11 | 7.48 | Residential | Yes | Behind the Meter | Net-metered residential rooftop and canopy |  | None | Trinity Solar | PSE&G | Accepted | 2020-07-23 | 2020-07-29 | 2021-07-29 | Hanwha | Q.PEAK DUO BLK-G6 340 | Solar Panels |  | 0.34 | 2 | 111 | 13 |  | Fixed | Roof
NJSTRE1545335196 |  | Transition Incentive Program | Edison | 8817 | 11 | 14.35 | Residential | Yes | Behind the Meter | Net-metered residential rooftop and canopy |  | None | Pro Custom Solar dba Momentum Solar | PSE&G | Accepted | 2020-07-23 | 2020-07-28 | 2021-07-28 | LG ELECTRONICS | LG 350N1C-V5 | Solar Panels |  | 0.35 | 14 | 82 | 23 |  | Fixed | Roof
NJSTRE1545335248 |  | Transition Incentive Program | Clifton | 7013 | 6 | 6.3 | Residential | Yes | Behind the Meter | Net-metered residential rooftop and canopy |  | None | Pro Custom Solar dba Momentum Solar | PSE&G | Accepted | 2020-07-23 | 2020-07-28 | 2021-07-28 | LG ELECTRONICS | LG 350N1C-V5 | Solar Panels |  | 0.35 | 18 | 200 | 26 |  | Fixed | Roof
NJSTRE1545335266 |  | Transition Incentive Program | Washington | 7882 | 2 | 5.25 | Residential | Yes | Behind the Meter | Net-metered residential rooftop and canopy |  | None | Pro Custom Solar dba Momentum Solar | JCP&L | Accepted | 2020-07-23 | 2020-07-28 | 2021-07-28 | LG ELECTRONICS | LG 350N1C-V5 | Solar Panels |  | 0.35 | 8 | 252 | 31 |  | Fixed | Roof
NJSTRE1545335327 |  | Transition Incentive Program | Monroeville | 8343 | 16 | 13.5 | Residential | Yes | Behind the Meter | Net-metered residential ground mount |  | None | RCL Enterprises Inc. | AC Electric | Accepted | 2020-07-23 | 2020-07-28 | 2021-10-30 | Jinko | JKM-300M | Solar Panels |  | 0.3 | 45 | 180 | 25 |  | Fixed | Ground
NJSTRE1545387625 | NJSRRE1544529503 | Transition Incentive Program | Egg Harbor Township | 8234 | 19 | 8.16 | Residential | Yes | Behind the Meter | Net-metered residential rooftop and canopy |  | None | Trinity Solar | AC Electric | Final As-Built Received | 2020-02-25 | 2020-02-27 | 2021-10-30 | Solar Edge | SE7600 | Inverters | 7600 |  | 1 |  |  | 0.97 |  | Outside | side of home
NJSTRE1545387630 | NJSRRE1544469318 | Transition Incentive Program | Saddle Brook | 7663 | 7 | 6.3 | Residential | Yes | Behind the Meter | Behind the Meter |  | None | Trinity Solar | PSE&G | Eligible for TI Program | 2020-02-18 | 2020-02-20 | 2021-10-30 | SOLAR EDGE | SE5000H-US | Inverters | 5000 |  | 1 |  |  | 0.97 |  | Outside | SIDE OF HOME
NJSTRE1545335078 |  | Transition Incentive Program | Pennsauken | 8109 | 14 | 251.6 | Commercial | No | Behind the Meter | Net-metered non-residential rooftop and canopy |  | None | Paradise Solar and Electrical | PSE&G | Accepted | 2020-08-10 | 2020-08-10 | 2021-10-30 | Hanwha | Q-Cell Q.PEAKDUO-G7.2 | Solar Panels |  | 0.4 | 629 | 180 | 10 |  | Fixed | Roof
NJSTRE1545335203 |  | Transition Incentive Program | Ridgefield Park | 7660 | 7 | 5.1 | Residential | Yes | Behind the Meter | Net-metered residential rooftop and canopy |  | None | Trinity Solar | PSE&G | Final As-Built Received | 2020-07-23 | 2020-07-28 | 2021-10-30 | Hanwha | Q.PEAK DUO BLK-G6 340 | Solar Panels |  | 0.34 | 5 | 17 | 28 |  | Fixed | Roof
NJSTRE1545335235 |  | Transition Incentive Program | Manville | 8835 | 5 | 8.84 | Residential | Yes | Behind the Meter | Net-metered residential rooftop and canopy |  | None | Trinity Solar | PSE&G | Accepted | 2020-07-23 | 2020-07-28 | 2021-07-28 | Hanwha | Q.PEAK DUO BLK-G6 340 | Solar Panels |  | 0.34 | 10 | 283 | 40 |  | Fixed | Roof
NJSTRE1545335254 |  | Transition Incentive Program | LAWRENCE | 8648 | 12 | 13.26 | Residential | Yes | Behind the Meter | Net-metered residential rooftop and canopy |  | PSEG | Vision Solar LLC | PSE&G | Accepted | 2020-07-23 | 2020-07-28 | 2021-07-28 | HANWHA Q-CELLS | Q.PEAK DUO-G6 340 | Solar Panels |  | 0.34 | 10 | 137 | 26 |  | Fixed | Roof
NJSTRE1545335254 |  | Transition Incentive Program | LAWRENCE | 8648 | 12 | 13.26 | Residential | Yes | Behind the Meter | Net-metered residential rooftop and canopy |  | PSEG | Vision Solar LLC | PSE&G | Accepted | 2020-07-23 | 2020-07-28 | 2021-07-28 | HANWHA Q-CELLS | Q.PEAK DUO-G6 340 | Solar Panels |  | 0.34 | 8 | 47 | 25 |  | Fixed | Roof
NJSTRE1545335266 |  | Transition Incentive Program | Washington | 7882 | 2 | 5.25 | Residential | Yes | Behind the Meter | Net-metered residential rooftop and canopy |  | None | Pro Custom Solar dba Momentum Solar | JCP&L | Accepted | 2020-07-23 | 2020-07-28 | 2021-07-28 | LG ELECTRONICS | LG 350N1C-V5 | Solar Panels |  | 0.35 | 3 | 72 | 31 |  | Fixed | Roof
NJSTRE1545335295 |  | Transition Incentive Program | Hillsborough | 8844 | 5 | 19.08 | Residential | No | Behind the Meter | Net-metered residential rooftop and canopy |  | None | Green Power Energy | PSE&G | Accepted | 2020-07-23 | 2020-07-28 | 2021-07-28 | LG Electronics | LG360Q1C-V5 | Solar Panels |  | 0.36 | 18 | 210 | 40 |  | Fixed | Roof
NJSTRE1545335276 |  | Transition Incentive Program | Egg Harbor Township | 8234 | 19 | 9.48 | Residential | Yes | Behind the Meter | Net-metered residential rooftop and canopy |  | None | Castle Energy, LLC | AC Electric | Accepted | 2020-07-23 | 2020-07-28 | 2021-07-28 | SunPower | SPR-E20-327-E-AC | Solar Panels |  | 0.327 | 11 | 300 | 28 |  | Fixed | Roof
NJSTRE1545335700 |  | Transition Incentive Program | Camden | 8105 | 14 | 6.5 | Residential | Yes | Behind the Meter | Net-metered residential rooftop and canopy |  | None | Vivint Solar Developer, LLC | PSE&G | Accepted | 2020-07-23 | 2020-07-28 | 2021-07-28 | JINKO SOLAR | JKM325M-60HL | Solar Panels |  | 0.325 | 8 | 30 | 37 |  | Fixed | Roof
NJSTRE1545335727 |  | Transition Incentive Program | Windsor Township | 8550 | 12 | 12.87 | Residential | No | Behind the Meter | Net-metered residential rooftop and canopy |  | None | Sunrun Installation Services, Inc. | PSE&G | Accepted | 2020-07-23 | 2020-07-28 | 2021-07-28 | LG Electronics | LG330N1C-A5 | Solar Panels |  | 0.33 | 39 | 235 | 23 |  | Fixed | Roof
NJSTRE1545335695 |  | Transition Incentive Program | Princeton | 8540 | 12 | 24.75 | Residential | No | Behind the Meter | Net-metered residential rooftop and canopy |  | None | Green Power Energy | PSE&G | Accepted | 2020-07-24 | 2020-07-28 | 2021-07-28 | LG Electronics | LG375N1C-V5 | Solar Panels |  | 0.375 | 27 | 270 | 7 |  | Fixed | Roof
NJSTRE1545387439 | NJSRRE1544172222 | Transition Incentive Program | Jersey City | 7302 | 8 | 5.49 | Residential | Yes | Behind the Meter | Behind the Meter |  | None | Complete Solar | PSE&G | Eligible for TI Program | 2020-02-07 | 2020-02-10 | 2021-10-30 | SOLAREDGE TECHNOLOGIES | SE5000H-US RGM | Inverters | 5000 |  | 1 |  |  | 0.97 |  | Outdoor | BY MSP
NJSTRE1545387440 | NJSRRE1543498256 | Transition Incentive Program | Teaneck | 7666 | 7 | 8.7 | Residential | Yes | Behind the Meter | Behind the Meter |  | None | Sunrun Installation Services, Inc. | PSE&G | Eligible for TI Program | 2019-12-06 | 2019-12-10 | 2021-10-30 | Enphase Energy | IQ7-60-x-US (240V) | Inverters | 240 |  | 30 |  |  | 0.96 |  | Outdoor | Rooftop
NJSTRE1545387451 | NJSRRE1544308376 | Transition Incentive Program | BRICK | 8723 | 18 | 9.14 | Residential | Yes | Behind the Meter | Net-metered residential rooftop and canopy |  | None | Vivint Solar Developer, LLC | JCP&L | Accepted | 2020-01-27 | 2020-01-29 | 2021-10-30 | Solar Edge | SE7600H-US | Inverters | 7600 |  | 1 |  |  | 0.992 |  | Outdoor | NEAR THE UTILITY METER
NJSTRE1545387463 | NJSRRE1543570713 | Transition Incentive Program | Flemington | 8822 | 4 | 17.66 | Residential | No | Behind the Meter | Behind the Meter |  | None | Seabright Solar | JCP&L | Eligible for TI Program | 2019-12-27 | 2019-12-27 | 2021-10-30 | Sunpower | SPR-E20-327 | Inverters | 0.32 |  | 54 |  |  | 0.99 |  | Outside | Ground
NJSTRE1545387469 | NJSRRE1544419861 | Transition Incentive Program | Barnegat | 8005 | 18 | 12.16 | Residential | Yes | Behind the Meter | Net-metered residential rooftop and canopy |  | None | Vivint Solar Developer, LLC | JCP&L | Accepted | 2020-02-07 | 2020-02-12 | 2021-10-30 | SOLAREDGE | SE10000H-US | Inverters | 10000 |  | 1 |  |  | 0.992 |  | Outdoor | Near the Utility Meter
NJSTRE1545387470 | NJSRRE1543451825 | Transition Incentive Program | Camden | 8105 | 14 | 3.78 | Residential | Yes | Behind the Meter | Net-metered residential rooftop and canopy |  | None | Vivint Solar Developer, LLC | PSE&G | Accepted | 2019-11-27 | 2019-12-03 | 2021-10-30 | Solar Edge | SE3800H-US | Inverters | 3800 |  | 1 |  |  | 0.992 |  | Outdoor | Near the utility meter
NJSTRE1545387490 | NJSRRE1544512192 | Transition Incentive Program | Woodlynne | 8107 | 14 | 5.12 | Residential | Yes | Behind the Meter | Behind the Meter |  | None | Skyline Solar, LLC | PSE&G | Eligible for TI Program | 2020-02-20 | 2020-02-24 | 2021-10-30 | SolarEdge | SE3800H-US | Inverters | 3800 |  | 1 |  |  | 0.99 |  | Outside | within ten feet of meter
NJSTRE1545387493 | NJSRRE1543565036 | Transition Incentive Program | Somerset | 8873 | 5 | 11.66 | Residential | Yes | Behind the Meter | Net-metered residential rooftop and canopy |  | None | Vivint Solar Developer, LLC | PSE&G | Accepted | 2019-12-20 | 2019-12-23 | 2021-10-30 | SOLAREDGE | SE7600H-US | Inverters | 7600 |  | 1 |  |  | 0.992 |  | Outdoor | Near the Utility Meter
NJSTRE1545387500 | NJSRRE1544524193 | Transition Incentive Program | Bridgewater | 8807 | 5 | 9.52 | Residential | No | Behind the Meter | Behind the Meter |  | None | Pro Custom Solar dba Momentum Solar | JCP&L | Eligible for TI Program | 2020-02-24 | 2020-02-26 | 2021-10-30 | Enphase Energy | IQ7-60-2-US | Inverters | 250 |  | 28 |  |  | 0.97 |  | Outdoor | roof
NJSTRE1545387502 | NJSRRE1544201029 | Transition Incentive Program | Hackensack | 7601 | 7 | 4.1 | Residential | Yes | Behind the Meter | Net-metered residential rooftop and canopy |  | None | Trinity Solar | PSE&G | Final As-Built Received |  | 2020-01-24 | 2021-10-30 | Solar Edge | SE3800 | Inverters | 3800 |  | 1 |  |  | 0.97 |  | Outside | side of home
NJSTRE1545387509 | NJSRRE1543651804 | Transition Incentive Program | Long Branch | 7740 | 17 | 11.66 | Residential | Yes | Behind the Meter | Net-metered residential rooftop and canopy |  | None | Vivint Solar Developer, LLC | JCP&L | Accepted | 2019-12-23 | 2019-12-27 | 2021-10-30 | Solar Edge | SE7600H-US | Inverters | 7600 |  | 1 |  |  | 0.992 |  | Outdoor | Near the utility meter
NJSTRE1545387511 | NJSRRE1543827075 | Transition Incentive Program | Newark City | 7107 | 9 | 9.28 | Residential | Yes | Behind the Meter | Behind the Meter |  | None | Sunrun Installation Services, Inc. | PSE&G | Eligible for TI Program | 2019-12-30 | 2020-01-03 | 2021-10-30 | Delta Electronics | M4-TL-US | Inverters | 3840 |  | 2 |  |  | 0.96 |  | Outdoor | Next To Meter
NJSTRE1545335189 |  | Transition Incentive Program | Hopewell | 8534 | 12 | 16.32 | Residential | No | Behind the Meter | Net-metered residential rooftop and canopy |  | None | Tesla Energy Operations Inc. | PSE&G | Accepted | 2020-07-23 | 2020-07-28 | 2021-07-28 | Hanwha Q-Cells | Q.Peak DUO BLK-G6/SC340 | Solar Panels |  | 0.34 | 5 | 284 | 45 |  | Fixed | Roof
NJSTRE1545335190 |  | Transition Incentive Program | Perth Amboy | 8861 | 11 | 7.48 | Residential | Yes | Behind the Meter | Net-metered residential rooftop and canopy |  | None | Trinity Solar | PSE&G | Accepted | 2020-07-23 | 2020-07-29 | 2021-07-29 | Hanwha | Q.PEAK DUO BLK-G6 340 | Solar Panels |  | 0.34 | 15 | 111 | 40 |  | Fixed | Roof
NJSTRE1545335203 |  | Transition Incentive Program | Ridgefield Park | 7660 | 7 | 5.1 | Residential | Yes | Behind the Meter | Net-metered residential rooftop and canopy |  | None | Trinity Solar | PSE&G | Final As-Built Received | 2020-07-23 | 2020-07-28 | 2021-10-30 | Hanwha 340 | Q.PEAK DUO BLK-G6 340 | Solar Panels |  | 0.34 | 10 | 197 | 27 |  | Fixed | Roof
NJSTRE1545335258 |  | Transition Incentive Program | Linden | 7036 | 10 | 7.82 | Residential | No | Behind the Meter | Net-metered residential rooftop and canopy |  | PSEG | Maier Solar Engineering dba Solar Me | PSE&G | Accepted | 2020-07-23 | 2020-07-28 | 2021-07-28 | Hanwha | Q.CELL DUO BLK-G6 340W | Solar Panels |  | 0.34 | 15 | 219 | 20 |  | Fixed | Roof
NJSTRE1545335704 |  | Transition Incentive Program | Woodbridge Township | 7095 | 11 | 8.5 | Residential | Yes | Behind the Meter | Net-metered residential rooftop and canopy |  | None |  | PSE&G | Accepted | 2020-07-23 | 2020-07-28 | 2021-07-28 | SunPower | SPR-E20-327-E-AC | Solar Panels |  | 0.327 | 14 | 59 | 40 |  | Fixed | Roof
NJSTRE1545387456 | NJSRRE1544514450 | Transition Incentive Program | Wayne | 7470 | 6 | 4.41 | Residential | Yes | Behind the Meter | Net-metered residential rooftop and canopy |  | None | Trinity Solar | PSE&G | Accepted |  | 2020-02-25 | 2021-10-30 | Solar Edge | SE3800 | Inverters | 3800 |  | 1 |  |  | 0.97 |  | Outside | side of home
NJSTRE1545387462 | NJSRRE1543421479 | Transition Incentive Program | CINNAMINSON | 8077 | 13 | 11.97 | Residential | Yes | Behind the Meter | Net-metered residential rooftop and canopy |  | None | Vivint Solar Developer, LLC | PSE&G | Accepted | 2019-11-19 | 2019-11-21 | 2021-10-30 | SOLAR EDGE | SE10000H-US | Inverters | 10000 |  | 1 |  |  | 0.992 |  | Outdoor | NEAR UTILITY METER
NJSTRE1545387471 | NJSRRE1543656993 | Transition Incentive Program | Piscataway | 8854 | 11 | 17.69 | Residential | Yes | Behind the Meter | Behind the Meter |  | None | Sunrun Installation Services, Inc. | PSE&G | Eligible for TI Program | 2019-12-23 | 2019-12-27 | 2021-10-30 | Enphase Energy | IQ7-60-x-US (240V) | Inverters | 240 |  | 61 |  |  | 0.96 |  | Outdoor | Rooftop
NJSTRE1545387479 | NJSRRE1544164772 | Transition Incentive Program | East Orange | 7017 | 9 | 5.36 | Residential | No | Behind the Meter | Behind the Meter |  | None | Trinity Solar | PSE&G | Eligible for TI Program | 2020-01-14 | 2020-01-17 | 2021-10-30 | Solar Edge | SE5000H-US | Inverters | 5000 |  | 1 |  |  | 0.97 |  | Outside | side of home
NJSTRE1545387486 | NJSRRE1543918517 | Transition Incentive Program | Penns Grove | 8069 | 16 | 5.12 | Residential | Yes | Behind the Meter | Behind the Meter |  | None | Skyline Solar, LLC | AC Electric | Eligible for TI Program | 2020-01-03 | 2020-01-07 | 2021-10-30 | SolarEdge | SE3800H-US | Inverters | 3800 |  | 1 |  |  | 0.99 |  | Outside | within ten feet of meter
NJSTRE1545387501 | NJSRRE1544514226 | Transition Incentive Program | Willingboro | 8046 | 13 | 7.88 | Residential | Yes | Behind the Meter | Net-metered residential rooftop and canopy |  | None | Suntuity Solar LLC | PSE&G | Final As-Built Received | 2020-02-21 | 2020-02-25 | 2021-10-30 | Enphase Energy | IQ7-60-2-US | Inverters | 240 |  | 25 |  |  | 0.97 |  | Outdoor | Behind the PV Modules
NJSTRE1545387506 | NJSRRE1543478103 | Transition Incentive Program | Lincoln Park | 7035 | 3 | 12.92 | Residential | Yes | Behind the Meter | Behind the Meter |  | None | Pro Custom Solar dba Momentum Solar | JCP&L | Eligible for TI Program | 2019-12-04 | 2019-12-06 | 2021-10-30 | Enphase Energy | IQ6-60-2-US | Inverters | 240 |  | 41 |  |  | 0.97 |  | Outdoor | Roof
NJSTRE1545387514 | NJSRRE1544316851 | Transition Incentive Program | Teaneck | 7666 | 7 | 13.86 | Residential | Yes | Behind the Meter | Behind the Meter |  | None | Trinity Solar | PSE&G | Eligible for TI Program | 2020-01-28 | 2020-01-31 | 2021-10-30 | Solar Edge | SE11400 | Inverters | 11400 |  | 1 |  |  | 0.97 |  | Outside | side of home
NJSTRE1545387447 | NJSRRE1543481111 | Transition Incentive Program | Millville | 8332 | 20 | 3.84 | Residential | Yes | Behind the Meter | Behind the Meter |  | None | Skyline Solar, LLC | AC Electric | Eligible for TI Program | 2019-12-05 | 2019-12-09 | 2021-10-30 | SolarEdge | SE3800H-US | Inverters | 3800 |  | 1 |  |  | 0.99 |  | Outside | within ten feet of meter
NJSTRE1545387448 | NJSRRE1543451910 | Transition Incentive Program | Parlin | 8859 | 11 | 3.19 | Residential | Yes | Behind the Meter | Behind the Meter |  | None | Sunrun Installation Services, Inc. | JCP&L | Eligible for TI Program | 2019-11-27 | 2019-12-03 | 2021-10-30 | Enphase Energy | IQ7-60-x-US (240V) | Inverters | 240 |  | 11 |  |  | 0.96 |  | Outdoor | Rooftop
NJSTRE1545332983 | NJSRRE1544761160 | Transition Incentive Program | Kenilworth Boro | 7033 | 10 | 14.7 | Residential | Yes | Behind the Meter | Net-metered residential rooftop and canopy |  | None | SunnyMac LLC | PSE&G | Accepted |  | 2020-03-27 | 2021-10-30 | SunPower | SPR-X21-350 | Solar Panels |  | 0.35 | 18 | 173 | 23 |  | Fixed | Roof
NJSTRE1545333003 | NJSRRE1544342346 | Transition Incentive Program | Willingboro Twp | 8046 | 13 | 11.77 | Residential | Yes | Behind the Meter | Net-metered residential rooftop and canopy |  | None | SunnyMac LLC | PSE&G | Accepted |  | 2020-02-07 | 2021-10-30 | SunPower | SPR-E20327 | Solar Panels |  | 0.327 | 2 | 239 | 31 |  | Fixed | Roof
NJSTRE1545333009 | NJSRRE1544905065 | Transition Incentive Program | BORDENTOWN TWP | 8505 | 13 | 14.72 | Residential | Yes | Behind the Meter | Net-metered residential rooftop and canopy |  | None | SunnyMac LLC | PSE&G | Accepted |  | 2020-04-30 | 2021-10-30 | SunPower | SPR-E20 327 | Solar Panels |  | 0.327 | 10 | 276 | 44 |  | Fixed | Roof
NJSTRE1545333009 | NJSRRE1544905065 | Transition Incentive Program | BORDENTOWN TWP | 8505 | 13 | 14.72 | Residential | Yes | Behind the Meter | Net-metered residential rooftop and canopy |  | None | SunnyMac LLC | PSE&G | Accepted |  | 2020-04-30 | 2021-10-30 | SunPower, | SPR-E20 327 | Solar Panels |  | 0.327 | 5 | 188 | 32 |  | Fixed | Roof
NJSTRE1545333014 | NJSRRE1544905102 | Transition Incentive Program | Mystic Islands | 8087 | 18 | 2.94 | Residential | No | Behind the Meter | Net-metered residential rooftop and canopy |  | None | SunnyMac LLC | AC Electric | Accepted |  | 2020-04-30 | 2021-10-30 | SunPower, | SPR-E20-327 | Solar Panels |  | 0.327 | 9 | 162 | 27 |  | Fixed | Roof
NJSTRE1545333016 | NJSRRE1544768847 | Transition Incentive Program | Turnersville | 8012 | 14 | 11.77 | Residential | No | Behind the Meter | Net-metered residential rooftop and canopy |  | None | SunnyMac LLC | AC Electric | Accepted |  | 2020-04-01 | 2021-10-30 | SunPower | SPRE20327 | Solar Panels |  | 0.327 | 15 | 155 | 26 |  | Fixed | Roof
NJSTRE1545333019 | NJSRRE1544775260 | Transition Incentive Program | Williamstown | 8094 | 15 | 16.35 | Residential | Yes | Behind the Meter | Net-metered residential rooftop and canopy |  | None | SunnyMac LLC | AC Electric | Accepted | 2020-03-31 | 2020-04-09 | 2021-10-30 | SunPower | SPRE20327 | Solar Panels |  | 0.327 | 10 | 91 | 44 |  | Fixed | Roof
NJSTRE1545333022 |  | Transition Incentive Program | Kearny | 7032 | 8 | 6.46 | Residential | No | Behind the Meter | Net-metered residential rooftop and canopy |  | None | Trinity Solar | PSE&G | Accepted | 2020-07-23 | 2020-07-29 | 2021-07-29 | Hanwha | Q.PEAK DUO BLK-G6 340 | Solar Panels |  | 0.34 | 4 | 117 | 9 |  | Fixed | Roof
NJSTRE1545333022 |  | Transition Incentive Program | Kearny | 7032 | 8 | 6.46 | Residential | No | Behind the Meter | Net-metered residential rooftop and canopy |  | None | Trinity Solar | PSE&G | Accepted | 2020-07-23 | 2020-07-29 | 2021-07-29 | Hanwha | Q.PEAK DUO BLK-G6 340 | Solar Panels |  | 0.34 | 7 | 117 | 16 |  | Fixed | Roof
NJSTRE1545335130 |  | Transition Incentive Program | Perth Amboy | 8861 | 11 | 6.12 | Residential | No | Behind the Meter | Net-metered residential rooftop and canopy |  | None | Trinity Solar | PSE&G | Accepted | 2020-07-23 | 2020-07-28 | 2021-07-28 | HANWHA | Q.PEAK DUO BLK-G6 340 | Solar Panels |  | 0.34 | 11 | 202 | 28 |  | Fixed | Roof
NJSTRE1545335142 |  | Transition Incentive Program | Trenton | 8638 | 12 | 8.75 | Residential | Yes | Behind the Meter | Net-metered residential rooftop and canopy |  | None | Pro Custom Solar dba Momentum Solar | PSE&G | Accepted | 2020-07-23 | 2020-07-28 | 2021-07-28 | LG ELECTRONICS | LG 350N1C-V5 | Solar Panels |  | 0.35 | 25 | 254 | 14 |  | Fixed | Roof
NJSTRE1545335196 |  | Transition Incentive Program | Edison | 8817 | 11 | 14.35 | Residential | Yes | Behind the Meter | Net-metered residential rooftop and canopy |  | None | Pro Custom Solar dba Momentum Solar | PSE&G | Accepted | 2020-07-23 | 2020-07-28 | 2021-07-28 | LG ELECTRONICS | LG 350N1C-V5 | Solar Panels |  | 0.35 | 10 | 82 | 24 |  | Fixed | Roof
NJSTRE1545335295 |  | Transition Incentive Program | Hillsborough | 8844 | 5 | 19.08 | Residential | No | Behind the Meter | Net-metered residential rooftop and canopy |  | None | Green Power Energy | PSE&G | Accepted | 2020-07-23 | 2020-07-28 | 2021-07-28 | LG Electronics | LG360Q1C-V5 | Solar Panels |  | 0.36 | 5 | 120 | 35 |  | Fixed | Roof
NJSTRE1545335576 |  | Transition Incentive Program | North Brunswick | 8902 | 11 | 9.28 | Residential | No | Behind the Meter | Net-metered residential rooftop and canopy |  | None | EMT Renewables | PSE&G | Accepted | 2020-07-23 | 2020-07-28 | 2021-07-28 | Trina | 320-BLK | Solar Panels |  | 0.32 | 20 | 136 | 26 |  | Fixed | Roof
NJSTRE1545335700 |  | Transition Incentive Program | Camden | 8105 | 14 | 6.5 | Residential | Yes | Behind the Meter | Net-metered residential rooftop and canopy |  | None | Vivint Solar Developer, LLC | PSE&G | Accepted | 2020-07-23 | 2020-07-28 | 2021-07-28 | JINKO SOLAR | JKM325M-60HL | Solar Panels |  | 0.325 | 4 | 120 | 37 |  | Fixed | Roof
NJSTRE1545335722 |  | Transition Incentive Program | STEWARTSVILLE | 8886 | 2 | 7 | Residential | No | Behind the Meter | Net-metered residential rooftop and canopy |  | None | Pro Custom Solar dba Momentum Solar | JCP&L | Accepted | 2020-07-23 | 2020-07-28 | 2021-07-28 | LG ELECTRONICS | LG 350N1C-V5 | Solar Panels |  | 0.35 | 8 | 263 | 40 |  | Fixed | Roof
NJSTRE1545336665 |  | Transition Incentive Program | MAPLE SHADE | 8052 | 13 | 19.18 | Residential | Yes | Behind the Meter | Net-metered residential rooftop and canopy |  | None | Vivint Solar Developer, LLC | PSE&G | Accepted | 2020-07-23 | 2020-07-28 | 2021-07-28 | JINKO SOLAR | JKM325M-60HL | Solar Panels |  | 0.325 | 8 | 353 | 18 |  | Fixed | Roof
NJSTRE1545336680 | NJSRRE1544857472 | Transition Incentive Program | Robbinsville Township | 8691 | 12 | 2101.23 | Commercial | Yes | Behind the Meter | Net-metered non-residential rooftop and canopy |  | None | Borrego Solar Systems Inc | JCP&L | Accepted |  | 2020-04-27 | 2021-10-30 | ET Solar | ET-M672370WW | Solar Panels |  | 0.37 | 5679 | landscape | 10 |  | Fixed | Roof
NJSTRE1545340081 |  | Transition Incentive Program | Barnegat | 8005 | 18 | 7.56 | Residential | No | Behind the Meter | Net-metered residential rooftop and canopy |  | None | Suntuity Solar LLC | AC Electric | Accepted | 2020-07-24 | 2020-07-28 | 2021-07-28 | Longi | LR6-60HPB-315M | Solar Panels |  | 0.315 | 4 | 158 | 20 |  | Fixed | Roof
NJSTRE1545340081 |  | Transition Incentive Program | Barnegat | 8005 | 18 | 7.56 | Residential | No | Behind the Meter | Net-metered residential rooftop and canopy |  | None | Suntuity Solar LLC | AC Electric | Accepted | 2020-07-24 | 2020-07-28 | 2021-07-28 | Longi | LR6-60HPB-315M | Solar Panels |  | 0.315 | 10 | 68 | 22 |  | Fixed | Roof
NJSTRE1545340163 |  | Transition Incentive Program | marlton | 8063 | 15 | 13.44 | Residential | No | Behind the Meter | Net-metered residential rooftop and canopy |  | None | Orbit Energy & Power, LLC | PSE&G | Final As-Built Received | 2020-07-24 | 2020-07-28 | 2021-10-30 | HANWHA QCELLS | QPEAK 320W | Solar Panels |  | 0.32 | 3 | 90 | 35 |  | Fixed | Roof
NJSTRE1545340188 | NJSRRE1544348598 | Transition Incentive Program | paterson | 7524 | 6 | 14.74 | Residential | No | Behind the meter | Net-metered residential rooftop and canopy |  | None | Sundial Solar Innovations | PSE&G | Final As-Built Received | 2020-02-03 | 2020-02-06 | 2021-10-30 | Hanwha | QCell335w | Solar Panels |  | 0.335 | 20 | 280 | 20 |  | Fixed | Roof
NJSTRE1545340191 | NJSRRE1542560968 | Transition Incentive Program | Dayton | 8810 | 11 | 12.58 | Residential | No | Behind the meter | Net-metered residential rooftop and canopy |  | None | Sundial Solar Innovations | PSE&G | Final As-Built Received | 2019-10-19 | 2019-10-22 | 2021-10-30 | LG | LG370q1c | Solar Panels |  | 0.37 | 34 | 220 | 35 |  | Fixed | Roof
NJSTRE1545340204 |  | Transition Incentive Program | BROWNS MILLS | 8015 | 13 | 8.51 | Residential | Yes | Behind the Meter | Net-metered residential rooftop and canopy |  | None | Vision Solar LLC | JCP&L | Accepted | 2020-07-24 | 2020-08-18 | 2021-10-30 | HANWHA Q-CELLS | Q.PEAK DUO-G5 315 | Solar Panels |  | 0.315 | 13 | 346 | 21 |  | Fixed | Roof
NJSTRE1545335695 |  | Transition Incentive Program | Princeton | 8540 | 12 | 24.75 | Residential | No | Behind the Meter | Net-metered residential rooftop and canopy |  | None | Green Power Energy | PSE&G | Accepted | 2020-07-24 | 2020-07-28 | 2021-07-28 | LG Electronics | LG375N1C-V5 | Solar Panels |  | 0.375 | 8 | 90 | 7 |  | Fixed | Roof
NJSTRE1545336655 |  | Transition Incentive Program | GALLOWAY | 8205 | 19 | 3.25 | Residential | Yes | Behind the Meter | Net-metered residential rooftop and canopy |  | None | Vivint Solar Developer, LLC | AC Electric | Accepted | 2020-07-23 | 2020-07-28 | 2021-07-28 | JINKO SOLAR | JKM325M-60HBL | Solar Panels |  | 0.325 | 10 | 11 | 22 |  | Fixed | Roof
NJSTRE1545336665 |  | Transition Incentive Program | MAPLE SHADE | 8052 | 13 | 19.18 | Residential | Yes | Behind the Meter | Net-metered residential rooftop and canopy |  | None | Vivint Solar Developer, LLC | PSE&G | Accepted | 2020-07-23 | 2020-07-28 | 2021-07-28 | JINKO SOLAR | JKM325M-60HL | Solar Panels |  | 0.325 | 22 | 173 | 23 |  | Fixed | Roof
NJSTRE1545340080 |  | Transition Incentive Program | Turnersville | 8012 | 14 | 11.34 | Residential | No | Behind the Meter | Net-metered residential rooftop and canopy |  | None | Suntuity Solar LLC | AC Electric | Accepted | 2020-07-24 | 2020-07-29 | 2021-07-29 | Longi | LR6-60HPB-315M | Solar Panels |  | 0.315 | 18 | 117 | 22 |  | Fixed | Roof
NJSTRE1545340163 |  | Transition Incentive Program | marlton | 8063 | 15 | 13.44 | Residential | No | Behind the Meter | Net-metered residential rooftop and canopy |  | None | Orbit Energy & Power, LLC | PSE&G | Final As-Built Received | 2020-07-24 | 2020-07-28 | 2021-10-30 | HANWHA QCELLS | QPEAK 320W | Solar Panels |  | 0.32 | 19 | 180 | 35 |  | Fixed | Roof
NJSTRE1545340178 |  | Transition Incentive Program | Bergenfield | 7621 | 7 | 5.78 | Residential | Yes | Behind the Meter | Net-metered residential rooftop and canopy |  | None | Trinity Solar | PSE&G | Accepted | 2020-07-24 | 2020-07-28 | 2021-07-28 | Hanwha | Q.PEAK DUO BLK-G6 340 | Solar Panels |  | 0.34 | 11 | 177 | 27 |  | Fixed | Roof
NJSTRE1545340217 |  | Transition Incentive Program | LAUREL LAKE | 8332 | 20 | 8.38 | Residential | Yes | Behind the Meter | Net-metered residential rooftop and canopy |  | ACE | Vision Solar LLC | AC Electric | Accepted | 2020-07-24 | 2020-09-22 | 2021-10-30 | LG SOLAR | LG335N1K-V5 | Solar Panels |  | 0.335 | 11 | 302 | 20 |  | Fixed | Roof
NJSTRE1545340241 |  | Transition Incentive Program | WILLIAMSTOWN | 8094 | 15 | 7.25 | Residential | No | Behind the Meter | Net-metered residential rooftop and canopy |  | ACE | Vision Solar LLC | AC Electric | Accepted | 2020-07-24 | 2020-07-29 | 2021-07-29 | HANWHA Q-CELLS | Q.PEAK DUO-G5 315 | Solar Panels |  | 0.315 | 20 | 139 | 29 |  | Fixed | Roof
NJSTRE1545340263 |  | Transition Incentive Program | Jackson | 8527 | 18 | 10.72 | Residential | Yes | Behind the Meter | Net-metered residential rooftop and canopy |  | None | Trinity Solar | JCP&L | Final As-Built Received | 2020-07-24 | 2020-07-30 | 2021-10-30 | Hanwha | Q.PEAK DUO BLK-G6 335 | Solar Panels |  | 0.335 | 3 | 242 | 45 |  | Fixed | Roof
NJSTRE1545340268 |  | Transition Incentive Program | TURNERVILLE | 8012 | 14 | 7.04 | Residential | Yes | Behind the Meter | Net-metered residential rooftop and canopy |  | ACE | Vision Solar LLC | AC Electric | Accepted | 2020-07-24 | 2020-07-29 | 2021-07-29 | LG SOLAR | LG335N1K-V5 | Solar Panels |  | 0.335 | 6 | 125 | 23 |  | Fixed | Roof
NJSTRE1545340299 |  | Transition Incentive Program | Englishtown | 7726 | 17 | 7.36 | Residential | No | Behind the Meter | Net-metered residential rooftop and canopy |  | None | EMT Renewables | JCP&L | Accepted | 2020-07-24 | 2020-07-29 | 2021-07-29 | Trina | 320-BLK | Solar Panels |  | 0.32 | 3 | 301 | 36 |  | Fixed | Roof
NJSTRE1545340628 |  | Transition Incentive Program | Roxbury Township | 7850 | 3 | 11.55 | Residential | Yes | Behind the Meter | Net-metered residential rooftop and canopy |  | None | Sunrun Installation Services, Inc. | PSE&G | Accepted | 2020-07-24 | 2020-07-29 | 2021-07-29 | LG Electronics | LG330N1C-A5 | Solar Panels |  | 0.33 | 7 | 64 | 14 |  | Fixed | Roof
NJSTRE1545342421 |  | Transition Incentive Program | East Windsor | 8520 | 12 | 3.4 | Residential | No | Behind the Meter | Net-metered residential rooftop and canopy |  | None | Trinity Solar | JCP&L | Accepted | 2020-07-24 | 2020-07-29 | 2021-07-29 | Hanwha 340 | Q.PEAK DUO BLK-G6 340 | Solar Panels |  | 0.34 | 10 | 97 | 23 |  | Fixed | Roof
NJSTRE1545387518 | NJSRRE1543651669 | Transition Incentive Program | Colonia | 7067 | 10 | 10.71 | Residential | Yes | Behind the Meter | Behind the Meter |  | None | Pro Custom Solar dba Momentum Solar | PSE&G | Eligible for TI Program | 2019-12-23 | 2019-12-27 | 2021-10-30 | Enphase Energy | IQ6-60-2-US | Inverters | 230 |  | 34 |  |  | 0.97 |  | Outdoor | Roof
NJSTRE1545387541 | NJSRRE1543652779 | Transition Incentive Program | McKee City | 8234 | 19 | 8.96 | Residential | Yes | Behind the Meter | Behind the Meter |  | None | All Season Solar | AC Electric | Eligible for TI Program | 2019-12-23 | 2019-12-27 | 2021-10-30 | Enphase | IQ7 | Inverters | 240 |  | 28 |  |  | 0.97 |  | Outdoor | Under Module
NJSTRE1545387543 | NJSRRE1544469907 | Transition Incentive Program | Glen Ridge Boro | 7028 | 9 | 4.91 | Residential | Yes | Behind the Meter | Behind the Meter |  | None | Seabright Solar | PSE&G | Eligible for TI Program | 2020-02-19 | 2020-02-21 | 2021-10-30 | Sunpower | SPR-E20-327 | Inverters | 0.32 |  | 15 |  |  | 0.99 |  | Outside | Roof
NJSTRE1545387555 | NJSRRE1544469934 | Transition Incentive Program | CHERRY HILL | 8002 | 14 | 9.28 | Residential | Yes | Behind the Meter | Behind the Meter |  | None | Vivint Solar Developer, LLC | PSE&G | Eligible for TI Program | 2020-02-18 | 2020-02-21 | 2021-10-30 | SolarEdge | SE7600H-US | Inverters | 7600 |  | 1 |  |  | 0.992 |  | Outdoor | Near the utility meter
NJSTRE1545387566 | NJSRRE1543656991 | Transition Incentive Program | Landing | 7850 | 3 | 5.04 | Residential | Yes | Behind the Meter | Net-metered residential rooftop and canopy |  | None | Vivint Solar Developer, LLC | JCP&L | Accepted | 2019-12-23 | 2019-12-27 | 2021-10-30 | Solar Edge | SE3800H-US | Inverters | 3800 |  | 1 |  |  | 0.992 |  | Outdoor | Near the utility meter
NJSTRE1545387571 | NJSRRE1544431343 | Transition Incentive Program | Boonton | 7005 | 3 | 5.55 | Residential | No | Behind the Meter | Net-metered residential rooftop and canopy |  | None | Green House Solar | JCP&L | Accepted | 2020-02-13 | 2020-02-14 | 2021-10-30 | Enphase | IQ7XS | Inverters | 315 |  | 15 |  |  | 0.975 |  | Other | Panel Mounted
NJSTRE1545387583 | NJSRRE1544545533 | Transition Incentive Program | Tuckerton | 8087 | 18 | 7.88 | Residential | No | Behind the Meter | Net-metered residential rooftop and canopy |  | None | Suntuity Solar LLC | AC Electric | Accepted | 2020-02-27 | 2020-03-02 | 2021-10-30 | Enphase Energy | IQ7-60-2-US | Inverters | 240 |  | 25 |  |  | 0.97 |  | Outdoor | Behind the PV Modules
NJSTRE1545387595 | NJSRRE1544529523 | Transition Incentive Program | Blackwood | 8012 | 14 | 8.82 | Residential | Yes | Behind the Meter | Behind the Meter |  | None | Trinity Solar | PSE&G | Eligible for TI Program | 2020-02-25 | 2020-02-27 | 2021-10-30 | Solar Edge | SE7600H-US | Inverters | 7600 |  | 1 |  |  | 0.97 |  | Outside | garage
NJSTRE1545387607 | NJSRRE1544467197 | Transition Incentive Program | Newark City | 7107 | 9 | 3.72 | Residential | Yes | Behind the Meter | Behind the Meter |  | None | Sunrun Installation Services, Inc. | PSE&G | Eligible for TI Program | 2020-02-17 | 2020-02-20 | 2021-10-30 | Delta Electronics | M4-TL-US | Inverters | 3840 |  | 1 |  |  | 0.96 |  | Outdoor | Next To Meter
NJSTRE1545387613 | NJSRRE1543555851 | Transition Incentive Program | Elmwood Park | 7407 | 7 | 7.25 | Residential | Yes | Behind the Meter | Net-metered residential rooftop and canopy |  | None | Pro Custom Solar dba Momentum Solar | PSE&G | Accepted |  | 2019-12-20 | 2021-10-30 | Enphase Energy | IQ7Plus-72-2-US | Inverters | 290 |  | 21 |  |  | 0.97 |  | Outdoor | Roof
NJSTRE1545387615 | NJSRRE1544550022 | Transition Incentive Program | South River | 8882 | 11 | 8.5 | Residential | No | Behind the Meter | Net-metered residential rooftop and canopy |  | None | SunPower Corporation, Systems | South River | Accepted |  | 2020-03-03 | 2021-10-30 | SUNPOWER | SPR-E20-327-E-AC | Inverters | 320 |  | 26 |  |  | 0.96 |  | Other | under each panel
NJSTRE1545387640 | NJSRRE1544098784 | Transition Incentive Program | Burlington | 8016 | 13 | 141.41 | Commercial | No | Behind the Meter | Net-metered non-residential rooftop and canopy |  | None | MOORE ENERGY LLC | PSE&G | Accepted |  | 2020-01-09 | 2021-10-30 | SolarEdge | SE66.6K | Inverters | 66600 |  | 1 |  |  | 0.985 |  | Outdoor | ROOFTOP
NJSTRE1545387644 | NJSRRE1543556220 | Transition Incentive Program | Bridgeton | 8302 | 20 | 8.19 | Residential | Yes | Behind the Meter | Behind the Meter |  | None | Trinity Solar | AC Electric | Eligible for TI Program | 2019-12-17 | 2019-12-20 | 2021-10-30 | SOLAR EDGE | SE7600H-US | Inverters | 7600 |  | 1 |  |  | 0.97 |  | Outside | SIDE OF HOME
NJSTRE1545387521 | NJSRRE1544334802 | Transition Incentive Program | Whippany | 7981 | 3 | 5.27 | Residential | Yes | Behind the Meter | Behind the Meter |  | None | Sunrun Installation Services, Inc. | JCP&L | Eligible for TI Program | 2020-01-30 | 2020-02-04 | 2021-10-30 | Delta Electronics | M5-TL-US | Inverters | 4800 |  | 1 |  |  | 0.96 |  | Outdoor | Next To Meter
NJSTRE1545387531 | NJSRRE1544441153 | Transition Incentive Program | Bloomfield | 7003 | 9 | 9.45 | Residential | Yes | Behind the Meter | Behind the Meter |  | None | Pro Custom Solar dba Momentum Solar | PSE&G | Eligible for TI Program | 2020-02-12 | 2020-02-17 | 2021-10-30 | Enphase Energy | IQ7Plus-72-2-US | Inverters | 290 |  | 27 |  |  | 0.97 |  | Outdoor | Roof
NJSTRE1545387547 | NJSRRE1544213793 | Transition Incentive Program | Mount Arlington | 7856 | 3 | 17.36 | Residential | Yes | Behind the Meter | Behind the Meter |  | None | Sunrun Installation Services, Inc. | JCP&L | Eligible for TI Program | 2020-01-22 | 2020-01-27 | 2021-10-30 | Delta Electronics | M10-TL-US | Inverters | 9600 |  | 1 |  |  | 0.96 |  | Outdoor | Next To Meter
NJSTRE1545387547 | NJSRRE1544213793 | Transition Incentive Program | Mount Arlington | 7856 | 3 | 17.36 | Residential | Yes | Behind the Meter | Behind the Meter |  | None | Sunrun Installation Services, Inc. | JCP&L | Eligible for TI Program | 2020-01-22 | 2020-01-27 | 2021-10-30 | Delta Electronics | M8-TL-US | Inverters | 7680 |  | 1 |  |  | 0.96 |  | Outdoor | Next To Meter
NJSTRE1545387559 | NJSRRE1543425676 | Transition Incentive Program | Nutley | 7110 | 9 | 8.4 | Residential | No | Behind the Meter | Behind the Meter |  | None | Green Power Energy | PSE&G | Eligible for TI Program | 2019-11-20 | 2019-11-25 | 2021-10-30 | SolarEdge | SE7600H-US | Inverters | 7600 |  | 1 |  |  | 0.97 |  | Outside | Next to meter
NJSTRE1545387560 | NJSRRE1544540523 | Transition Incentive Program | Hammonton | 8037 | 19 | 8.82 | Residential | Yes | Behind the Meter | Net-metered residential rooftop and canopy |  | None | Suntuity Solar LLC | AC Electric | Accepted | 2020-02-26 | 2020-02-28 | 2021-10-30 | Enphase Energy | IQ7-60-2-US | Inverters | 240 |  | 28 |  |  | 0.97 |  | Outdoor | Behind the PV Modules
NJSTRE1545387577 | NJSRRE1544309541 | Transition Incentive Program | Tabernacle | 8088 | 13 | 17.36 | Residential | No | Behind the Meter | Behind the Meter |  | None | Sunrun Installation Services, Inc. | AC Electric | Eligible for TI Program | 2020-01-27 | 2020-01-30 | 2021-10-30 | SolarEdge Technologies | SE6000H-USRGM | Inverters | 6000 |  | 1 |  |  | 0.96 |  | Outdoor | Next To Meter
NJSTRE1545387593 | NJSRRE1543451877 | Transition Incentive Program | Clifton City | 7013 | 6 | 5.8 | Residential | No | Behind the Meter | Behind the Meter |  | None | Sunrun Installation Services, Inc. | PSE&G | Eligible for TI Program | 2019-11-27 | 2019-12-03 | 2021-10-30 | Delta Electronics | M6-TL-US | Inverters | 5760 |  | 1 |  |  | 0.96 |  | Outdoor | Next To Meter
NJSTRE1545387600 | NJSRRE1544431787 | Transition Incentive Program | Bogota | 7603 | 7 | 5.03 | Residential | Yes | Behind the Meter | Behind the Meter |  | None | Pro Custom Solar dba Momentum Solar | PSE&G | Eligible for TI Program | 2020-02-11 | 2020-02-14 | 2021-10-30 | Enphase Energy | IQ7-60-2-US | Inverters | 240 |  | 15 |  |  | 0.997 |  | Outdoor | Roof
NJSTRE1545387610 | NJSRRE1544431367 | Transition Incentive Program | South Toms River | 8757 | 18 | 7.75 | Residential | Yes | Behind the Meter | Net-metered residential rooftop and canopy |  | None | Bright Planet Solar | JCP&L | Accepted |  | 2020-02-13 | 2021-10-30 | SOLAR EDGE | SE6000H-USRGM | Inverters | 6000 |  | 1 |  |  | 0.98 |  | Outdoor | OUTSIDE
NJSTRE1545387623 | NJSRRE1544230630 | Transition Incentive Program | Jersey City | 7305 | 8 | 3.1 | Residential | Yes | Behind the Meter | Behind the Meter |  | None | Sunrun Installation Services, Inc. | PSE&G | Eligible for TI Program | 2020-01-24 | 2020-01-29 | 2021-10-30 | Delta Electronics | M4-TL-US | Inverters | 3840 |  | 1 |  |  | 0.96 |  | Outdoor | Next To Meter
NJSTRE1545387663 | NJSRRE1544331663 | Transition Incentive Program | Franklin Lakes | 7417 | 7 | 4.03 | Residential | No | Behind the Meter | Behind the Meter |  | None | Sunrun Installation Services, Inc. | Orange Rockland Electric | Eligible for TI Program | 2020-01-29 | 2020-02-04 | 2021-10-30 | Delta Electronics | M4-TL-US | Inverters | 3840 |  | 1 |  |  | 0.96 |  | Outdoor | Next To Meter
NJSTRE1545335700 |  | Transition Incentive Program | Camden | 8105 | 14 | 6.5 | Residential | Yes | Behind the Meter | Net-metered residential rooftop and canopy |  | None | Vivint Solar Developer, LLC | PSE&G | Accepted | 2020-07-23 | 2020-07-28 | 2021-07-28 | JINKO SOLAR | JKM325M-60HL | Solar Panels |  | 0.325 | 8 | 210 | 37 |  | Fixed | Roof
NJSTRE1545387341 | NJSRRE1543853736 | Transition Incentive Program | Springfield | 7081 | 10 | 14.49 | Residential | Yes | Behind the Meter | Net-metered residential rooftop and canopy |  | None | Vivint Solar Developer, LLC | JCP&L | Accepted | 2020-01-02 | 2020-01-06 | 2021-10-30 | SOLAREDGE | SE10000H-US | Inverters | 10000 |  | 1 |  |  | 0.992 |  | Outdoor | Near the Utility Meter
NJSTRE1545387382 | NJSRRE1544331654 | Transition Incentive Program | Bloomfield | 7003 | 9 | 4.03 | Residential | No | Behind the Meter | Behind the Meter |  | None | Sunrun Installation Services, Inc. | PSE&G | Eligible for TI Program | 2020-01-29 | 2020-02-03 | 2021-10-30 | Delta Electronics | M4-TL-US | Inverters | 3840 |  | 1 |  |  | 0.96 |  | Outdoor | Next To Meter
NJSTRE1545387388 | NJSRRE1543456383 | Transition Incentive Program | Ventnor City | 8406 | 19 | 5.04 | Residential | Yes | Behind the Meter | Net-metered residential rooftop and canopy |  | None | Suntuity Solar LLC | AC Electric | Accepted | 2019-11-28 | 2019-12-03 | 2021-10-30 | Enphase Energy | IQ7-60-2-US | Inverters | 240 |  | 16 |  |  | 0.97 |  | Outdoor | Behind the PV Modules
NJSTRE1545387398 | NJSRRE1543473927 | Transition Incentive Program | Hasbrouck Heights | 7604 | 7 | 5.4 | Residential | No | Behind the Meter | Net-metered residential rooftop and canopy |  | None | Apex Solar Power | PSE&G | Accepted |  | 2019-12-05 | 2021-10-30 | SOLAREDGE | SE5000H-US | Inverters | 5 |  | 1 |  |  | 0.98 |  | Outdoor | WITH METER
NJSTRE1545387424 | NJSRRE1543966508 | Transition Incentive Program | Teaneck | 7666 | 7 | 3.78 | Residential | Yes | Behind the Meter | Behind the Meter |  | None | Trinity Solar | PSE&G | Eligible for TI Program | 2020-01-06 | 2020-01-08 | 2021-10-30 | SOLAR EDGE | SE3000H-US | Inverters | 3000 |  | 1 |  |  | 0.97 |  | Outside | SIDE OF HOME
NJSTRE1545387432 | NJSRRE1544202224 | Transition Incentive Program | HILLSBOROUGH | 8844 | 5 | 11.9 | Residential | No | Behind the Meter | Behind the Meter |  | None | Infinity Solar Systems | PSE&G | Eligible for TI Program | 2020-01-21 | 2020-01-24 | 2021-10-30 | ENPHASE | IQ7-60-X-US | Inverters | 240 |  | 34 |  |  | 0.97 |  | Outside | MICROINVERTERS
NJSTRE1545387442 | NJSRRE1543820287 | Transition Incentive Program | Keyport | 7735 | 17 | 10.4 | Residential | Yes | Behind the Meter | Net-metered residential rooftop and canopy |  | None | Vivint Solar Developer, LLC | JCP&L | Accepted | 2019-12-26 | 2019-12-31 | 2021-10-30 | SOLAREDGE | SE7600H-US | Inverters | 7600 |  | 1 |  |  | 0.992 |  | Outdoor | Near the Utility Meter
NJSTRE1545387445 | NJSRRE1544536273 | Transition Incentive Program | Ridgefield Park | 7660 | 7 | 5.36 | Residential | Yes | Behind the Meter | Behind the Meter |  | None | Trinity Solar | PSE&G | Eligible for TI Program | 2020-02-25 | 2020-02-27 | 2021-10-30 | Solar Edge | SE5000 | Inverters | 5000 |  | 1 |  |  | 0.97 |  | Outside | side of home
NJSTRE1545387457 | NJSRRE1544468848 | Transition Incentive Program | Dayton | 8810 | 11 | 9.38 | Residential | No | Behind the Meter | Net-metered residential rooftop and canopy |  | PSEG | Maier Solar Engineering dba Solar Me | PSE&G | Accepted | 2020-02-18 | 2020-02-20 | 2021-10-30 | Solar Edge | SE10000H-US | Inverters | 10000 |  | 1 |  |  | 0.97 |  | Outdoor | Next to meter
NJSTRE1545387474 | NJSRRE1544353275 | Transition Incentive Program | Perth Amboy | 7960 | 3 | 210.6 | Commercial | Yes | Behind the Meter | Net-metered non-residential rooftop and canopy |  | None | Apollo Solar Partners | PSE&G | Accepted | 2020-02-04 | 2020-02-07 | 2021-10-30 | CHINT POWER SYSTEMS | CSP SCA 50 KTL DO US 480 | Inverters | 50 |  | 2 |  |  | 0.988 |  | Outdoor | ROOF
NJSTRE1545387476 | NJSRRE1543477381 | Transition Incentive Program | Succasunna | 7876 | 3 | 11.39 | Residential | Yes | Behind the Meter | Behind the Meter |  | None | Pro Custom Solar dba Momentum Solar | JCP&L | Eligible for TI Program | 2019-12-04 | 2019-12-06 | 2021-10-30 | Enphase Energy | IQ7PLUS-72-2-US | Inverters | 295 |  | 33 |  |  | 0.97 |  | Outdoor | Roof
NJSTRE1545340263 |  | Transition Incentive Program | Jackson | 8527 | 18 | 10.72 | Residential | Yes | Behind the Meter | Net-metered residential rooftop and canopy |  | None | Trinity Solar | JCP&L | Final As-Built Received | 2020-07-24 | 2020-07-30 | 2021-10-30 | Hanwha | Q.PEAK DUO BLK-G6 335 | Solar Panels |  | 0.335 | 23 | 152 | 35 |  | Fixed | Roof
NJSTRE1545340316 |  | Transition Incentive Program | METUCHEN | 8840 | 11 | 5.53 | Residential | Yes | Behind the Meter | Net-metered residential rooftop and canopy |  | None | Vivint Solar Developer, LLC | PSE&G | Accepted | 2020-07-24 | 2020-07-29 | 2021-07-29 | JINKO SOLAR | JKM325M-60HBL | Solar Panels |  | 0.325 | 9 | 88 | 25 |  | Fixed | Roof
NJSTRE1545340338 |  | Transition Incentive Program | Jefferson | 7849 | 3 | 3.66 | Residential | No | Behind the Meter | Net-metered residential rooftop and canopy |  | None | Sunrun Installation Services, Inc. | JCP&L | Accepted | 2020-07-24 | 2020-07-29 | 2021-07-29 | LONGi Green Energy Technology Co Ltd | LR6-60HPB-305M | Solar Panels |  | 0.305 | 12 | 146 | 23 |  | Fixed | Roof
NJSTRE1545340346 |  | Transition Incentive Program | Lodi | 7644 | 7 | 10.73 | Residential | Yes | Behind the Meter | Net-metered residential rooftop and canopy |  | None | Vivint Solar Developer, LLC | PSE&G | Accepted | 2020-07-24 | 2020-08-07 | 2021-10-30 | JINKO SOLAR | JKM325M-60HBL | Solar Panels |  | 0.325 | 16 | 258 | 16 |  | Fixed | Roof
NJSTRE1545387477 | NJSRRE1544421195 | Transition Incentive Program | Manahawkin | 8050 | 18 | 6.93 | Residential | Yes | Behind the Meter | Net-metered residential rooftop and canopy |  | None | Vivint Solar Developer, LLC | AC Electric | Accepted | 2020-02-10 | 2020-02-12 | 2021-10-30 | SolarEdge | SE7600H-US | Inverters | 7600 |  | 1 |  |  | 0.992 |  | Outdoor | Near the utility meter
NJSTRE1545387482 | NJSRRE1544531614 | Transition Incentive Program | Avalon | 8202 | 21 | 2.38 | Residential | Yes | Behind the Meter | Behind the Meter |  | None | Trinity Solar | AC Electric | Eligible for TI Program | 2020-02-25 | 2020-02-27 | 2021-10-30 | Enphase | IQ7-60-2-US | Inverters | 240 |  | 7 |  |  | 0.97 |  | Outside | outside
NJSTRE1545387495 | NJSRRE1543672350 | Transition Incentive Program | Howell | 7731 | 17 | 15.68 | Commercial | No | Behind the Meter | Net-metered non-residential rooftop and canopy |  | None | Powerlutions | JCP&L | Accepted |  | 2019-12-30 | 2021-10-30 | SolarEdge | SE14.4KUS | Inverters | 14.4 |  | 1 |  |  | 0.99 |  | Outdoor | near meter
NJSTRE1545387529 | NJSRRE1544546577 | Transition Incentive Program | Union | 7083 | 10 | 5.67 | Residential | Yes | Behind the Meter | Net-metered residential rooftop and canopy |  | None | Trinity Solar | PSE&G | Final As-Built Received | 2020-02-27 | 2020-03-02 | 2021-10-30 | Solar Edge | SE5000 | Inverters | 5000 |  | 1 |  |  | 0.97 |  | Outside | side of home
NJSTRE1545387545 | NJSRRE1543470682 | Transition Incentive Program | West Orange | 7052 | 9 | 9.28 | Residential | Yes | Behind the Meter | Behind the Meter |  | None | Sunrun Installation Services, Inc. | PSE&G | Eligible for TI Program | 2019-12-03 | 2019-12-05 | 2021-10-30 | Delta Electronics | M4-TL-US | Inverters | 3840 |  | 2 |  |  | 0.96 |  | Outdoor | Next To Meter
NJSTRE1545387550 | NJSRRE1544422816 | Transition Incentive Program | Blackwood | 8012 | 14 | 10.4 | Residential | Yes | Behind the Meter | Net-metered residential rooftop and canopy |  | None | Trinity Solar | PSE&G | Accepted | 2020-02-10 | 2020-02-12 | 2021-10-30 | SOLAR EDGE | SE10000H-US | Inverters | 10000 |  | 1 |  |  | 0.97 |  | Outside | SIDE OF HOME
NJSTRE1545387568 | NJSRRE1543441792 | Transition Incentive Program | Keyport | 7735 | 17 | 4.06 | Residential | Yes | Behind the Meter | Behind the Meter |  | None | Sunrun Installation Services, Inc. | JCP&L | Eligible for TI Program | 2019-11-25 | 2020-01-17 | 2021-10-30 | Delta Electronics | M4-TL-US | Inverters | 3840 |  | 1 |  |  | 0.96 |  | Outdoor | Next To Meter
NJSTRE1545387575 | NJSRRE1544529673 | Transition Incentive Program | Passaic | 7055 | 6 | 13.33 | Residential | No | Behind the Meter | Net-metered residential rooftop and canopy |  | None | Whitman Construction, LLC | PSE&G | Final As-Built Received | 2020-02-25 | 2020-02-27 | 2021-10-30 | Enphase Energy | IQ7-60-2-US | Inverters | 0.24 |  | 43 |  |  | 0.976 |  | Outside | roof
NJSTRE1545387579 | NJSRRE1543465403 | Transition Incentive Program | Brick | 8723 | 18 | 9.14 | Residential | Yes | Behind the Meter | Net-metered residential rooftop and canopy |  | None | Vivint Solar Developer, LLC | JCP&L | Accepted | 2019-12-02 | 2019-12-05 | 2021-10-30 | SOLAREDGE | SE7600H-US | Inverters | 7600 |  | 1 |  |  | 0.992 |  | Outdoor | Near the Utility Meter
NJSTRE1545342449 |  | Transition Incentive Program | Runnemede | 8078 | 14 | 5.6 | Residential | Yes | Behind the Meter | Net-metered residential rooftop and canopy |  | None | Pro Custom Solar dba Momentum Solar | PSE&G | Accepted | 2020-07-24 | 2020-07-29 | 2021-07-29 | LG ELECTRONICS | LG 350N1C-V5 | Solar Panels |  | 0.35 | 8 | 219 | 19 |  | Fixed | Roof
NJSTRE1545342463 |  | Transition Incentive Program | Wildwood | 8260 | 21 | 5.44 | Residential | Yes | Behind the Meter | Net-metered residential rooftop and canopy |  | None | Trinity Solar | AC Electric | Final As-Built Received | 2020-07-24 | 2020-07-29 | 2021-10-30 | Hanwha | Q.PEAK DUO BLK-G6 340 | Solar Panels |  | 0.34 | 3 | 46 | 18 |  | Fixed | Roof
NJSTRE1545342487 |  | Transition Incentive Program | Hillside | 7205 | 10 | 4.55 | Residential | Yes | Behind the Meter | Net-metered residential rooftop and canopy |  | None | Pro Custom Solar dba Momentum Solar | PSE&G | Accepted | 2020-07-24 | 2020-07-29 | 2021-07-29 | LG ELECTRONICS | LG 350N1C-V5 | Solar Panels |  | 0.35 | 4 | 169 | 13 |  | Fixed | Roof
NJSTRE1545342671 |  | Transition Incentive Program | Lambertville | 8530 | 4 | 12.24 | Residential | No | Behind the Meter | Net-metered residential rooftop and canopy |  | JCPL | Vision Solar LLC | JCP&L | Accepted | 2020-07-24 | 2020-07-29 | 2021-07-29 | HANWHA Q-CELLS | Q.PEAK DUO-G6 340 | Solar Panels |  | 0.34 | 17 | 156 | 22 |  | Fixed | Roof
NJSTRE1545342669 |  | Transition Incentive Program | Union | 7083 | 10 | 6.46 | Residential | Yes | Behind the Meter | Net-metered residential rooftop and canopy |  | None | Trinity Solar | PSE&G | Accepted | 2020-07-24 | 2020-07-29 | 2021-07-29 | Hanwha 340 | Q.PEAK DUO BLK-G6 340 | Solar Panels |  | 0.34 | 3 | 128 | 45 |  | Fixed | Roof
NJSTRE1545342680 |  | Transition Incentive Program | Mendham | 7945 | 3 | 12.92 | Residential | No | Behind the Meter | Net-metered residential rooftop and canopy |  | None | Tesla Energy Operations Inc. | JCP&L | Accepted | 2020-07-24 | 2020-07-29 | 2021-07-29 | Tesla | SR60T1 | Solar Panels |  | 0.05847 | 89 | 160 | 34 |  | Fixed | Roof
NJSTRE1545342680 |  | Transition Incentive Program | Mendham | 7945 | 3 | 12.92 | Residential | No | Behind the Meter | Net-metered residential rooftop and canopy |  | None | Tesla Energy Operations Inc. | JCP&L | Accepted | 2020-07-24 | 2020-07-29 | 2021-07-29 | Tesla | SR60T1 | Solar Panels |  | 0.05847 | 35 | 340 | 34 |  | Fixed | Roof
NJSTRE1545342704 |  | Transition Incentive Program | MARLTON | 8053 | 13 | 9.18 | Residential | No | Behind the Meter | Net-metered residential rooftop and canopy |  | PSEG | Vision Solar LLC | PSE&G | Accepted | 2020-07-24 | 2020-07-29 | 2021-07-29 | HANWHA Q-CELLS | Q.PEAK DUO-G6 340 | Solar Panels |  | 0.34 | 8 | 37 | 26 |  | Fixed | Roof
NJSTRE1545342780 |  | Transition Incentive Program | River Vale | 7675 | 7 | 11.9 | Residential | Yes | Behind the Meter | Net-metered residential rooftop and canopy |  | None | Pro Custom Solar dba Momentum Solar | PSE&G | Accepted | 2020-07-24 | 2020-07-29 | 2021-07-29 | LG ELECTRONICS | LG 350N1C-V5 | Solar Panels |  | 0.35 | 12 | 278 | 16 |  | Fixed | Roof
NJSTRE1545342804 |  | Transition Incentive Program | Trenton | 8629 | 12 | 6.37 | Residential | Yes | Behind the Meter | Net-metered residential rooftop and canopy |  | None | Pro Custom Solar dba Momentum Solar | PSE&G | Accepted | 2020-07-24 | 2020-07-29 | 2021-07-29 | HANWHA | Q.PEAK DUO BLK G6+ 335 | Solar Panels |  | 0.335 | 11 | 230 | 32 |  | Fixed | Roof
NJSTRE1545342809 |  | Transition Incentive Program | Marlton | 8053 | 13 | 7.48 | Residential | No | Behind the Meter | Net-metered residential rooftop and canopy |  | None | NJ Solar Power, LLC | PSE&G | Accepted | 2020-07-24 | 2020-07-29 | 2021-07-29 | panasonic | vbhn340sa17 | Solar Panels |  | 0.34 | 8 | 273 | 23 |  | Fixed | Roof
NJSTRE1545342890 |  | Transition Incentive Program | Far Hills | 7931 | 5 | 60 | Residential | No | Behind the Meter | Net-metered residential ground mount |  | None | Exact Solar | JCP&L | Accepted | 2020-07-25 | 2020-07-29 | 2021-07-29 | Axitec | AC-400MH/144S | Solar Panels |  | 0.4 | 50 | 180 | 10 |  | Fixed | Ground
NJSTRE1545347880 |  | Transition Incentive Program | Gloucester | 8083 | 14 | 11.03 | Residential | Yes | Behind the Meter | Net-metered residential rooftop and canopy |  | None | Suntuity Solar LLC | PSE&G | Accepted | 2020-07-25 | 2020-07-29 | 2021-07-29 | Longi | LR6-60HPB-315M | Solar Panels |  | 0.315 | 10 | 191 | 23 |  | Fixed | Roof
NJSTRE1545387668 | NJSRRE1543513148 | Transition Incentive Program | Mt Ephraim | 8059 | 14 | 2.84 | Residential | Yes | Behind the Meter | Behind the Meter |  | None | Trinity Solar | PSE&G | Eligible for TI Program | 2019-12-11 | 2019-12-16 | 2021-10-30 | Solar Edge | SE3000 | Inverters | 3000 |  | 1 |  |  | 0.97 |  | Outside | side of home
NJSTRE1545387675 | NJSRRE1544185813 | Transition Incentive Program | Millville | 8332 | 20 | 12.29 | Residential | Yes | Behind the Meter | Net-metered residential rooftop and canopy |  | None | Vision Solar LLC | AC Electric | Accepted | 2020-01-16 | 2020-01-22 | 2021-10-30 | enphase | iq7-60-2-us | Inverters | 0.25 |  | 39 |  |  | 0.96 |  | Other | behind panels
NJSTRE1545387680 | NJSRRE1543528750 | Transition Incentive Program | Sea Girt | 8750 | 17 | 9.57 | Residential | Yes | Behind the Meter | Behind the Meter |  | None | Sunrun Installation Services, Inc. | JCP&L | Eligible for TI Program | 2019-12-12 | 2019-12-16 | 2021-10-30 | SolarEdge Technologies | SE7600H-USRGM | Inverters | 7600 |  | 1 |  |  | 0.96 |  | Outdoor | Next To Meter
NJSTRE1545387683 | NJSRRE1543473900 | Transition Incentive Program | Clark | 7066 | 10 | 9.14 | Residential | Yes | Behind the Meter | Behind the Meter |  | None | Pro Custom Solar dba Momentum Solar | PSE&G | Eligible for TI Program | 2019-12-03 | 2019-12-05 | 2021-10-30 | Enphase Energy | IQ6-60-2-US | Inverters | 240 |  | 29 |  |  | 0.97 |  | Outdoor | Roof
NJSTRE1545387684 | NJSRRE1544143800 | Transition Incentive Program | Freehold | 7728 | 17 | 11.52 | Residential | No | Behind the Meter | Net-metered residential rooftop and canopy |  | None | Solar Spectrum LLC | JCP&L | Accepted | 2020-01-08 | 2020-01-13 | 2021-10-30 | SolarEdge Tech. | SE10000H-US | Inverters | 42 |  | 1 |  |  | 0.99 |  | Outdoor | near meter
NJSTRE1545387696 | NJSRRE1544185882 | Transition Incentive Program | Bedminster | 7921 | 5 | 8.05 | Residential | Yes | Behind the Meter | Behind the Meter |  | None | Pro Custom Solar dba Momentum Solar | JCP&L | Eligible for TI Program | 2020-01-16 | 2020-01-22 | 2021-10-30 | ENPHASE ENERGY | IQ7PLUS-72-2-US | Inverters | 295 |  | 23 |  |  | 0.97 |  | Outdoor | ROOF
NJSTRE1545387709 | NJSRRE1543565133 | Transition Incentive Program | Bloomfield | 7003 | 9 | 5.67 | Residential | Yes | Behind the Meter | Net-metered residential rooftop and canopy |  | None | Vivint Solar Developer, LLC | PSE&G | Accepted | 2019-12-18 | 2019-12-23 | 2021-10-30 | Solar Edge | SE3800H-US | Inverters | 3800 |  | 1 |  |  | 0.992 |  | Outdoor | Near the utility meter
NJSTRE1545387728 | NJSRRE1544199105 | Transition Incentive Program | West Orange | 7052 | 9 | 8.4 | Residential | Yes | Behind the Meter | Behind the Meter |  | None | Pro Custom Solar dba Momentum Solar | PSE&G | Eligible for TI Program | 2020-01-20 | 2020-01-23 | 2021-10-30 | ENPHAS ENERGY | IQ7PLUS-72-2-US | Inverters | 295 |  | 24 |  |  | 0.97 |  | Outdoor | ROOF
NJSTRE1545387748 | NJSRRE1543451641 | Transition Incentive Program | Beach Haven | 8008 | 18 | 8.91 | Residential | No | Behind the Meter | Behind the Meter |  | None | Sunrun Installation Services, Inc. | AC Electric | Eligible for TI Program | 2019-11-27 | 2019-12-03 | 2021-10-30 | Enphase Energy | IQ7-60-x-US (240V) | Inverters | 240 |  | 27 |  |  | 0.96 |  | Outdoor | Rooftop
NJSTRE1545387765 | NJSRRE1544344136 | Transition Incentive Program | South Plainfield | 7080 | 11 | 7.13 | Residential | Yes | Behind the Meter | Behind the Meter |  | None | Sunrun Installation Services, Inc. | PSE&G | Eligible for TI Program | 2020-01-31 | 2020-02-05 | 2021-10-30 | Enphase Energy | IQ7-60-x-US (240V) | Inverters | 240 |  | 23 |  |  | 0.96 |  | Outdoor | Rooftop
NJSTRE1545387773 | NJSRRE1544442707 | Transition Incentive Program | Willingboro | 8046 | 13 | 9.28 | Residential | Yes | Behind the Meter | Net-metered residential rooftop and canopy |  | None | Vivint Solar Developer, LLC | PSE&G | Accepted | 2020-02-18 | 2020-02-18 | 2021-10-30 | SOLAREDGE | SE7600H-US | Inverters | 7600 |  | 1 |  |  | 0.992 |  | Outdoor | Near the Utility Meter
NJSTRE1545387785 | NJSRRE1543481242 | Transition Incentive Program | Camden | 8104 | 14 | 7.25 | Residential | Yes | Behind the Meter | Behind the Meter |  | None | Pro Custom Solar dba Momentum Solar | PSE&G | Eligible for TI Program | 2019-12-05 | 2019-12-09 | 2021-10-30 | Enphase Energy | IQ7PLUS-72-2-US | Inverters | 295 |  | 21 |  |  | 0.97 |  | Outdoor | Roof
NJSTRE1545387650 | NJSRRE1544310778 | Transition Incentive Program | Metuchen | 8840 | 11 | 4.41 | Residential | Yes | Behind the Meter | Net-metered residential rooftop and canopy |  | None | Suntuity Solar LLC | PSE&G | Accepted | 2020-01-28 | 2020-01-30 | 2021-10-30 | Enphase Energy | IQ7-60-2-US | Inverters | 240 |  | 14 |  |  | 0.97 |  | Outdoor | Behind the PV Modules
NJSTRE1545387661 | NJSRRE1543513101 | Transition Incentive Program | Belleville | 7109 | 9 | 5.36 | Residential | Yes | Behind the Meter | Behind the Meter |  | None | Pro Custom Solar dba Momentum Solar | PSE&G | Eligible for TI Program | 2019-12-11 | 2019-12-16 | 2021-10-30 | ENPHASE | IQ6-60-2-US | Inverters | 230 |  | 17 |  |  | 0.97 |  | Outdoor | ROOF
NJSTRE1545335120 |  | Transition Incentive Program | Jackson | 8527 | 18 | 14.04 | Residential | No | Behind the Meter | Net-metered residential rooftop and canopy |  | JCPL | Maier Solar Engineering dba Solar Me | JCP&L | Accepted | 2020-07-23 | 2020-07-28 | 2021-07-28 | Lg | LG360Q1C-A5 | Solar Panels |  | 0.36 | 8 | 6 | 23 |  | Fixed | Roof
NJSTRE1545335085 |  | Transition Incentive Program | Woodbury Heights | 8097 | 15 | 5.1 | Residential | Yes | Behind the Meter | Net-metered residential rooftop and canopy |  | None | Trinity Solar | PSE&G | Accepted | 2020-07-23 | 2020-07-28 | 2021-07-28 | Hanwha | Q.PEAK DUO BLK-G6 340 | Solar Panels |  | 0.34 | 15 | 167 | 5 |  | Fixed | Roof
NJSTRE1545335125 |  | Transition Incentive Program | MILLVILLE | 8332 | 20 | 5.78 | Residential | Yes | Behind the Meter | Net-metered residential rooftop and canopy |  | ACE | Vision Solar LLC | AC Electric | Accepted | 2020-07-23 | 2020-07-29 | 2021-07-29 | HANWHA Q-CELLS | Q.PEAK DUO-G6 340 | Solar Panels |  | 0.34 | 9 | 89 | 10 |  | Fixed | Roof
NJSTRE1545335125 |  | Transition Incentive Program | MILLVILLE | 8332 | 20 | 5.78 | Residential | Yes | Behind the Meter | Net-metered residential rooftop and canopy |  | ACE | Vision Solar LLC | AC Electric | Accepted | 2020-07-23 | 2020-07-29 | 2021-07-29 | HANWHA Q-CELLS | Q.PEAK DUO-G6 340 | Solar Panels |  | 0.34 | 8 | 179 | 16 |  | Fixed | Roof
NJSTRE1545335162 |  | Transition Incentive Program | Perth Amboy | 8861 | 11 | 6.4 | Residential | No | Behind the Meter | Net-metered residential rooftop and canopy |  | None | New Jersey Suntech | PSE&G | Accepted | 2020-07-23 | 2020-07-28 | 2021-07-28 | Jinko | JKM320-M | Solar Panels |  | 0.32 | 10 | 10 | 32 |  | Fixed | Roof
NJSTRE1545335214 |  | Transition Incentive Program | INDIAN MILLS | 8088 | 13 | 10.54 | Residential | Yes | Behind the Meter | Net-metered residential rooftop and canopy |  | ACE2 | Vision Solar LLC | AC Electric | Accepted | 2020-07-23 | 2020-07-28 | 2021-07-28 | HANWHA Q-CELLS | Q.PEAK DUO-G6 340 | Solar Panels |  | 0.34 | 31 | 240 | 21 |  | Fixed | Roof
NJSTRE1545335235 |  | Transition Incentive Program | Manville | 8835 | 5 | 8.84 | Residential | Yes | Behind the Meter | Net-metered residential rooftop and canopy |  | None | Trinity Solar | PSE&G | Accepted | 2020-07-23 | 2020-07-28 | 2021-07-28 | Hanwha | Q.PEAK DUO BLK-G6 340 | Solar Panels |  | 0.34 | 7 | 193 | 30 |  | Fixed | Roof
NJSTRE1545335254 |  | Transition Incentive Program | LAWRENCE | 8648 | 12 | 13.26 | Residential | Yes | Behind the Meter | Net-metered residential rooftop and canopy |  | PSEG | Vision Solar LLC | PSE&G | Accepted | 2020-07-23 | 2020-07-28 | 2021-07-28 | HANWHA Q-CELLS | Q.PEAK DUO-G6 340 | Solar Panels |  | 0.34 | 5 | 227 | 25 |  | Fixed | Roof
NJSTRE1545335259 |  | Transition Incentive Program | Browns Mills | 8015 | 13 | 7.04 | Residential | No | Behind the Meter | Net-metered residential rooftop and canopy |  | None | Whitman Construction, LLC | JCP&L | Accepted | 2020-07-23 | 2020-07-28 | 2021-07-28 | trina | tsm 320dd05h.05 | Solar Panels |  | 0.32 | 22 | 196 | 20 |  | Fixed | Roof
NJSTRE1545335295 |  | Transition Incentive Program | Hillsborough | 8844 | 5 | 19.08 | Residential | No | Behind the Meter | Net-metered residential rooftop and canopy |  | None | Green Power Energy | PSE&G | Accepted | 2020-07-23 | 2020-07-28 | 2021-07-28 | LG Electronics | LG360Q1C-V5 | Solar Panels |  | 0.36 | 27 | 300 | 35 |  | Fixed | Roof
NJSTRE1545335603 |  | Transition Incentive Program | Marlboro Township | 7746 | 17 | 18.3 | Residential | Yes | Behind the Meter | Net-metered residential rooftop and canopy |  | None | Sunrun Installation Services, Inc. | JCP&L | Accepted | 2020-07-23 | 2020-07-28 | 2021-07-28 | LONGi Green Energy Technology Co Ltd | LR6-60HPB-305M | Solar Panels |  | 0.305 | 16 | 63 | 34 |  | Fixed | Roof
NJSTRE1545307108 |  | Transition Incentive Program | Burlington TWP | 8016 | 13 | 18.6 | Residential | Yes | Behind the Meter | Net-metered residential rooftop and canopy |  | None | Bright Planet Solar | PSE&G | Accepted | 2020-07-16 | 2020-07-24 | 2021-07-24 | LONGI | LR6-60HPB-310M | Solar Panels |  | 0.31 | 12 | 252 | 33 |  | Fixed | Roof
NJSTRE1545307167 |  | Transition Incentive Program | Marlton | 8053 | 13 | 8.5 | Residential | Yes | Behind the Meter | Net-metered residential rooftop and canopy |  | None | Trinity Solar | PSE&G | Accepted | 2020-07-16 | 2020-07-21 | 2021-07-21 | Hanwha | Q.PEAK DUO BLK-G6 340 | Solar Panels |  | 0.34 | 12 | 134 | 43 |  | Fixed | Roof
NJSTRE1545307355 |  | Transition Incentive Program | SPRINGFIELD | 7081 | 10 | 12.24 | Residential | No | Behind the Meter | Net-metered residential rooftop and canopy |  | None | Tesla Energy Operations Inc. | JCP&L | Accepted | 2020-07-16 | 2020-07-21 | 2021-07-21 | Hanwha Q-Cells | Q.Peak DUO BLK-G6+/SC340 | Solar Panels |  | 0.34 | 13 | 36 | 23 |  | Fixed | Roof
NJSTRE1545307378 |  | Transition Incentive Program | Roselle Boro | 7203 | 10 | 10.54 | Residential | Yes | Behind the Meter | Net-metered residential rooftop and canopy |  | None | Bright Planet Solar | PSE&G | Final As-Built Received | 2020-07-16 | 2020-07-21 | 2021-10-30 | LONGI | LR6-60HPB-310M | Solar Panels |  | 0.31 | 12 | 168 | 30 |  | Fixed | Roof
NJSTRE1545307378 |  | Transition Incentive Program | Roselle Boro | 7203 | 10 | 10.54 | Residential | Yes | Behind the Meter | Net-metered residential rooftop and canopy |  | None | Bright Planet Solar | PSE&G | Final As-Built Received | 2020-07-16 | 2020-07-21 | 2021-10-30 | LONGI | LR6-60HPB-310M | Solar Panels |  | 0.31 | 4 | 78 | 14 |  | Fixed | Roof
NJSTRE1545307414 |  | Transition Incentive Program | PEMBERTON | 8068 | 13 | 4.55 | Residential | Yes | Behind the Meter | Net-metered residential rooftop and canopy |  | None | Vivint Solar Developer, LLC | JCP&L | Accepted | 2020-07-16 | 2020-07-21 | 2021-07-21 | JINKO SOLAR | JKM325M-60HBL | Solar Panels |  | 0.325 | 6 | 160 | 18 |  | Fixed | Roof
NJSTRE1545307431 |  | Transition Incentive Program | Montgomery | 8502 | 5 | 8.16 | Residential | No | Behind the Meter | Net-metered residential rooftop and canopy |  | None | Tesla Energy Operations Inc. | PSE&G | Accepted | 2020-07-16 | 2020-07-21 | 2021-07-21 | Hanwha Q-Cells | Q.Peak DUO BLK-G6+/SC340 | Solar Panels |  | 0.34 | 8 | 260 | 23 |  | Fixed | Roof
NJSTRE1545307581 |  | Transition Incentive Program | TOMS RIVER | 8753 | 18 | 12.68 | Residential | Yes | Behind the Meter | Net-metered residential rooftop and canopy |  | None | Vivint Solar Developer, LLC | JCP&L | Accepted | 2020-07-16 | 2020-07-21 | 2021-07-21 | JINKO SOLAR | JKM325M-60HBL | Solar Panels |  | 0.325 | 8 | 4 | 18 |  | Fixed | Roof
NJSTRE1545307618 |  | Transition Incentive Program | AVENEL | 7001 | 11 | 4.88 | Residential | Yes | Behind the Meter | Net-metered residential rooftop and canopy |  | None | Vivint Solar Developer, LLC | PSE&G | Accepted | 2020-07-17 | 2020-07-21 | 2021-07-21 | JINKO SOLAR | JKM325M-60HBL | Solar Panels |  | 0.325 | 10 | 102 | 12 |  | Fixed | Roof
NJSTRE1545307646 |  | Transition Incentive Program | PENNSAUKEN | 8110 | 14 | 2.6 | Residential | Yes | Behind the Meter | Net-metered residential rooftop and canopy |  | None | Vivint Solar Developer, LLC | PSE&G | Accepted | 2020-07-17 | 2020-07-21 | 2021-07-21 | JINKO SOLAR | JKM325M-60HL | Solar Panels |  | 0.325 | 5 | 58 | 30 |  | Fixed | Roof
NJSTRE1545307704 |  | Transition Incentive Program | Monmouth Junction | 8852 | 11 | 4.55 | Residential | Yes | Behind the Meter | Net-metered residential rooftop and canopy |  | None | Pro Custom Solar dba Momentum Solar | PSE&G | Accepted | 2020-07-16 | 2020-07-21 | 2021-07-21 | LG ELECTRONICS | LG 350N1C-V5 | Solar Panels |  | 0.35 | 13 | 119 | 27 |  | Fixed | Roof
NJSTRE1545307714 |  | Transition Incentive Program | Trenton | 8620 | 12 | 7.35 | Residential | Yes | Behind the Meter | Net-metered residential rooftop and canopy |  | None | Pro Custom Solar dba Momentum Solar | PSE&G | Accepted | 2020-07-16 | 2020-07-21 | 2021-07-21 | LG ELECTRONICS | LG 350N1C-V5 | Solar Panels |  | 0.35 | 13 | 9 | 22 |  | Fixed | Roof
NJSTRE1545307724 |  | Transition Incentive Program | Secaucus | 7094 | 8 | 13.07 | Residential | No | Behind the Meter | Net-metered residential rooftop and canopy |  | None | Public Service Solar | PSE&G | Accepted | 2020-07-16 | 2020-07-21 | 2021-07-21 | LG | N1K-V5 | Solar Panels |  | 0.335 | 23 | 119 | 23 |  | Fixed | Roof
NJSTRE1545387580 | NJSRRE1544160707 | Transition Incentive Program | PORT MURRAY | 7865 | 2 | 7.56 | Residential | Yes | Behind the Meter | Net-metered residential rooftop and canopy |  | None | Tesla Energy Operations | JCP&L | Final As-Built Received | 2020-01-12 | 2020-01-15 | 2021-10-30 | SolarEdge Technologies | SE7600H-US | Inverters | 7600 |  | 1 |  |  | 0.99 |  | Outdoor | Outdoor
NJSTRE1545387590 | NJSRRE1544538190 | Transition Incentive Program | HAWORTH | 7641 | 7 | 11.34 | Residential | Yes | Behind the Meter | Net-metered residential rooftop and canopy |  | None | Tesla Energy Operations Inc. | Orange Rockland Electric | Accepted | 2020-02-25 | 2020-02-28 | 2021-10-30 | SolarEdge Technologies Ltd | SE10000H-US [240V] | Inverters | 10000 |  | 1 |  |  | 0.98 |  | Outdoor | Outdoor
NJSTRE1545387597 | NJSRRE1543826942 | Transition Incentive Program | Middlesex | 8846 | 11 | 36 | Residential | No | Behind the Meter | Behind the Meter |  | None | Green Power Energy | PSE&G | Eligible for TI Program | 2019-12-30 | 2020-01-03 | 2021-10-30 | SolarEdge | SE10000H-US | Inverters | 10000 |  | 3 |  |  | 0.97 |  | Outside | Next to meter
NJSTRE1545387627 | NJSRRE1543566337 | Transition Incentive Program | DOVER | 7801 | 3 | 8.19 | Residential | Yes | Behind the Meter | Net-metered residential rooftop and canopy |  | None | Vivint Solar Developer, LLC | JCP&L | Accepted | 2019-12-19 | 2019-12-23 | 2021-10-30 | Solar Edge | SE7600H-US | Inverters | 7600 |  | 1 |  |  | 0.992 |  | Outdoor | Near the utility meter
NJSTRE1545387638 | NJSRRE1543828992 | Transition Incentive Program | BAYONNE | 7002 | 8 | 8.51 | Residential | Yes | Behind the Meter | Net-metered residential rooftop and canopy |  | None | Sea Bright Solar, LLC | PSE&G | Accepted | 2019-12-31 | 2020-01-10 | 2021-10-30 | SUNPOWER | SPR-X22-370-AC | Inverters | 320 |  | 23 |  |  | 0.96 |  | Outside | BENEATH ARRAY
NJSTRE1545387646 | NJSRRE1544156607 | Transition Incentive Program | WEST ORANGE | 7052 | 9 | 4.1 | Residential | Yes | Behind the Meter | Net-metered residential rooftop and canopy |  | None | Vivint Solar Developer, LLC | PSE&G | Accepted | 2020-01-10 | 2020-01-15 | 2021-10-30 | SolarEdge | SE3800H-US | Inverters | 3800 |  | 1 |  |  | 0.992 |  | Outdoor | Near the utility meter
NJSTRE1545387667 | NJSRRE1544143910 | Transition Incentive Program | Middlesex | 8846 | 11 | 16.32 | Residential | No | Behind the Meter | Behind the Meter |  | None | Sunrun Installation Services, Inc. | PSE&G | Eligible for TI Program | 2020-01-08 | 2020-01-13 | 2021-10-30 | SolarEdge Technologies | SE7600H-USRGM | Inverters | 7600 |  | 1 |  |  | 0.96 |  | Outdoor | Next To Meter
NJSTRE1545387672 | NJSRRE1543442878 | Transition Incentive Program | Clifton | 7013 | 6 | 9.28 | Residential | Yes | Behind the Meter | Behind the Meter |  | None | Sunrun Installation Services, Inc. | PSE&G | Eligible for TI Program | 2019-11-25 | 2019-11-27 | 2021-10-30 | Delta Electronics | M4-TL-US | Inverters | 3840 |  | 2 |  |  | 0.96 |  | Outdoor | Next To Meter
NJSTRE1545387678 | NJSRRE1544374008 | Transition Incentive Program | Pleasantville | 8232 | 19 | 31.04 | Residential | No | Behind the Meter | Net-metered residential rooftop and canopy |  | None | Castle Energy, LLC | AC Electric | Accepted | 2020-02-05 | 2020-02-07 | 2021-10-30 | Enphase Energy | IQ7-60-2-US | Inverters | 240 |  | 97 |  |  | 0.967 |  | Outdoor | on the rooftop under each solar panel
NJSTRE1545387686 | NJSRRE1544213650 | Transition Incentive Program | Newark | 7108 | 9 | 5.6 | Residential | Yes | Behind the Meter | Behind the Meter |  | None | Pro Custom Solar dba Momentum Solar | PSE&G | Eligible for TI Program | 2020-01-22 | 2020-01-27 | 2021-10-30 | ENPHASE ENERGY | IQ7PLUS-72-2-US | Inverters | 295 |  | 16 |  |  | 0.97 |  | Outdoor | ROOF
NJSTRE1545387693 | NJSRRE1544307926 | Transition Incentive Program | Bayville | 8721 | 18 | 5.99 | Residential | Yes | Behind the Meter | Net-metered residential rooftop and canopy |  | None | Suntuity Solar LLC | JCP&L | Accepted | 2020-01-27 | 2020-01-29 | 2021-10-30 | Enphase Energy | IQ7-60-2-US | Inverters | 240 |  | 19 |  |  | 0.97 |  | Outdoor | Behind the PV Modules
NJSTRE1545387704 | NJSRRE1544162519 | Transition Incentive Program | Bridgewater Township | 8807 | 5 | 9.45 | Residential | No | Behind the Meter | Behind the Meter |  | None | Pro Custom Solar dba Momentum Solar | PSE&G | Eligible for TI Program | 2020-01-13 | 2020-01-16 | 2021-10-30 | ENPHASE ENERGY | IQ7PLUS-72-2-US | Inverters | 295 |  | 27 |  |  | 0.97 |  | Outdoor | ROOF
NJSTRE1545335121 |  | Transition Incentive Program | Camden City | 8105 | 14 | 1365.66 | Non Profit | Yes | Behind the Meter | Net-metered non-residential rooftop and canopy |  | None | National Energy Partners LLC | PSE&G | Accepted | 2020-07-23 | 2020-08-10 | 2021-10-30 | JINKO SOLAR | JKM405M-72HL-V | Solar Panels |  | 0.405 | 1292 | 217 | 3 |  | Fixed | Roof
NJSTRE1545335175 |  | Transition Incentive Program | Wayne | 7470 | 6 | 8.25 | Residential | Yes | Behind the Meter | Net-metered residential rooftop and canopy |  | None | Sunrun, Inc. | PSE&G | Accepted | 2020-07-23 | 2020-07-28 | 2021-07-28 | LG Electronics | LG330N1C-A5 | Solar Panels |  | 0.33 | 8 | 198 | 28 |  | Fixed | Roof
NJSTRE1545335184 |  | Transition Incentive Program | BERGENFIELD BORO | 7621 | 7 | 9.72 | Residential | No | Behind the Meter | Net-metered residential rooftop and canopy |  | None | Bright Planet Solar | PSE&G | Accepted | 2020-07-23 | 2020-07-28 | 2021-07-28 | SUNPOWER | X-SERIES X22-360 | Solar Panels |  | 0.36 | 2 | 178 | 18 |  | Fixed | Roof
NJSTRE1545335235 |  | Transition Incentive Program | Manville | 8835 | 5 | 8.84 | Residential | Yes | Behind the Meter | Net-metered residential rooftop and canopy |  | None | Trinity Solar | PSE&G | Accepted | 2020-07-23 | 2020-07-28 | 2021-07-28 | Hanwha | Q.PEAK DUO BLK-G6 340 | Solar Panels |  | 0.34 | 9 | 103 | 40 |  | Fixed | Roof
NJSTRE1545335254 |  | Transition Incentive Program | LAWRENCE | 8648 | 12 | 13.26 | Residential | Yes | Behind the Meter | Net-metered residential rooftop and canopy |  | PSEG | Vision Solar LLC | PSE&G | Accepted | 2020-07-23 | 2020-07-28 | 2021-07-28 | HANWHA Q-CELLS | Q.PEAK DUO-G6 340 | Solar Panels |  | 0.34 | 10 | 228 | 26 |  | Fixed | Roof
NJSTRE1545335254 |  | Transition Incentive Program | LAWRENCE | 8648 | 12 | 13.26 | Residential | Yes | Behind the Meter | Net-metered residential rooftop and canopy |  | PSEG | Vision Solar LLC | PSE&G | Accepted | 2020-07-23 | 2020-07-28 | 2021-07-28 | HANWHA Q-CELLS | Q.PEAK DUO-G6 340 | Solar Panels |  | 0.34 | 2 | 138 | 26 |  | Fixed | Roof
NJSTRE1545335258 |  | Transition Incentive Program | Linden | 7036 | 10 | 7.82 | Residential | No | Behind the Meter | Net-metered residential rooftop and canopy |  | PSEG | Maier Solar Engineering dba Solar Me | PSE&G | Accepted | 2020-07-23 | 2020-07-28 | 2021-07-28 | Hanwha | Q.CELL DUO BLK-G6 340W | Solar Panels |  | 0.34 | 8 | 129 | 20 |  | Fixed | Roof
NJSTRE1545335265 |  | Transition Incentive Program | Willingboro | 8046 | 13 | 5.44 | Residential | Yes | Behind the Meter | Net-metered residential rooftop and canopy |  | None | EMT Renewables | PSE&G | Accepted | 2020-07-23 | 2020-07-28 | 2021-07-28 | Trina | 320-BLK | Solar Panels |  | 0.32 | 8 | 202 | 20 |  | Fixed | Roof
NJSTRE1545335266 |  | Transition Incentive Program | Washington | 7882 | 2 | 5.25 | Residential | Yes | Behind the Meter | Net-metered residential rooftop and canopy |  | None | Pro Custom Solar dba Momentum Solar | JCP&L | Accepted | 2020-07-23 | 2020-07-28 | 2021-07-28 | LG ELECTRONICS | LG 350N1C-V5 | Solar Panels |  | 0.35 | 4 | 251 | 21 |  | Fixed | Roof
NJSTRE1545387458 | NJSRRE1543556390 | Transition Incentive Program | Toms River | 8757 | 18 | 3.15 | Residential | Yes | Behind the Meter | Net-metered residential rooftop and canopy |  | None | Vivint Solar Developer, LLC | JCP&L | Accepted | 2019-12-17 | 2019-12-20 | 2021-10-30 | Solar Edge | SE3800H-US | Inverters | 3800 |  | 1 |  |  | 0.992 |  | Outdoor | Near the utility meter
NJSTRE1545387459 | NJSRRE1544157424 | Transition Incentive Program | New Milford | 7646 | 7 | 3.15 | Residential | Yes | Behind the Meter | Net-metered residential rooftop and canopy |  | None | Vivint Solar Developer, LLC | PSE&G | Accepted | 2020-01-10 | 2020-01-15 | 2021-10-30 | SolarEdge | SE3800H-US | Inverters | 3800 |  | 1 |  |  | 0.992 |  | Outdoor | Near the utility meter
NJSTRE1545387465 | NJSRRE1543827066 | Transition Incentive Program | Kinnelon | 7405 | 3 | 23.4 | Residential | No | Behind the Meter | Behind the Meter |  | None | Green Power Energy | Butler | Eligible for TI Program | 2019-12-30 | 2020-01-03 | 2021-10-30 | SolarEdge | SE11400H-US | Inverters | 11400 |  | 2 |  |  | 0.97 |  | Outside | Next to meter
NJSTRE1545387468 | NJSRRE1544172057 | Transition Incentive Program | LODI | 7644 | 7 | 6.93 | Residential | Yes | Behind the Meter | Net-metered residential rooftop and canopy |  | None | Vivint Solar Developer, LLC | PSE&G | Accepted | 2020-01-15 | 2020-01-20 | 2021-10-30 | SOLAREDGE | SE7600H-US | Inverters | 7600 |  | 1 |  |  | 0.992 |  | Outdoor | Near the Utility Meter
NJSTRE1545347928 |  | Transition Incentive Program | MANAHAWKIN | 8050 | 18 | 8.13 | Residential | Yes | Behind the Meter | Net-metered residential rooftop and canopy |  | None | Vivint Solar Developer, LLC | AC Electric | Accepted | 2020-07-27 | 2020-07-29 | 2021-07-29 | Jinko Solar | JKM325M-60HBL | Solar Panels |  | 0.325 | 10 | 313 | 40 |  | Fixed | Roof
NJSTRE1545347935 |  | Transition Incentive Program | LONG BRANCH | 7740 | 17 | 9.43 | Residential | Yes | Behind the Meter | Net-metered residential rooftop and canopy |  | None | Vivint Solar Developer, LLC | JCP&L | Accepted | 2020-07-27 | 2020-07-29 | 2021-07-29 | Jinko Solar | JKM325M-60HBL | Solar Panels |  | 0.325 | 9 | 139 | 38 |  | Fixed | Roof
NJSTRE1545387637 | NJSRRE1543570889 | Transition Incentive Program | Irvington | 7111 | 9 | 6.3 | Residential | Yes | Behind the Meter | Behind the Meter |  | None | Pro Custom Solar dba Momentum Solar | PSE&G | Eligible for TI Program | 2019-12-19 | 2019-12-26 | 2021-10-30 | Enphase Energy | IQ6-60-2-US | Inverters | 240 |  | 20 |  |  | 0.97 |  | Outdoor | Roof
NJSTRE1545387639 | NJSRRE1543513316 | Transition Incentive Program | MARMORA | 8223 | 21 | 2.52 | Residential | Yes | Behind the Meter | Net-metered residential rooftop and canopy |  | None | Vivint Solar Developer, LLC | AC Electric | Accepted | 2019-12-11 | 2019-12-16 | 2021-10-30 | SOLAREDGE | SE3800H-US | Inverters | 3800 |  | 1 |  |  | 0.992 |  | Outdoor | Near the Utility Meter
NJSTRE1545387662 | NJSRRE1544165370 | Transition Incentive Program | Bogota | 7603 | 7 | 5.87 | Residential | No | Behind the Meter | Behind the Meter |  | None | Sunrun Installation Services, Inc. | PSE&G | Eligible for TI Program | 2020-01-14 | 2020-01-20 | 2021-10-30 | Enphase Energy | IQ7PLUS-72-x-US (240V) | Inverters | 290 |  | 17 |  |  | 0.96 |  | Outdoor | Rooftop
NJSTRE1545387670 | NJSRRE1543656871 | Transition Incentive Program | Old Bridge Township | 8857 | 11 | 7.54 | Residential | Yes | Behind the Meter | Behind the Meter |  | None | Sunrun Installation Services, Inc. | JCP&L | Eligible for TI Program | 2019-12-23 | 2019-12-27 | 2021-10-30 | Delta Electronics | M6-TL-US | Inverters | 5760 |  | 1 |  |  | 0.96 |  | Outdoor | Next To Meter
NJSTRE1545387679 | NJSRRE1544352602 | Transition Incentive Program | willingboro | 8046 | 13 | 20.77 | Residential | Yes | Behind the Meter | Net-metered residential rooftop and canopy |  | None | Vision Solar LLC | PSE&G | Accepted | 2020-02-04 | 2020-02-07 | 2021-10-30 | enphase | iq7-60-2-us | Inverters | 0.25 |  | 62 |  |  | 0.96 |  | Other | behind panels
NJSTRE1545387685 | NJSRRE1543672300 | Transition Incentive Program | North Brunswick | 8902 | 11 | 5.12 | Residential | Yes | Behind the Meter | Behind the Meter |  | None | Skyline Solar, LLC | PSE&G | Eligible for TI Program | 2019-12-23 | 2019-12-30 | 2021-10-30 | SolarEdge | SE3800H-US000NNC2 | Inverters | 3800 |  | 1 |  |  | 0.99 |  | Outside | Within 10' of meter
NJSTRE1545387698 | NJSRRE1544543249 | Transition Incentive Program | Bridgewater Township | 8807 | 5 | 8.83 | Residential | No | Behind the Meter | Behind the Meter |  | None | GenRenew, LLC | PSE&G | Eligible for TI Program | 2020-02-26 | 2020-03-02 | 2021-10-30 | Sunpower | MI-E-320-US208/240 | Inverters | 320 |  | 27 |  |  | 0.96 |  | Outdoor | microinverters under modules
NJSTRE1545387708 | NJSRRE1544310921 | Transition Incentive Program | Hazlet | 7730 | 17 | 7.56 | Residential | Yes | Behind the Meter | Net-metered residential rooftop and canopy |  | None | Vivint Solar Developer, LLC | JCP&L | Accepted | 2020-01-28 | 2020-01-30 | 2021-10-30 | SolarEdge | SE7600H-US | Inverters | 7600 |  | 1 |  |  | 0.992 |  | Outdoor | Near the utility meter
NJSTRE1545387710 | NJSRRE1544547842 | Transition Incentive Program | East Brunswick TWP | 8816 | 11 | 11.34 | Residential | Yes | Behind the Meter | Behind the Meter |  | None | Tesla Energy Operations Inc | PSE&G | Eligible for TI Program | 2020-02-27 | 2020-03-03 | 2021-10-30 | SolarEdge Technologies Ltd | SE10000H-US [240V] | Inverters | 10 |  | 1 |  |  | 0.99 |  | Outdoor | Outdoor
NJSTRE1545387715 | NJSRRE1544221038 | Transition Incentive Program | Galloway | 8205 | 19 | 141.68 | Commercial | No | Behind the Meter | Behind the Meter |  | None | Spectacular Solar | AC Electric | Eligible for TI Program | 2020-01-24 | 2020-01-29 | 2021-10-30 | Solar Edge | SE20KUS | Inverters | 20000 |  | 2 |  |  | 0.98 |  | Outdoor | Behind the meter
NJSTRE1545335704 |  | Transition Incentive Program | Woodbridge Township | 7095 | 11 | 8.5 | Residential | Yes | Behind the Meter | Net-metered residential rooftop and canopy |  | None |  | PSE&G | Accepted | 2020-07-23 | 2020-07-28 | 2021-07-28 | SunPower | SPR-E20-327-E-AC | Solar Panels |  | 0.327 | 12 | 239 | 40 |  | Fixed | Roof
NJSTRE1545336681 |  | Transition Incentive Program | MOORESTOWN | 8057 | 13 | 7.15 | Residential | Yes | Behind the Meter | Net-metered residential rooftop and canopy |  | None | Vivint Solar Developer, LLC | PSE&G | Accepted | 2020-07-23 | 2020-07-28 | 2021-07-28 | JINKO SOLAR | JKM325M-60HBL | Solar Panels |  | 0.325 | 5 | 303 | 43 |  | Fixed | Roof
NJSTRE1545336681 |  | Transition Incentive Program | MOORESTOWN | 8057 | 13 | 7.15 | Residential | Yes | Behind the Meter | Net-metered residential rooftop and canopy |  | None | Vivint Solar Developer, LLC | PSE&G | Accepted | 2020-07-23 | 2020-07-28 | 2021-07-28 | JINKO SOLAR | JKM325M-60HBL | Solar Panels |  | 0.325 | 10 | 303 | 43 |  | Fixed | Roof
NJSTRE1545340080 |  | Transition Incentive Program | Turnersville | 8012 | 14 | 11.34 | Residential | No | Behind the Meter | Net-metered residential rooftop and canopy |  | None | Suntuity Solar LLC | AC Electric | Accepted | 2020-07-24 | 2020-07-29 | 2021-07-29 | Longi | LR6-60HPB-315M | Solar Panels |  | 0.315 | 12 | 207 | 22 |  | Fixed | Roof
NJSTRE1545340186 | NJSRRE1544586070 | Transition Incentive Program | Ridgefield | 7657 | 7 | 5.03 | Residential | No | Behind the meter | Net-metered residential rooftop and canopy |  | None | Sundial Solar Innovations | PSE&G | Accepted |  | 2020-03-09 | 2021-10-30 | Hanwha | QCell335w | Solar Panels |  | 0.335 | 15 | 125 | 15 |  | Fixed | Roof
NJSTRE1545340299 |  | Transition Incentive Program | Englishtown | 7726 | 17 | 7.36 | Residential | No | Behind the Meter | Net-metered residential rooftop and canopy |  | None | EMT Renewables | JCP&L | Accepted | 2020-07-24 | 2020-07-29 | 2021-07-29 | Trina | 320-BLK | Solar Panels |  | 0.32 | 5 | 121 | 34 |  | Fixed | Roof
NJSTRE1545340299 |  | Transition Incentive Program | Englishtown | 7726 | 17 | 7.36 | Residential | No | Behind the Meter | Net-metered residential rooftop and canopy |  | None | EMT Renewables | JCP&L | Accepted | 2020-07-24 | 2020-07-29 | 2021-07-29 | Trina | 320-BLK | Solar Panels |  | 0.32 | 9 | 211 | 36 |  | Fixed | Roof
NJSTRE1545340348 |  | Transition Incentive Program | UNION TWP | 7083 | 10 | 7.82 | Residential | Yes | Behind the Meter | Net-metered residential rooftop and canopy |  | PSEG | Vision Solar LLC | PSE&G | Accepted | 2020-07-24 | 2020-07-29 | 2021-07-29 | HANWHA Q-CELLS | Q.PEAK DUO-G6 340 | Solar Panels |  | 0.34 | 8 | 309 | 23 |  | Fixed | Roof
NJSTRE1545340348 |  | Transition Incentive Program | UNION TWP | 7083 | 10 | 7.82 | Residential | Yes | Behind the Meter | Net-metered residential rooftop and canopy |  | PSEG | Vision Solar LLC | PSE&G | Accepted | 2020-07-24 | 2020-07-29 | 2021-07-29 | HANWHA Q-CELLS | Q.PEAK DUO-G6 340 | Solar Panels |  | 0.34 | 8 | 129 | 23 |  | Fixed | Roof
NJSTRE1545387676 | NJSRRE1544456238 | Transition Incentive Program | ORANGE CITY | 7050 | 9 | 7.56 | Residential | No | Behind the Meter | Net-metered residential rooftop and canopy |  | None | Tesla Energy Operations Inc | PSE&G | Accepted | 2020-02-14 | 2020-02-18 | 2021-10-30 | SolarEdge Technologies Ltd. | SE7600H-US [240V] | Inverters | 7600 |  | 1 |  |  | 0.99 |  | Indoor | Indoor
NJSTRE1545387677 | NJSRRE1544538139 | Transition Incentive Program | Irvington | 7111 | 9 | 3.41 | Residential | Yes | Behind the Meter | Behind the Meter |  | None | Sunrun Installation Services, Inc. | PSE&G | Eligible for TI Program | 2020-02-25 | 2020-02-27 | 2021-10-30 | Enphase Energy | IQ7-60-x-US (240V) | Inverters | 240 |  | 11 |  |  | 0.96 |  | Outdoor | Rooftop
NJSTRE1545387705 | NJSRRE1544185888 | Transition Incentive Program | Willingboro | 8046 | 13 | 12.43 | Residential | Yes | Behind the Meter | Net-metered residential rooftop and canopy |  | None | Nationwide Solar LLC | PSE&G | Accepted | 2020-01-16 | 2020-01-22 | 2021-10-30 | SunPower | Type E | Inverters | 320 |  | 38 |  |  | 0.99 |  | Outdoor | NA
NJSTRE1545387707 | NJSRRE1544430483 | Transition Incentive Program | Maplewood | 7040 | 9 | 5.36 | Residential | Yes | Behind the Meter | Behind the Meter |  | None | Trinity Solar | PSE&G | Eligible for TI Program | 2020-02-11 | 2020-02-13 | 2021-10-30 | Solar Edge | SE5000 | Inverters | 5000 |  | 1 |  |  | 0.97 |  | Outside | side of home
NJSTRE1545335573 |  | Transition Incentive Program | Howell | 7731 | 17 | 12.24 | Residential | No | Behind the Meter | Net-metered residential rooftop and canopy |  | None | Tesla Energy Operations Inc. | JCP&L | Accepted | 2020-07-23 | 2020-07-28 | 2021-07-28 | Hanwha Q-CELLS | Q.Peak DUO BLK-G6+ 340 | Solar Panels |  | 0.34 | 4 | 68 | 40 |  | Fixed | Roof
NJSTRE1545335659 |  | Transition Incentive Program | New Brunswick | 8901 | 11 | 8.05 | Residential | Yes | Behind the Meter | Net-metered residential rooftop and canopy |  | None | Pro Custom Solar dba Momentum Solar | PSE&G | Accepted | 2020-07-23 | 2020-07-28 | 2021-07-28 | LG ELECTRONICS | LG 350N1C-V5 | Solar Panels |  | 0.35 | 8 | 309 | 25 |  | Fixed | Roof
NJSTRE1545335696 |  | Transition Incentive Program | Manville | 8835 | 5 | 3.5 | Residential | Yes | Behind the Meter | Net-metered residential rooftop and canopy |  | None | Pro Custom Solar dba Momentum Solar | PSE&G | Accepted | 2020-07-23 | 2020-08-07 | 2021-10-30 | LG ELECTRONICS | LG 350N1C-V5 | Solar Panels |  | 0.35 | 6 | 193 | 36 |  | Fixed | Roof
NJSTRE1545335722 |  | Transition Incentive Program | STEWARTSVILLE | 8886 | 2 | 7 | Residential | No | Behind the Meter | Net-metered residential rooftop and canopy |  | None | Pro Custom Solar dba Momentum Solar | JCP&L | Accepted | 2020-07-23 | 2020-07-28 | 2021-07-28 | LG ELECTRONICS | LG 350N1C-V5 | Solar Panels |  | 0.35 | 7 | 173 | 40 |  | Fixed | Roof
NJSTRE1545335722 |  | Transition Incentive Program | STEWARTSVILLE | 8886 | 2 | 7 | Residential | No | Behind the Meter | Net-metered residential rooftop and canopy |  | None | Pro Custom Solar dba Momentum Solar | JCP&L | Accepted | 2020-07-23 | 2020-07-28 | 2021-07-28 | LG ELECTRONICS | LG 350N1C-V5 | Solar Panels |  | 0.35 | 5 | 174 | 40 |  | Fixed | Roof
NJSTRE1545387411 | NJSRRE1543963268 | Transition Incentive Program | Woodbine | 8270 | 21 | 6.4 | Residential | Yes | Behind the Meter | Behind the Meter |  | ACE | Sun Up Zero Down | AC Electric | Eligible for TI Program | 2020-01-06 | 2020-01-09 | 2021-10-30 | enphase | IQ7-60-2-US | Inverters | 320 |  | 20 |  |  | 0.976 |  | Outside | outside wall
NJSTRE1545387417 | NJSRRE1544171746 | Transition Incentive Program | Clifton | 7013 | 6 | 3.78 | Residential | Yes | Behind the Meter | Net-metered residential rooftop and canopy |  | None | Trinity Solar | PSE&G | Final As-Built Received | 2020-01-15 | 2020-01-20 | 2021-10-30 | Solar Edge | SE3000H-US000BNC4 | Inverters | 3000 |  | 1 |  |  | 0.97 |  | Outdoor | side of home
NJSTRE1545387421 | NJSRRE1544419731 | Transition Incentive Program | Cape May | 8204 | 21 | 11.03 | Residential | Yes | Behind the Meter | Net-metered residential ground mount |  | None | Trinity Solar | AC Electric | Final As-Built Received |  | 2020-02-12 | 2021-10-30 | Solar Edge | SE10000H-US000BNC4 | Inverters | 10000 |  | 1 |  |  | 0.97 |  | Outdoor | side of home
NJSTRE1545387433 | NJSRRE1543434194 | Transition Incentive Program | Milford | 8848 | 4 | 13.63 | Residential | No | Behind the Meter | Behind the Meter |  | None | Sunrun Installation Services, Inc. | JCP&L | Eligible for TI Program | 2019-11-21 | 2019-11-26 | 2021-10-30 | Delta Electronics | M5-TL-US | Inverters | 4800 |  | 1 |  |  | 0.96 |  | Outdoor | Next To Meter
NJSTRE1545387444 | NJSRRE1544316975 | Transition Incentive Program | Verona | 7044 | 9 | 3.47 | Residential | Yes | Behind the Meter | Net-metered residential rooftop and canopy |  | None | Vivint Solar Developer, LLC | PSE&G | Accepted | 2020-01-28 | 2020-01-31 | 2021-10-30 | SOLAREDGE | SE3800H-US | Inverters | 3800 |  | 1 |  |  | 0.992 |  | Outdoor | Near the Utility Meter
NJSTRE1545387455 | NJSRRE1543575085 | Transition Incentive Program | Princeton | 8540 | 12 | 11.63 | Residential | No | Behind the Meter | Net-metered residential rooftop and canopy |  | None | Green Power Energy | PSE&G | Final As-Built Received |  | 2019-12-26 | 2021-10-30 | SolarEdge | SE10000H-US | Inverters | 10000 |  | 1 |  |  | 0.97 |  | Outside | Next to meter
NJSTRE1545387461 | NJSRRE1544152314 | Transition Incentive Program | Union | 7083 | 10 | 4.08 | Residential | Yes | Behind the Meter | Behind the Meter |  | None | Pro Custom Solar dba Momentum Solar | PSE&G | Eligible for TI Program | 2020-01-09 | 2020-01-14 | 2021-10-30 | ENPHASE ENERGY | IQ7-60-2-US | Inverters | 250 |  | 12 |  |  | 0.97 |  | Outdoor | ROOF
NJSTRE1545387475 | NJSRRE1543478365 | Transition Incentive Program | BERGENFIELD | 7621 | 7 | 8.82 | Residential | Yes | Behind the Meter | Net-metered residential rooftop and canopy |  | None | Vivint Solar Developer, LLC | PSE&G | Accepted | 2019-12-04 | 2019-12-06 | 2021-10-30 | Solar Edge | SE7600H-US | Inverters | 7600 |  | 1 |  |  | 0.992 |  | Outdoor | near the utility meter
NJSTRE1545387717 | NJSRRE1544465727 | Transition Incentive Program | Northfield | 8225 | 19 | 8.19 | Residential | Yes | Behind the Meter | Behind the Meter |  | None | Trinity Solar | AC Electric | Eligible for TI Program | 2020-02-17 | 2020-02-19 | 2021-10-30 | Solar Edge | SE7600H-US000BNC4 | Inverters | 7600 |  | 1 |  |  | 0.97 |  | Outdoor | side of home
NJSTRE1545387750 | NJSRRE1544419862 | Transition Incentive Program | Jersey City | 7305 | 8 | 4.96 | Residential | Yes | Behind the Meter | Behind the Meter |  | None | Skyline Solar, LLC | PSE&G | Eligible for TI Program | 2020-02-07 | 2020-02-12 | 2021-10-30 | SolarEdge | SE3800H-US | Inverters | 3800 |  | 1 |  |  | 0.99 |  | Outside | within ten feet of meter
NJSTRE1545387751 | NJSRRE1544353267 | Transition Incentive Program | BURLINGTON | 8016 | 13 | 5.99 | Residential | Yes | Behind the Meter | Net-metered residential rooftop and canopy |  | None | Vivint Solar Developer, LLC | PSE&G | Accepted | 2020-02-05 | 2020-02-07 | 2021-10-30 | SolarEdge | SE7600H-US | Inverters | 7600 |  | 1 |  |  | 0.992 |  | Outdoor | Near the utility meter
NJSTRE1545387782 | NJSRRE1544447475 | Transition Incentive Program | Hamilton Township | 8620 | 12 | 20.16 | Residential | No | Behind the Meter | Net-metered residential rooftop and canopy |  | None | Exact Solar | PSE&G | Accepted |  | 2020-02-18 | 2021-10-30 | Enphase | IQ7+ | Inverters | 0.29 |  | 63 |  |  | 0.97 |  | Outdoor | under panels
NJSTRE1545387797 | NJSRRE1544191745 | Transition Incentive Program | Elizabeth | 7206 | 10 | 148.88 | Commercial | No | Behind the Meter | Net-metered non-residential rooftop and canopy |  | None | Solar Landscape | PSE&G | Accepted | 2020-01-17 | 2020-01-22 | 2021-10-30 | Solar Edge | SE43.2 KUS | Inverters | 43200 |  | 3 |  |  | 0.97 |  | Outdoor | Roof
NJSTRE1545387805 | NJSRRE1544724306 | Transition Incentive Program | Trenton | 8690 | 12 | 6.08 | Residential | Yes | Behind the Meter | Net-metered residential rooftop and canopy |  | None | Vivint Solar Developer, LLC | PSE&G | Accepted | 2020-03-19 | 2020-03-24 | 2021-10-30 | SOLAREDGE | SE7600H-US | Inverters | 7600 |  | 1 |  |  | 0.992 |  | Outdoor | Near the Utility Meter
NJSTRE1545387816 | NJSRRE1544884698 | Transition Incentive Program | Williamstown | 8094 | 15 | 8.04 | Residential | Yes | Behind the Meter | Net-metered residential rooftop and canopy |  | None | Pro Custom Solar dba Momentum Solar | AC Electric | Accepted |  | 2020-04-28 | 2021-10-30 | Enphase Energy | IQ7-60-2-US | Inverters | 240 |  | 24 |  |  | 0.97 |  | Outdoor | Roof
NJSTRE1545387838 | NJSRRE1544625713 | Transition Incentive Program | Woodbine | 8270 | 21 | 11.56 | Residential | Yes | Behind the Meter | Behind the Meter |  | None | Trinity Solar | AC Electric | Eligible for TI Program | 2020-03-11 | 2020-03-16 | 2021-10-30 | SOLAR EDGE | SE10000H-US | Inverters | 10000 |  | 1 |  |  | 0.97 |  | Outside | SIDE OF HOME
NJSTRE1545387844 | NJSRRE1544755573 | Transition Incentive Program | Plainfield | 7060 | 10 | 7.37 | Residential | No | Behind the Meter | Behind the Meter |  | None | Green Power Energy | PSE&G | Eligible for TI Program | 2020-03-23 | 2020-03-26 | 2021-10-30 | SolarEdge | E7600H-US | Inverters | 7600 |  | 1 |  |  | 0.97 |  | Outside | Next to meter
NJSTRE1545387849 | NJSRRE1544721174 | Transition Incentive Program | Sicklerville | 8081 | 14 | 17.92 | Residential | Yes | Behind the Meter | Net-metered residential rooftop and canopy |  | ACE | Sun Up Zero Down | AC Electric | Accepted | 2020-03-19 | 2020-03-23 | 2021-10-30 | Enphase | IQ7-60-2-US | Inverters | 320 |  | 56 |  |  | 0.976 |  | Outdoor | outside wall
NJSTRE1545387861 | NJSRRE1544626058 | Transition Incentive Program | Clementon | 8021 | 14 | 7.04 | Residential | Yes | Behind the Meter | Behind the Meter |  | None | Skyline Solar, LLC | AC Electric | Eligible for TI Program | 2020-03-11 | 2020-03-16 | 2021-10-30 | SolarEdge | SE5000H-US | Inverters | 5000 |  | 1 |  |  | 0.99 |  | Outside | within ten feet of meter
NJSTRE1545387865 | NJSRRE1544773424 | Transition Incentive Program | Oakhurst | 7755 | 17 | 6.12 | Residential | Yes | Behind the Meter | Behind the Meter |  | None | Trinity Solar | JCP&L | Eligible for TI Program | 2020-03-30 | 2020-04-09 | 2021-10-30 | SOLAR EDGE | SE5000H-US | Inverters | 5000 |  | 1 |  |  | 0.97 |  | Outside | SIDE OF HOME
NJSTRE1545387872 | NJSRRE1544799842 | Transition Incentive Program | Newark | 7112 | 9 | 2.84 | Residential | Yes | Behind the Meter | Net-metered residential rooftop and canopy |  | None | Trinity Solar | PSE&G | Final As-Built Received |  | 2020-04-10 | 2021-10-30 | Solar Edge | SE3000 | Inverters | 3000 |  | 1 |  |  | 0.97 |  | Outside | side of home
NJSTRE1545387487 | NJSRRE1543422217 | Transition Incentive Program | CHERRY HILL | 8002 | 14 | 14.81 | Residential | Yes | Behind the Meter | Net-metered residential rooftop and canopy |  | None | Vivint Solar Developer, LLC | PSE&G | Accepted | 2019-11-20 | 2019-11-22 | 2021-10-30 | Solar Edge | SE7600H-US000BNC4 | Inverters | 76000 |  | 1 |  |  | 0.992 |  | Outdoor | Near the utility meter
NJSTRE1545387496 | NJSRRE1543502387 | Transition Incentive Program | PATERSON CITY | 7524 | 6 | 3.78 | Residential | Yes | Behind the Meter | Behind the Meter |  | None | Tesla Energy Operations Inc | PSE&G | Eligible for TI Program | 2019-12-10 | 2019-12-12 | 2021-10-30 | SOLAREDGE | SE3800H-US000SNC2 | Inverters | 3800 |  | 1 |  |  | 0.99 |  | Outdoor | Outdoor
NJSTRE1545387498 | NJSRRE1543547777 | Transition Incentive Program | Lincroft | 7738 | 17 | 12.77 | Residential | No | Behind the Meter | Behind the Meter |  | None | Sunrun Installation Services, Inc. | JCP&L | Eligible for TI Program | 2019-12-13 | 2019-12-18 | 2021-10-30 | SolarEdge Technologies | SE6000H-USRGM | Inverters | 6000 |  | 1 |  |  | 0.96 |  | Outdoor | Next To Meter
NJSTRE1545387504 | NJSRRE1543826662 | Transition Incentive Program | Plainfield | 7062 | 10 | 7.56 | Residential | Yes | Behind the Meter | Behind the Meter |  | None | Pro Custom Solar dba Momentum Solar | PSE&G | Eligible for TI Program | 2019-12-30 | 2020-01-03 | 2021-10-30 | ENPHASE ENERGY | IQ6-60-2-US | Inverters | 240 |  | 24 |  |  | 0.97 |  | Outdoor | ROOF
NJSTRE1545387516 | NJSRRE1544524197 | Transition Incentive Program | Trenton | 8609 | 12 | 4.96 | Residential | Yes | Behind the Meter | Behind the Meter |  | None | Skyline Solar, LLC | PSE&G | Eligible for TI Program | 2020-02-24 | 2020-02-26 | 2021-10-30 | SolarEdge | SE3800H-US | Inverters | 3800 |  | 1 |  |  | 0.99 |  | Outside | within ten feet of meter
NJSTRE1545387536 | NJSRRE1544162836 | Transition Incentive Program | CRESSKILL | 7626 | 7 | 10.08 | Residential | No | Behind the Meter | Net-metered residential rooftop and canopy |  | None | Vivint Solar Developer, LLC | Orange Rockland Electric | Accepted | 2020-01-15 | 2020-01-17 | 2021-10-30 | SolarEdge | SE7600H-US | Inverters | 7600 |  | 1 |  |  | 0.992 |  | Outdoor | Near the utility meter
NJSTRE1545387546 | NJSRRE1543563321 | Transition Incentive Program | Vineland | 8361 | 20 | 7.44 | Residential | No | Behind the Meter | Net-metered residential rooftop and canopy |  | None | Bright Planet Solar | Vineland Muni Electric | Accepted |  | 2019-12-20 | 2021-10-30 | SOLAR EDGE | SE5000H-USRGM | Inverters | 5000 |  | 1 |  |  | 0.98 |  | Outdoor | OUTDOOR
NJSTRE1545387561 | NJSRRE1544354977 | Transition Incentive Program | Williamstown | 8094 | 15 | 11.34 | Residential | No | Behind the Meter | Behind the Meter |  | None | Orbit Energy & Power, LLC | AC Electric | Eligible for TI Program | 2020-02-05 | 2020-02-07 | 2021-10-30 | ENPHASE | IQ7-60-2-US | Inverters | 0.24 |  | 36 |  |  | 0.99 |  | Outside | ROOF
NJSTRE1545387569 | NJSRRE1543497732 | Transition Incentive Program | Toms River | 8755 | 18 | 15.08 | Residential | Yes | Behind the Meter | Behind the Meter |  | None | Sunrun Installation Services, Inc. | JCP&L | Eligible for TI Program | 2019-12-06 | 2019-12-10 | 2021-10-30 | Delta Electronics | M10-TL-US | Inverters | 9600 |  | 1 |  |  | 0.96 |  | Outdoor | Next To Meter
NJSTRE1545387570 | NJSRRE1543464310 | Transition Incentive Program | Vineland | 8360 | 20 | 11.73 | Residential | Yes | Behind the Meter | Behind the Meter |  | None | Pro Custom Solar dba Momentum Solar | AC Electric | Eligible for TI Program | 2019-12-02 | 2019-12-04 | 2021-10-30 | Enphase Energy | IQ7PLUS-72-2-US | Inverters | 295 |  | 34 |  |  | 0.97 |  | Outdoor | Roof
NJSTRE1545387578 | NJSRRE1543880236 | Transition Incentive Program | Monroe Township | 8831 | 11 | 10.24 | Residential | No | Behind the Meter | Behind the Meter |  | None | Sunrun Installation Services, Inc. | JCP&L | Eligible for TI Program | 2020-01-02 | 2020-01-07 | 2021-10-30 | Delta Electronics | M10-TL-US | Inverters | 9600 |  | 1 |  |  | 0.96 |  | Outdoor | Next To Meter
NJSTRE1545387588 | NJSRRE1544426006 | Transition Incentive Program | West Long Branch | 7764 | 17 | 5.04 | Residential | Yes | Behind the Meter | Behind the Meter |  | None | Trinity Solar | JCP&L | Eligible for TI Program | 2020-02-10 | 2020-02-12 | 2021-10-30 | Solar Edge | SE3800 | Inverters | 3800 |  | 1 |  |  | 0.97 |  | Outside | side of home
NJSTRE1545387720 | NJSRRE1544442742 | Transition Incentive Program | Morganville | 7751 | 17 | 7.35 | Residential | Yes | Behind the Meter | Behind the Meter |  | None | Pro Custom Solar dba Momentum Solar | JCP&L | Eligible for TI Program | 2020-02-13 | 2020-02-18 | 2021-10-30 | Enphase Energy | IQ7Plus-72-2-US | Inverters | 290 |  | 21 |  |  | 0.97 |  | Outdoor | Roof
NJSTRE1545387730 | NJSRRE1544164703 | Transition Incentive Program | WILLINGBORO | 8046 | 13 | 5.67 | Residential | Yes | Behind the Meter | Net-metered residential rooftop and canopy |  | None | Vivint Solar Developer, LLC | PSE&G | Accepted | 2020-01-15 | 2020-01-17 | 2021-10-30 | Solar Edge | SE3800H-US | Inverters | 3800 |  | 1 |  |  | 0.992 |  | Outdoor | Near the utility meter
NJSTRE1545387739 | NJSRRE1544431043 | Transition Incentive Program | Manchester | 8733 | 18 | 3.15 | Residential | Yes | Behind the Meter | Net-metered residential rooftop and canopy |  | None | Trinity Solar | JCP&L | Accepted |  | 2020-02-13 | 2021-10-30 | Solar Edge | SE3000H-US000BNC4 | Inverters | 3000 |  | 1 |  |  | 0.97 |  | Outdoor | side of home
NJSTRE1545387746 | NJSRRE1543547794 | Transition Incentive Program | Sea Girt | 8750 | 17 | 74.88 | Commercial | Yes | Behind the Meter | Behind the Meter |  | None | Safari Energy, LLC | JCP&L | Eligible for TI Program | 2019-12-17 | 2020-01-07 | 2021-10-30 | SolarEdge Technologies | SE43.2KUS/SE14.4KUS | Inverters | 1000 |  | 1 |  |  | 0.98 |  | Outdoor | Roof
NJSTRE1545387747 | NJSRRE1544419971 | Transition Incentive Program | Carlstadt | 7072 | 7 | 11.66 | Residential | Yes | Behind the Meter | Net-metered residential rooftop and canopy |  | None | Trinity Solar | PSE&G | Final As-Built Received | 2020-02-07 | 2020-02-12 | 2021-10-30 | Solar Edge | SE10000H-US000BNC4 | Inverters | 10000 |  | 1 |  |  | 0.97 |  | Outdoor | side of home
NJSTRE1545387757 | NJSRRE1544549857 | Transition Incentive Program | Pine Hill | 8021 | 14 | 9.6 | Residential | Yes | Behind the Meter | Behind the Meter |  | None | Skyline Solar, LLC | AC Electric | Eligible for TI Program | 2020-02-28 | 2020-03-03 | 2021-10-30 | SolarEdge | SE7600H-US | Inverters | 7600 |  | 1 |  |  | 0.99 |  | Outside | within ten feet of meter
NJSTRE1545387758 | NJSRRE1544466989 | Transition Incentive Program | Edison | 8817 | 11 | 13.23 | Residential | No | Behind the Meter | Net-metered residential rooftop and canopy |  | None | Trinity Solar | PSE&G | Accepted |  | 2020-02-20 | 2021-10-30 | Solar Edge | SE10000 | Inverters | 10000 |  | 1 |  |  | 0.97 |  | Outside | side of home
NJSTRE1545387768 | NJSRRE1544352833 | Transition Incentive Program | Williamstown | 8094 | 15 | 11.52 | Residential | Yes | Behind the Meter | Net-metered residential rooftop and canopy |  | None | Solar Spectrum LLC | AC Electric | Accepted | 2020-02-04 | 2020-02-07 | 2021-10-30 | SolarEdge Tech. | SE10000H-US | Inverters | 42 |  | 1 |  |  | 0.99 |  | Outdoor | near meter
NJSTRE1545387770 | NJSRRE1543473958 | Transition Incentive Program | Beverly | 8010 | 13 | 11.34 | Residential | Yes | Behind the Meter | Net-metered residential rooftop and canopy |  | None | Vivint Solar Developer, LLC | PSE&G | Accepted | 2019-12-07 | 2019-12-09 | 2021-10-30 | Solar Edge | SE7600H-US | Inverters | 7600 |  | 1 |  |  | 0.992 |  | Outdoor | Near the utility meter
NJSTRE1545387776 | NJSRRE1543443406 | Transition Incentive Program | Willingboro | 8046 | 13 | 12.42 | Residential | Yes | Behind the Meter | Behind the Meter |  | None | Pro Custom Solar dba Momentum Solar | PSE&G | Eligible for TI Program | 2019-11-25 | 2019-11-27 | 2021-10-30 | Enphase Energy | IQ7PLUS-72-2-US | Inverters | 295 |  | 36 |  |  | 0.97 |  | Outdoor | Roof
NJSTRE1545387780 | NJSRRE1543438718 | Transition Incentive Program | Sayreville | 8872 | 11 | 11.03 | Residential | Yes | Behind the Meter | Behind the Meter |  | None | Pro Custom Solar dba Momentum Solar | JCP&L | Eligible for TI Program | 2019-11-23 | 2019-11-27 | 2021-10-30 | Enphase Energy | IQ6-60-2-US | Inverters | 240 |  | 35 |  |  | 0.97 |  | Outdoor | Roof
NJSTRE1545387788 | NJSRRE1544333225 | Transition Incentive Program | Cherry Hill | 8034 | 14 | 13.44 | Residential | Yes | Behind the Meter | Behind the Meter |  | None | Acos Energy, LLC | PSE&G | Eligible for TI Program | 2020-01-30 | 2020-02-04 | 2021-10-30 | Enphase | IQ7-60-2-US | Inverters | 0.97 |  | 42 |  |  | 0.24 |  | Outside | Roof
NJSTRE1545387791 | NJSRRE1543501855 | Transition Incentive Program | Erial | 8012 | 14 | 7.54 | Residential | Yes | Behind the Meter | Behind the Meter |  | None | Sunrun Installation Services, Inc. | AC Electric | Eligible for TI Program | 2019-12-09 | 2019-12-11 | 2021-10-30 | Delta Electronics | M6-TL-US | Inverters | 5760 |  | 1 |  |  | 0.96 |  | Outdoor | Next To Meter
NJSTRE1545387473 | NJSRRE1543478502 | Transition Incentive Program | ENGLEWOOD | 7631 | 7 | 7.88 | Residential | Yes | Behind the Meter | Net-metered residential rooftop and canopy |  | None | Vivint Solar Developer, LLC | PSE&G | Accepted | 2019-12-05 | 2019-12-09 | 2021-10-30 | SOLAREDGE | SE7600H-US | Inverters | 7600 |  | 1 |  |  | 0.992 |  | Outdoor | Near the Utility Meter
NJSTRE1545387478 | NJSRRE1543974475 | Transition Incentive Program | JACKSON | 8527 | 18 | 13.86 | Residential | Yes | Behind the Meter | Net-metered residential rooftop and canopy |  | None | Vivint Solar Developer, LLC | JCP&L | Accepted | 2020-01-06 | 2020-01-08 | 2021-10-30 | SOLAREDGE | SE10000H-US | Inverters | 10000 |  | 1 |  |  | 0.992 |  | Outdoor | Near the Utility Meter
NJSTRE1545387483 | NJSRRE1544309011 | Transition Incentive Program | Pennsauken | 8109 | 14 | 7.25 | Residential | No | Behind the Meter | Net-metered residential rooftop and canopy |  | None | Vivint Solar Developer, LLC | PSE&G | Accepted | 2020-01-27 | 2020-02-03 | 2021-10-30 | SolarEdge | SE7600H-US | Inverters | 7600 |  | 1 |  |  | 0.992 |  | Outdoor | Near the utility meter
NJSTRE1545387499 | NJSRRE1543513058 | Transition Incentive Program | Landing | 7850 | 3 | 9.57 | Residential | Yes | Behind the Meter | Behind the Meter |  | None | Sunrun Installation Services, Inc. | JCP&L | Eligible for TI Program | 2019-12-11 | 2019-12-16 | 2021-10-30 | Delta Electronics | M4-TL-US | Inverters | 3840 |  | 1 |  |  | 0.96 |  | Outdoor | Next To Meter
NJSTRE1545387508 | NJSRRE1544436714 | Transition Incentive Program | BURLINGTON | 8016 | 13 | 6.4 | Residential | Yes | Behind the Meter | Net-metered residential rooftop and canopy |  | None | Vivint Solar Developer, LLC | PSE&G | Accepted | 2020-02-12 | 2020-02-17 | 2021-10-30 | SOLAREDGE | SE7600H-US | Inverters | 7600 |  | 1 |  |  | 0.992 |  | Outdoor | Near the Utility Meter
NJSTRE1545387512 | NJSRRE1543547303 | Transition Incentive Program | Howell, | 7731 | 17 | 12.95 | Residential | Yes | Behind the Meter | Behind the Meter |  | None | Seabright Solar | JCP&L | Eligible for TI Program | 2019-12-30 | 2020-01-02 | 2021-10-30 | Sunpower | SPR-X21-350 | Inverters | 0.32 |  | 37 |  |  | 0.99 |  | Outside | Roof
NJSTRE1545387524 | NJSRRE1543451935 | Transition Incentive Program | Englewood | 7631 | 7 | 4.06 | Residential | Yes | Behind the Meter | Behind the Meter |  | None | Sunrun Installation Services, Inc. | PSE&G | Eligible for TI Program | 2019-11-27 | 2019-12-03 | 2021-10-30 | Enphase Energy | IQ7-60-x-US (240V) | Inverters | 240 |  | 14 |  |  | 0.96 |  | Outdoor | Rooftop
NJSTRE1545387539 | NJSRRE1544545634 | Transition Incentive Program | Old Bridge | 8857 | 11 | 61.6 | Commercial | No | Behind the Meter | Behind the Meter |  | None | Spectrum Energy, Inc. | JCP&L | Eligible for TI Program | 2020-02-27 | 2020-03-05 | 2021-10-30 | Enphase | IQ7Plus-72-2-US | Inverters | 290 |  | 160 |  |  | 0.975 |  | Outdoor | Under each panel
NJSTRE1545387551 | NJSRRE1544419856 | Transition Incentive Program | Clementon | 8021 | 14 | 4.48 | Residential | Yes | Behind the Meter | Behind the Meter |  | None | Acos Energy, LLC | AC Electric | Eligible for TI Program | 2020-02-07 | 2020-02-12 | 2021-10-30 | Enphase | IQ7-60-2-US | Inverters | 0.24 |  | 14 |  |  | 0.97 |  | Outside | Roof
NJSTRE1545387557 | NJSRRE1543827417 | Transition Incentive Program | Perth Amboy City | 8861 | 11 | 4.64 | Residential | Yes | Behind the Meter | Behind the Meter |  | None | Sunrun Installation Services, Inc. | PSE&G | Eligible for TI Program | 2019-12-30 | 2020-01-03 | 2021-10-30 | Delta Electronics | M4-TL-US | Inverters | 3840 |  | 1 |  |  | 0.96 |  | Outdoor | Next To Meter
NJSTRE1545387567 | NJSRRE1544428905 | Transition Incentive Program | Ocean | 7712 | 17 | 10.5 | Residential | Yes | Behind the Meter | Behind the Meter |  | None | Pro Custom Solar dba Momentum Solar | AC Electric | Eligible for TI Program | 2020-02-10 | 2020-02-13 | 2021-10-30 | enphase energy | IQ7PLUS-72-2-US | Inverters | 295 |  | 30 |  |  | 0.97 |  | Outdoor | roof
NJSTRE1545387591 | NJSRRE1544352410 | Transition Incentive Program | Marlton | 8053 | 13 | 6.3 | Residential | No | Behind the Meter | Net-metered residential rooftop and canopy |  | None | Vivint Solar Developer, LLC | PSE&G | Accepted |  | 2020-02-06 | 2021-10-30 | SolarEdge | SE7600H-US | Inverters | 7600 |  | 1 |  |  | 0.992 |  | Outdoor | Near the utility meter
NJSTRE1545307729 |  | Transition Incentive Program | Egg Harbor City | 8215 | 19 | 9.81 | Residential | Yes | Behind the Meter | Net-metered residential rooftop and canopy |  | None | Castle Energy, LLC | AC Electric | Accepted | 2020-07-27 | 2020-07-28 | 2021-07-28 | SunPower | SPR-E20-327-E-AC | Solar Panels |  | 0.327 | 30 | 221 | 35 |  | Fixed | Roof
NJSTRE1545307735 |  | Transition Incentive Program | Roselle | 7203 | 10 | 8.75 | Residential | Yes | Behind the Meter | Net-metered residential rooftop and canopy |  | None | Pro Custom Solar dba Momentum Solar | PSE&G | Accepted | 2020-07-16 | 2020-07-21 | 2021-07-21 | LG ELECTRONICS | LG 350N1C-V5 | Solar Panels |  | 0.35 | 25 | 253 | 20 |  | Fixed | Roof
NJSTRE1545309951 |  | Transition Incentive Program | Pemberton | 8068 | 13 | 9.15 | Residential | Yes | Behind the Meter | Net-metered residential rooftop and canopy |  | None | Sunrun, Inc. | JCP&L | Accepted | 2020-07-17 | 2020-07-21 | 2021-07-21 | LONGi Green Energy Technology Co Ltd | LR6-60HPB-305M | Solar Panels |  | 0.305 | 13 | 143 | 23 |  | Fixed | Roof
NJSTRE1545309955 |  | Transition Incentive Program | Howell Township | 7731 | 17 | 13.73 | Residential | Yes | Behind the Meter | Net-metered residential rooftop and canopy |  | None | Sunrun, Inc. | JCP&L | Accepted | 2020-07-17 | 2020-07-21 | 2021-07-21 | LONGi Green Energy Technology Co Ltd | LR6-60HPB-305M | Solar Panels |  | 0.305 | 21 | 335 | 15 |  | Fixed | Roof
NJSTRE1545309958 |  | Transition Incentive Program | Parsippany-Troy Hills | 7054 | 3 | 3.72 | Residential | Yes | Behind the Meter | Net-metered residential rooftop and canopy |  | None | Sunrun, Inc. | JCP&L | Accepted | 2020-07-17 | 2020-07-21 | 2021-07-21 | REC Solar | REC310TP2M | Solar Panels |  | 0.31 | 12 | 122 | 22 |  | Fixed | Roof
NJSTRE1545384907 | NJSRRE1544293787 | Transition Incentive Program | Iselin | 8830 | 11 | 8.51 | Residential | Yes | Behind the Meter | Net-metered residential rooftop and canopy |  | None | Suntuity Solar LLC | PSE&G | Accepted | 2020-01-25 | 2020-01-29 | 2021-10-30 | Enphase Energy | IQ7-60-2-US | Inverters | 240 |  | 27 |  |  | 0.97 |  | Outdoor | Behind the PV Modules
NJSTRE1545384911 | NJSRRE1544511612 | Transition Incentive Program | Mullica Hill | 8062 | 15 | 11.34 | Residential | Yes | Behind the Meter | Behind the Meter |  | None | Trinity Solar | AC Electric | Eligible for TI Program | 2020-02-20 | 2020-02-24 | 2021-10-30 | Solar Edge | SE10000 | Inverters | 10000 |  | 1 |  |  | 0.97 |  | Outside | side of home
NJSTRE1545384913 | NJSRRE1543661058 | Transition Incentive Program | North Plainfield | 7062 | 10 | 5.25 | Residential | Yes | Behind the Meter | Behind the Meter |  | None | Pro Custom Solar dba Momentum Solar | PSE&G | Eligible for TI Program | 2019-12-23 | 2019-12-30 | 2021-10-30 | Enphase Energy | IQ7PLUS-72-2-US | Inverters | 295 |  | 15 |  |  | 0.97 |  | Outdoor | Roof
NJSTRE1545384925 | NJSRRE1544419877 | Transition Incentive Program | Williamstown | 8094 | 15 | 9.6 | Residential | Yes | Behind the Meter | Behind the Meter |  | None | Skyline Solar, LLC | AC Electric | Eligible for TI Program | 2020-02-07 | 2020-02-12 | 2021-10-30 | SolarEdge | SE7600H-US | Inverters | 7600 |  | 1 |  |  | 0.99 |  | Outside | within ten feet of meter
NJSTRE1545384935 | NJSRRE1544501317 | Transition Incentive Program | Elmwood Park | 7407 | 7 | 6.2 | Residential | Yes | Behind the Meter | Behind the Meter |  | None | Sunrun Installation Services, Inc. | PSE&G | Eligible for TI Program | 2020-02-19 | 2020-02-24 | 2021-10-30 | Delta Electronics | M5-TL-US | Inverters | 5000 |  | 1 |  |  | 0.96 |  | Outdoor | Next To Meter
NJSTRE1545384941 | NJSRRE1544456279 | Transition Incentive Program | Berlin | 8009 | 14 | 9.6 | Residential | Yes | Behind the Meter | Behind the Meter |  | None | Skyline Solar, LLC | AC Electric | Eligible for TI Program | 2020-02-14 | 2020-02-19 | 2021-10-30 | SolarEdge | SE7600H-US | Inverters | 7600 |  | 1 |  |  | 0.99 |  | Outside | within ten feet of meter
NJSTRE1545384944 | NJSRRE1543478460 | Transition Incentive Program | Trenton | 8618 | 12 | 9.45 | Residential | Yes | Behind the Meter | Net-metered residential rooftop and canopy |  | None | Vivint Solar Developer, LLC | PSE&G | Accepted | 2019-12-04 | 2019-12-09 | 2021-10-30 | Solar Edge | SE7600H-US | Inverters | 7600 |  | 1 |  |  | 0.992 |  | Outdoor | near the utility meter
NJSTRE1545387485 | NJSRRE1543821287 | Transition Incentive Program | Millville | 8332 | 20 | 8.19 | Residential | Yes | Behind the Meter | Behind the Meter |  | None | Trinity Solar | AC Electric | Eligible for TI Program | 2019-12-26 | 2019-12-31 | 2021-10-30 | SOLAR EDGE | SE7600H-US | Inverters | 7600 |  | 1 |  |  | 0.97 |  | Outside | SIDE OF HOME
NJSTRE1545387492 | NJSRRE1544199044 | Transition Incentive Program | WARETOWN | 8758 | 18 | 9.45 | Residential | Yes | Behind the Meter | Net-metered residential rooftop and canopy |  | None | Vivint Solar Developer, LLC | JCP&L | Accepted | 2020-01-20 | 2020-01-23 | 2021-10-30 | SOLAREDGE | SE7600H-US | Inverters | 7600 |  | 1 |  |  | 0.992 |  | Outdoor | Near the Utility Meter
NJSTRE1545387510 | NJSRRE1544465774 | Transition Incentive Program | vineland | 8361 | 20 | 6.7 | Residential | Yes | Behind the Meter | Net-metered residential rooftop and canopy |  | None | Vision Solar LLC | Vineland Muni Electric | Accepted | 2020-02-17 | 2020-02-19 | 2021-10-30 | enphase | iq7-60-2-us | Inverters | 0.25 |  | 20 |  |  | 0.96 |  | Other | behind panels
NJSTRE1545387515 | NJSRRE1544465757 | Transition Incentive Program | MANAHAWKIN | 8050 | 18 | 9.92 | Residential | Yes | Behind the Meter | Net-metered residential rooftop and canopy |  | None | Vivint Solar Developer, LLC | AC Electric | Accepted | 2020-02-17 | 2020-02-19 | 2021-10-30 | SolarEdge | SE7600H-US | Inverters | 7600 |  | 1 |  |  | 0.992 |  | Outdoor | Near the utility meter
NJSTRE1545387526 | NJSRRE1544524529 | Transition Incentive Program | Springfield Township | 7081 | 10 | 6.87 | Residential | No | Behind the Meter | Net-metered residential rooftop and canopy |  | None | SunPower Corporation, Systems | JCP&L | Accepted |  | 2020-02-26 | 2021-10-30 | SUNPOWER | SPR-E20-327-E-AC | Inverters | 320 |  | 21 |  |  | 0.96 |  | Other | under each panel
NJSTRE1545387527 | NJSRRE1544543116 | Transition Incentive Program | Pleasantville | 8232 | 19 | 7.19 | Residential | Yes | Behind the Meter | Net-metered residential rooftop and canopy |  | None | Castle Energy, LLC | AC Electric | Accepted | 2020-02-26 | 2020-02-28 | 2021-10-30 | SunPower | SPR-E20-327-E-AC | Inverters | 320 |  | 22 |  |  | 0.975 |  | Outdoor | on the rooftop under each solar panel
NJSTRE1545387532 | NJSRRE1544430860 | Transition Incentive Program | Rutherford | 7070 | 7 | 7 | Residential | Yes | Behind the Meter | Behind the Meter |  | None | Pro Custom Solar dba Momentum Solar | PSE&G | Eligible for TI Program | 2020-02-11 | 2020-02-13 | 2021-10-30 | Enphase Energy | IQ7PLUS-72-2-US | Inverters | 295 |  | 20 |  |  | 0.97 |  | Outdoor | Roof
NJSTRE1545387537 | NJSRRE1544431069 | Transition Incentive Program | Beachwood | 8722 | 18 | 14.1 | Residential | No | Behind the Meter | Behind the Meter |  | None | Power Home Remodeling Group | JCP&L | Eligible for TI Program | 2020-02-11 | 2020-02-13 | 2021-10-30 | Solar Edge | SE10000H-US | Inverters | 10000 |  | 1 |  |  | 0.99 |  | Outdoor | Near Meter
NJSTRE1545387542 | NJSRRE1544130322 | Transition Incentive Program | Freehold | 7728 | 17 | 11.03 | Residential | Yes | Behind the Meter | Behind the Meter |  | None | Pro Custom Solar dba Momentum Solar | JCP&L | Eligible for TI Program | 2020-01-07 | 2020-01-10 | 2021-10-30 | ENPHASE ENERGY | IQ6-60-2-US | Inverters | 240 |  | 35 |  |  | 0.97 |  | Outdoor | ROOF
NJSTRE1545387582 | NJSRRE1543571226 | Transition Incentive Program | Old Bridge Township | 8857 | 11 | 8.12 | Residential | Yes | Behind the Meter | Behind the Meter |  | None | Sunrun Installation Services, Inc. | JCP&L | Eligible for TI Program | 2019-12-19 | 2019-12-26 | 2021-10-30 | Enphase Energy | IQ7-60-x-US (240V) | Inverters | 240 |  | 28 |  |  | 0.96 |  | Outdoor | Rooftop
NJSTRE1545387594 | NJSRRE1544164177 | Transition Incentive Program | Bloomfield | 7003 | 9 | 5.67 | Residential | Yes | Behind the Meter | Behind the Meter |  | None | Trinity Solar | PSE&G | Eligible for TI Program | 2020-01-14 | 2020-01-17 | 2021-10-30 | Solar Edge | SE5000H-US000BNC4 | Inverters | 5000 |  | 1 |  |  | 0.97 |  | Outdoor | side of home
NJSTRE1545336681 |  | Transition Incentive Program | MOORESTOWN | 8057 | 13 | 7.15 | Residential | Yes | Behind the Meter | Net-metered residential rooftop and canopy |  | None | Vivint Solar Developer, LLC | PSE&G | Accepted | 2020-07-23 | 2020-07-28 | 2021-07-28 | JINKO SOLAR | JKM325M-60HBL | Solar Panels |  | 0.325 | 7 | 303 | 43 |  | Fixed | Roof
NJSTRE1545387602 | NJSRRE1543526221 | Transition Incentive Program | Bergenfield | 7621 | 7 | 13.11 | Residential | Yes | Behind the Meter | Behind the Meter |  | None | Sunrun Installation Services, Inc. | PSE&G | Eligible for TI Program | 2019-12-12 | 2019-12-16 | 2021-10-30 | Enphase Energy | IQ7PLUS-72-x-US (240V) | Inverters | 290 |  | 38 |  |  | 0.96 |  | Outdoor | Rooftop
NJSTRE1545387635 | NJSRRE1544524133 | Transition Incentive Program | Rutherford | 7070 | 7 | 2.56 | Residential | Yes | Behind the Meter | Net-metered residential rooftop and canopy |  | None | Vivint Solar Developer, LLC | PSE&G | Accepted | 2020-02-24 | 2020-02-26 | 2021-10-30 | SOLAREDGE | SE3800H-US | Inverters | 3800 |  | 1 |  |  | 0.992 |  | Outdoor | Near the Utility Meter
NJSTRE1545387636 | NJSRRE1544310771 | Transition Incentive Program | Elmwood Park | 7407 | 7 | 5.04 | Residential | Yes | Behind the Meter | Net-metered residential rooftop and canopy |  | None | Suntuity Solar LLC | PSE&G | Accepted | 2020-01-28 | 2020-01-31 | 2021-10-30 | Enphase Energy | IQ7-60-2-US | Inverters | 240 |  | 16 |  |  | 0.97 |  | Outdoor | Behind the PV Modules
NJSTRE1545387648 | NJSRRE1544147999 | Transition Incentive Program | Swainton | 8210 | 21 | 9.86 | Residential | No | Behind the Meter | Behind the Meter |  | None | Sunrun Installation Services, Inc. | AC Electric | Eligible for TI Program | 2020-01-08 | 2020-01-13 | 2021-10-30 | Delta Electronics | M5-TL-US | Inverters | 4800 |  | 1 |  |  | 0.96 |  | Outdoor | Next To Meter
NJSTRE1545387655 | NJSRRE1543451858 | Transition Incentive Program | Northfield | 8225 | 19 | 3.41 | Residential | Yes | Behind the Meter | Net-metered residential rooftop and canopy |  | None | Solar Energy World | AC Electric | Accepted | 2019-11-27 | 2019-12-06 | 2021-10-30 | Enphase | IQ7-60-x-US | Inverters | 310 |  | 1 |  |  | 0.976 |  | Outdoor | near panels
NJSTRE1545387656 | NJSRRE1543481102 | Transition Incentive Program | Millville | 8332 | 20 | 9.6 | Residential | Yes | Behind the Meter | Behind the Meter |  | None | Skyline Solar, LLC | AC Electric | Eligible for TI Program | 2019-12-05 | 2019-12-09 | 2021-10-30 | SolarEdge | SE7600H-US | Inverters | 7600 |  | 1 |  |  | 0.99 |  | Outside | within ten feet of meter
NJSTRE1545387691 | NJSRRE1543474314 | Transition Incentive Program | Linden | 7036 | 10 | 3.78 | Residential | Yes | Behind the Meter | Behind the Meter |  | None | Pro Custom Solar dba Momentum Solar | PSE&G | Eligible for TI Program | 2019-12-03 | 2019-12-05 | 2021-10-30 | Enphase Energy | IQ6-60-2-US | Inverters | 240 |  | 12 |  |  | 0.97 |  | Outdoor | Roof
NJSTRE1545387700 | NJSRRE1544161787 | Transition Incentive Program | Fort Lee | 7024 | 7 | 4.34 | Residential | Yes | Behind the Meter | Behind the Meter |  | None | Sunrun Installation Services, Inc. | PSE&G | Eligible for TI Program | 2020-01-13 | 2020-01-16 | 2021-10-30 | SolarEdge Technologies | SE3800A-USS2RGM | Inverters | 3800 |  | 1 |  |  | 0.96 |  | Outdoor | Next To Meter
NJSTRE1545387703 | NJSRRE1543820090 | Transition Incentive Program | Bridgeton | 8302 | 20 | 9.14 | Residential | Yes | Behind the Meter | Net-metered residential rooftop and canopy |  | ACE2 | Vision Solar LLC | AC Electric | Accepted | 2019-12-26 | 2019-12-31 | 2021-10-30 | Enphase | iq7-60-2-us | Inverters | 0.25 |  | 29 |  |  | 0.96 |  | Other | behind panels
NJSTRE1545387712 | NJSRRE1544436564 | Transition Incentive Program | Kearny | 7032 | 8 | 4.1 | Residential | Yes | Behind the Meter | Behind the Meter |  | None | Trinity Solar | PSE&G | Eligible for TI Program | 2020-02-12 | 2020-02-14 | 2021-10-30 | Solar Edge | SE3800 | Inverters | 3800 |  | 1 |  |  | 0.97 |  | Outside | side of home
NJSTRE1545387715 | NJSRRE1544221038 | Transition Incentive Program | Galloway | 8205 | 19 | 141.68 | Commercial | No | Behind the Meter | Behind the Meter |  | None | Spectacular Solar | AC Electric | Eligible for TI Program | 2020-01-24 | 2020-01-29 | 2021-10-30 | Solar Edge | SE66.6KUS | Inverters | 66600 |  | 1 |  |  | 0.985 |  | Outside | Behind the Meter
NJSTRE1545387723 | NJSRRE1544512465 | Transition Incentive Program | ORANGE CITY | 7050 | 9 | 3.78 | Residential | Yes | Behind the Meter | Net-metered residential rooftop and canopy |  | None | Tesla Energy Operations Inc. | PSE&G | Accepted | 2020-02-20 | 2020-02-24 | 2021-10-30 | SolarEdge Technologies Ltd. | SE3800H-US [240V] | Inverters | 3800 |  | 1 |  |  | 0.99 |  | Outdoor | outdoor
NJSTRE1545387596 | NJSRRE1544334054 | Transition Incentive Program | Newark | 7108 | 9 | 4.34 | Residential | Yes | Behind the Meter | Behind the Meter |  | None | Sunrun Installation Services, Inc. | PSE&G | Eligible for TI Program | 2020-01-30 | 2020-02-04 | 2021-10-30 | Delta Electronics | M4-TL-US | Inverters | 3840 |  | 1 |  |  | 0.96 |  | Outdoor | Next To Meter
NJSTRE1545387619 | NJSRRE1544468812 | Transition Incentive Program | Bergenfield | 7621 | 7 | 7.25 | Residential | Yes | Behind the Meter | Net-metered residential rooftop and canopy |  | None | Suntuity Solar LLC | PSE&G | Accepted | 2020-02-18 | 2020-02-20 | 2021-10-30 | Enphase Energy | IQ7-60-2-US | Inverters | 240 |  | 23 |  |  | 0.97 |  | Outdoor | Behind the PV Modules
NJSTRE1545387626 | NJSRRE1543437151 | Transition Incentive Program | Hillsborough | 8844 | 5 | 6.21 | Residential | No | Behind the Meter | Behind the Meter |  | None | Pro Custom Solar dba Momentum Solar | PSE&G | Eligible for TI Program | 2019-11-22 | 2019-11-26 | 2021-10-30 | Enphase Energy | IQ7PLUS-72-2-US | Inverters | 295 |  | 18 |  |  | 0.97 |  | Outdoor | Roof
NJSTRE1545387632 | NJSRRE1543825731 | Transition Incentive Program | Monroe Twp | 8831 | 11 | 8.38 | Residential | No | Behind the Meter | Net-metered residential rooftop and canopy |  | None | Morgan Associates and Consulting LLC | JCP&L | Accepted |  | 2020-01-03 | 2021-10-30 | Enphase | ENPHASE IQ7-60-2-US | Inverters | 0.24 |  | 25 |  |  | 0.98 |  | Outside | Roof
NJSTRE1545387645 | NJSRRE1544310941 | Transition Incentive Program | Edison | 8820 | 11 | 6.3 | Residential | Yes | Behind the Meter | Behind the Meter |  | None | Pro Custom Solar dba Momentum Solar | PSE&G | Eligible for TI Program | 2020-01-28 | 2020-01-30 | 2021-10-30 | enphase energy | IQ7PLUS-72-2-US | Inverters | 295 |  | 18 |  |  | 0.97 |  | Outdoor | Roof
NJSTRE1545387649 | NJSRRE1543442982 | Transition Incentive Program | Washington | 7882 | 2 | 11.77 | Residential | Yes | Behind the Meter | Behind the Meter |  | None | Ad Energy | JCP&L | Eligible for TI Program | 2019-11-25 | 2019-12-12 | 2021-10-30 | Enphase Energy | IQ7XS-96-ACM-US | Inverters | 315 |  | 36 |  |  | 0.975 |  | Outdoor | At each panel
NJSTRE1545387660 | NJSRRE1544546915 | Transition Incentive Program | Long Branch | 7740 | 17 | 2.88 | Residential | Yes | Behind the Meter | Net-metered residential rooftop and canopy |  | None | Vivint Solar Developer, LLC | JCP&L | Accepted | 2020-02-28 | 2020-03-03 | 2021-10-30 | SOLAREDGE | SE3800H-US | Inverters | 3800 |  | 1 |  |  | 0.992 |  | Outdoor | Near the Utility Meter
NJSTRE1545387671 | NJSRRE1544442540 | Transition Incentive Program | Monroe Township | 8831 | 11 | 12.75 | Residential | No | Behind the Meter | Net-metered residential rooftop and canopy |  | None | SunPower Corporation, Systems | JCP&L | Accepted |  | 2020-02-17 | 2021-10-30 | SUNPOWER | SPR-E20-327-E-AC | Inverters | 320 |  | 39 |  |  | 0.96 |  | Other | under each panel
NJSTRE1545387681 | NJSRRE1543586459 | Transition Incentive Program | New Brunswick City | 8901 | 11 | 5.22 | Residential | Yes | Behind the Meter | Net-metered residential rooftop and canopy |  | None | Sunrun Installation Services, Inc. | PSE&G | Final As-Built Received | 2019-12-20 | 2019-12-26 | 2021-10-30 | Delta Electronics | M5-TL-US | Inverters | 5000 |  | 1 |  |  | 0.96 |  | Outdoor | Next To Meter
NJSTRE1545387687 | NJSRRE1544465682 | Transition Incentive Program | West Milford | 7480 | 6 | 3.9 | Residential | No | Behind the Meter | Net-metered residential rooftop and canopy |  | None | New Jersey Suntech | Orange Rockland Electric | Accepted |  | 2020-02-19 | 2021-10-30 | Solaredge | SE3800-US | Inverters | 3800 |  | 1 |  |  | 0.97 |  | Outdoor | Side of house next to meter
NJSTRE1545387688 | NJSRRE1544519472 | Transition Incentive Program | Elmer | 8318 | 16 | 14.06 | Residential | Yes | Behind the Meter | Net-metered residential ground mount |  | None | Vision Solar LLC | AC Electric | Accepted | 2020-02-21 | 2020-02-25 | 2021-10-30 | sunpower | e20-327-e-ac | Inverters | 0.32 |  | 43 |  |  | 0.96 |  | Other | behind panels
NJSTRE1545387694 | NJSRRE1543464389 | Transition Incentive Program | Deptford | 8093 | 15 | 8.12 | Residential | Yes | Behind the Meter | Behind the Meter |  | None | Sunrun Installation Services, Inc. | PSE&G | Eligible for TI Program | 2019-12-02 | 2019-12-04 | 2021-10-30 | Delta Electronics | M8-TL-US | Inverters | 7680 |  | 1 |  |  | 0.96 |  | Outdoor | Next To Meter
NJSTRE1545387789 | NJSRRE1544543752 | Transition Incentive Program | Cherry Hill TwP | 8003 | 14 | 8.16 | Residential | Yes | Behind the Meter | Net-metered residential rooftop and canopy |  | None | Tesla Energy Operations Inc | PSE&G | Final As-Built Received | 2020-02-26 | 2020-03-02 | 2021-10-30 | Delta Electronics | M8-TL-US | Inverters | 7680 |  | 1 |  |  | 0.975 |  | Indoor | Indoor
NJSTRE1545387790 | NJSRRE1543426708 | Transition Incentive Program | Jackson | 8527 | 18 | 15.28 | Residential | No | Behind the Meter | Net-metered residential rooftop and canopy |  | None | Accord Power Inc | JCP&L | Accepted | 2019-11-20 | 2019-11-25 | 2021-10-30 | AP System | YC600 | Inverters | 600 |  | 24 |  |  | 0.967 |  | Outdoor | roof
NJSTRE1545387804 | NJSRRE1544903593 | Transition Incentive Program | South Egg Harbor | 8215 | 19 | 7.02 | Residential | Yes | Behind the Meter | Net-metered residential rooftop and canopy |  | None | Sunrun Installation Services, Inc. | AC Electric | Final As-Built Received |  | 2020-04-30 | 2021-10-30 | Enphase Energy | IQ7-60-x-US (240V) | Inverters | 290 |  | 23 |  |  | 0.96 |  | Outdoor | Rooftop
NJSTRE1545387819 | NJSRRE1544796042 | Transition Incentive Program | MATAWAN | 7747 | 17 | 4.48 | Residential | Yes | Behind the Meter | Net-metered residential rooftop and canopy |  | None | Vivint Solar Developer, LLC | JCP&L | Accepted | 2020-04-03 | 2020-04-09 | 2021-10-30 | Solar Edge | SE3800H-US | Inverters | 3800 |  | 1 |  |  | 0.992 |  | Outdoor | Near the Utility Meter
NJSTRE1545387823 | NJSRRE1544886093 | Transition Incentive Program | WILLINGBORO | 8046 | 13 | 7.56 | Residential | Yes | Behind the Meter | Net-metered residential rooftop and canopy |  | None | Suntuity Solar LLC | PSE&G | Accepted | 2020-04-23 | 2020-04-28 | 2021-10-30 | Enphase Energy | IQ7-60-2-US | Inverters | 240 |  | 24 |  |  | 0.97 |  | Outdoor | Behind the PV Modules
NJSTRE1545387828 | NJSRRE1544626786 | Transition Incentive Program | Absecon | 8201 | 19 | 15.37 | Residential | Yes | Behind the Meter | Net-metered residential rooftop and canopy |  | None | Seabright Solar | AC Electric | Accepted | 2020-03-19 | 2020-03-20 | 2021-10-30 | Sunpower | SPR-E20-327 | Inverters | 0.32 |  | 47 |  |  | 0.99 |  | Outside | Roof
NJSTRE1545387835 | NJSRRE1544626115 | Transition Incentive Program | Edison TWP | 8817 | 11 | 3.41 | Residential | No | Behind the Meter | Behind the Meter |  | None | 1st Light Energy Inc | PSE&G | Eligible for TI Program | 2020-03-11 | 2020-03-16 | 2021-10-30 | SMA | SB 3.0-1SP-US-41 (240V) | Inverters | 3000 |  | 1 |  |  | 0.97 |  | Outside | within 10 feet of meter
NJSTRE1545387863 | NJSRRE1544701593 | Transition Incentive Program | Elizabeth | 7208 | 10 | 8.99 | Residential | Yes | Behind the Meter | Behind the Meter |  | None | Sunrun Installation Services, Inc. | PSE&G | Eligible for TI Program | 2020-03-16 | 2020-03-19 | 2021-10-30 | Enphase Energy | IQ7-60-x-US (240V) | Inverters | 240 |  | 29 |  |  | 0.96 |  | Outdoor | Rooftop
NJSTRE1545387869 | NJSRRE1544705349 | Transition Incentive Program | Hillsborough | 8844 | 5 | 11.06 | Residential | No | Behind the Meter | Behind the Meter |  | None | Green Power Energy | PSE&G | Eligible for TI Program | 2020-03-17 | 2020-03-20 | 2021-10-30 | Solar Edge | SE10000H-US | Inverters | 10000 |  | 1 |  |  | 0.97 |  | Outside | next to meter
NJSTRE1545387875 | NJSRRE1544799849 | Transition Incentive Program | Willingboro | 8046 | 13 | 11.56 | Residential | No | Behind the Meter | Net-metered residential rooftop and canopy |  | None | Trinity Solar | PSE&G | Final As-Built Received |  | 2020-04-09 | 2021-10-30 | SOLAR EDGE | SE10000H-US | Inverters | 10000 |  | 1 |  |  | 0.97 |  | Outside | SIDE OF HOME
NJSTRE1545387887 | NJSRRE1544701482 | Transition Incentive Program | East Rutherford | 7073 | 7 | 8.82 | Residential | Yes | Behind the Meter | Net-metered residential rooftop and canopy |  | None | Trinity Solar | PSE&G | Final As-Built Received | 2020-03-16 | 2020-03-19 | 2021-10-30 | Solar Edge | SE7600H-US000BNC4 | Inverters | 7600 |  | 1 |  |  | 0.97 |  | Outdoor | side of home
NJSTRE1545387903 | NJSRRE1544680142 | Transition Incentive Program | Elizabeth | 7202 | 10 | 4.02 | Residential | Yes | Behind the Meter | Behind the Meter |  | None | Pro Custom Solar dba Momentum Solar | PSE&G | Eligible for TI Program | 2020-03-13 | 2020-03-17 | 2021-10-30 | Enphase Energy | IQ7-60-2-US | Inverters | 250 |  | 12 |  |  | 0.97 |  | Outdoor | roof
NJSTRE1545384954 | NJSRRE1543451865 | Transition Incentive Program | Pennsauken | 8109 | 14 | 3.78 | Residential | Yes | Behind the Meter | Net-metered residential rooftop and canopy |  | None | Vivint Solar Developer, LLC | PSE&G | Accepted | 2019-11-27 | 2019-12-03 | 2021-10-30 | Solar Edge | SE3800H-US | Inverters | 3800 |  | 1 |  |  | 0.992 |  | Outdoor | Near the utility meter
NJSTRE1545384956 | NJSRRE1543502298 | Transition Incentive Program | Paramus | 7652 | 7 | 16.24 | Residential | Yes | Behind the Meter | Behind the Meter |  | None | Sunrun Installation Services, Inc. | PSE&G | Eligible for TI Program | 2019-12-09 | 2019-12-12 | 2021-10-30 | Delta Electronics | M10-TL-US | Inverters | 9600 |  | 1 |  |  | 0.96 |  | Outdoor | Next To Meter
NJSTRE1545384957 | NJSRRE1544442606 | Transition Incentive Program | Woodbridge | 7095 | 11 | 4.8 | Residential | Yes | Behind the Meter | Net-metered residential rooftop and canopy |  | None | Vivint Solar Developer, LLC | PSE&G | Accepted | 2020-02-18 | 2020-02-18 | 2021-10-30 | SOLAREDGE | SE3800H-US | Inverters | 3800 |  | 1 |  |  | 0.992 |  | Outdoor | Near the Utility Meter
NJSTRE1545384961 | NJSRRE1544175306 | Transition Incentive Program | VOORHEES | 8043 | 14 | 10.08 | Residential | Yes | Behind the Meter | Net-metered residential rooftop and canopy |  | None | Vivint Solar Developer, LLC | PSE&G | Accepted | 2020-01-18 | 2020-01-21 | 2021-10-30 | SOLAREDGE | SE7600H-US | Inverters | 7600 |  | 1 |  |  | 0.992 |  | Outdoor | Near the Utility Meter
NJSTRE1545384964 | NJSRRE1543556075 | Transition Incentive Program | Perth Amboy | 8861 | 11 | 5.36 | Residential | Yes | Behind the Meter | Behind the Meter |  | None | Pro Custom Solar dba Momentum Solar | PSE&G | Eligible for TI Program | 2019-12-17 | 2019-12-20 | 2021-10-30 | Enphase Energy | IQ6-60-2-US | Inverters | 230 |  | 17 |  |  | 0.97 |  | Outdoor | Roof
NJSTRE1545384974 | NJSRRE1543848699 | Transition Incentive Program | Andover | 7821 | 1 | 10.24 | Residential | Yes | Behind the Meter | Behind the Meter |  | None | Sunrun Installation Services, Inc. | JCP&L | Eligible for TI Program | 2019-12-31 | 2020-01-06 | 2021-10-30 | Delta Electronics | M10-TL-US | Inverters | 9600 |  | 1 |  |  | 0.96 |  | Outdoor | Next To Meter
NJSTRE1545384977 | NJSRRE1544213621 | Transition Incentive Program | Neptune City | 7753 | 17 | 16.42 | Residential | No | Behind the Meter | Behind the Meter |  | None | Maier Solar Engineering dba Solar Me | JCP&L | Eligible for TI Program | 2020-01-22 | 2020-01-27 | 2021-10-30 | Enphase | IQ7+ | Inverters | 290 |  | 49 |  |  | 0.96 |  | Outdoor | Next to meter
NJSTRE1545384987 | NJSRRE1544354887 | Transition Incentive Program | Bayville | 8721 | 18 | 14.4 | Residential | Yes | Behind the Meter | Behind the Meter |  | None | Sun Up Zero Down | JCP&L | Eligible for TI Program | 2020-02-05 | 2020-02-07 | 2021-10-30 | enphase | IQ7PLUS-72-2-US | Inverters | 320 |  | 45 |  |  | 0.976 |  | Outside | outside wall
NJSTRE1545385009 | NJSRRE1543477291 | Transition Incentive Program | Pennsville | 8070 | 16 | 24.48 | Commercial | No | Behind the Meter | Net-metered non-residential rooftop and canopy |  | None | Star Power Services LLC | AC Electric | Accepted |  | 2019-12-06 | 2021-10-30 | SolarEdge | SE9KUS | Inverters | 9 |  | 1 |  |  | 0.965 |  | Outdoor | meter
NJSTRE1545385011 | NJSRRE1543436850 | Transition Incentive Program | Jersey City | 7306 | 8 | 573.3 | Government Facility | Yes | Behind the Meter | Net-metered non-residential rooftop and canopy |  | None | Vanguard Energy Partners, LLC | PSE&G | Accepted | 2019-11-22 | 2019-11-26 | 2021-10-30 | Soletria | PVI 60TL | Inverters | 60000 |  | 7 |  |  | 0.99 |  | Outdoor | At sub array
NJSTRE1545385029 | NJSRRE1543571197 | Transition Incentive Program | Ewan | 8025 | 15 | 7.35 | Residential | Yes | Behind the Meter | Behind the Meter |  | None | Seabright Solar | AC Electric | Eligible for TI Program | 2019-12-24 | 2019-12-26 | 2021-10-30 | Sunpower | SPR-X21-350 | Inverters | 0.32 |  | 21 |  |  | 0.99 |  | Outside | Roof
NJSTRE1545385043 | NJSRRE1544523871 | Transition Incentive Program | Cherry Hill | 8003 | 14 | 7.37 | Residential | Yes | Behind the Meter | Behind the Meter |  | None | Pro Custom Solar dba Momentum Solar | PSE&G | Eligible for TI Program | 2020-02-24 | 2020-02-26 | 2021-10-30 | Enphase Energy | IQ7-60-2-US | Inverters | 250 |  | 22 |  |  | 0.97 |  | Outdoor | roof
NJSTRE1545336691 |  | Transition Incentive Program | MOORESTOWN | 8057 | 13 | 5.53 | Residential | Yes | Behind the Meter | Net-metered residential rooftop and canopy |  | None | Vivint Solar Developer, LLC | PSE&G | Accepted | 2020-07-24 | 2020-07-28 | 2021-07-28 | JINKO SOLAR | JKM325M-60HBL | Solar Panels |  | 0.325 | 17 | 207 | 26 |  | Fixed | Roof
NJSTRE1545340077 |  | Transition Incentive Program | Skillman | 8558 | 5 | 13.11 | Residential | No | Behind the Meter | Net-metered residential rooftop and canopy |  | None | Exact Solar | PSE&G | Accepted | 2020-07-24 | 2020-07-29 | 2021-10-30 | LG | LG345N1C-V5 | Solar Panels |  | 0.345 | 9 | 352 | 25 |  | Fixed | Roof
NJSTRE1545340138 |  | Transition Incentive Program | Millville | 8332 | 20 | 7.14 | Residential | No | Behind the Meter | Net-metered residential rooftop and canopy |  | ACE2 | Maier Solar Engineering dba Solar Me | AC Electric | Accepted | 2020-07-24 | 2020-07-28 | 2021-07-28 | Hanwha | Q.CELLS DUO BLK-340W | Solar Panels |  | 0.34 | 21 | 122 | 10 |  | Fixed | Roof
NJSTRE1545340178 |  | Transition Incentive Program | Bergenfield | 7621 | 7 | 5.78 | Residential | Yes | Behind the Meter | Net-metered residential rooftop and canopy |  | None | Trinity Solar | PSE&G | Accepted | 2020-07-24 | 2020-07-28 | 2021-07-28 | Hanwha | Q.PEAK DUO BLK-G6 340 | Solar Panels |  | 0.34 | 6 | 267 | 23 |  | Fixed | Roof
NJSTRE1545340225 |  | Transition Incentive Program | Pennsauken | 8110 | 14 | 3.84 | Residential | No | Behind the Meter | Net-metered residential rooftop and canopy |  | None | Posigen NJ LLC | PSE&G | Accepted | 2020-07-24 | 2020-07-29 | 2021-07-29 | Hanwha Q-Cells | Q.PEAK DUO-G5 320 | Solar Panels |  | 0.32 | 12 | 0 | 1 |  | Fixed | Roof
NJSTRE1545340268 |  | Transition Incentive Program | TURNERVILLE | 8012 | 14 | 7.04 | Residential | Yes | Behind the Meter | Net-metered residential rooftop and canopy |  | ACE | Vision Solar LLC | AC Electric | Accepted | 2020-07-24 | 2020-07-29 | 2021-07-29 | LG SOLAR | LG335N1K-V5 | Solar Panels |  | 0.335 | 12 | 126 | 23 |  | Fixed | Roof
NJSTRE1545340277 |  | Transition Incentive Program | Clifton | 7011 | 6 | 5.25 | Residential | Yes | Behind the Meter | Net-metered residential rooftop and canopy |  | None | Pro Custom Solar dba Momentum Solar | PSE&G | Accepted | 2020-07-24 | 2020-07-29 | 2021-07-29 | LG ELECTRONICS | LG 350N1C-V5 | Solar Panels |  | 0.35 | 15 | 167 | 34 |  | Fixed | Roof
NJSTRE1545340346 |  | Transition Incentive Program | Lodi | 7644 | 7 | 10.73 | Residential | Yes | Behind the Meter | Net-metered residential rooftop and canopy |  | None | Vivint Solar Developer, LLC | PSE&G | Accepted | 2020-07-24 | 2020-08-07 | 2021-10-30 | JINKO SOLAR | JKM325M-60HBL | Solar Panels |  | 0.325 | 4 | 78 | 11 |  | Fixed | Roof
NJSTRE1545340348 |  | Transition Incentive Program | UNION TWP | 7083 | 10 | 7.82 | Residential | Yes | Behind the Meter | Net-metered residential rooftop and canopy |  | PSEG | Vision Solar LLC | PSE&G | Accepted | 2020-07-24 | 2020-07-29 | 2021-07-29 | HANWHA Q-CELLS | Q.PEAK DUO-G6 340 | Solar Panels |  | 0.34 | 3 | 308 | 23 |  | Fixed | Roof
NJSTRE1545340628 |  | Transition Incentive Program | Roxbury Township | 7850 | 3 | 11.55 | Residential | Yes | Behind the Meter | Net-metered residential rooftop and canopy |  | None | Sunrun Installation Services, Inc. | PSE&G | Accepted | 2020-07-24 | 2020-07-29 | 2021-07-29 | LG Electronics | LG330N1C-A5 | Solar Panels |  | 0.33 | 9 | 243 | 9 |  | Fixed | Roof
NJSTRE1545340628 |  | Transition Incentive Program | Roxbury Township | 7850 | 3 | 11.55 | Residential | Yes | Behind the Meter | Net-metered residential rooftop and canopy |  | None | Sunrun Installation Services, Inc. | PSE&G | Accepted | 2020-07-24 | 2020-07-29 | 2021-07-29 | LG Electronics | LG330N1C-A5 | Solar Panels |  | 0.33 | 8 | 64 | 14 |  | Fixed | Roof
NJSTRE1545342420 |  | Transition Incentive Program | Lyndhurst | 7071 | 7 | 5.1 | Residential | Yes | Behind the Meter | Net-metered residential rooftop and canopy |  | None | Trinity Solar | PSE&G | Final As-Built Received | 2020-07-24 | 2020-07-29 | 2021-10-30 | Hanwha | Q.PEAK DUO BLK-G6 340 | Solar Panels |  | 0.34 | 9 | 120 | 18 |  | Fixed | Roof
NJSTRE1545342424 |  | Transition Incentive Program | Cherry Hill | 8002 | 14 | 6.46 | Residential | Yes | Behind the Meter | Net-metered residential rooftop and canopy |  | None | Trinity Solar | PSE&G | Accepted | 2020-07-24 | 2020-07-29 | 2021-07-29 | Hanwha | Q.PEAK DUO BLK-G6 340 | Solar Panels |  | 0.34 | 19 | 126 | 28 |  | Fixed | Roof
NJSTRE1545387725 | NJSRRE1544533231 | Transition Incentive Program | Sicklerville | 8081 | 14 | 10.79 | Residential | Yes | Behind the Meter | Behind the Meter |  | None | Seabright Solar | AC Electric | Eligible for TI Program | 2020-02-27 | 2020-02-27 | 2021-10-30 | Sunpower | SPR-E20-327 | Inverters | 0.32 |  | 33 |  |  | 0.99 |  | Outside | Roof
NJSTRE1545387726 | NJSRRE1543446479 | Transition Incentive Program | Port Murray | 7865 | 2 | 7.2 | Residential | No | Behind the Meter | Net-metered residential ground mount |  | None | Green House Solar | JCP&L | Accepted | 2019-11-26 | 2019-12-02 | 2021-10-30 | Enphase | IQ7XS | Inverters | 315 |  | 20 |  |  | 0.975 |  | Other | Panel Mounted
NJSTRE1545387733 | NJSRRE1544220932 | Transition Incentive Program | SEWELL | 8080 | 15 | 25.83 | Residential | Yes | Behind the Meter | Net-metered residential rooftop and canopy |  | None | Vivint Solar Developer, LLC | AC Electric | Accepted | 2020-01-24 | 2020-01-28 | 2021-10-30 | SOLAREDGE | SE7600H-US | Inverters | 7600 |  | 1 |  |  | 0.992 |  | Outdoor | Near the Utility Meter
NJSTRE1545387735 | NJSRRE1544221023 | Transition Incentive Program | VILLAS | 8251 | 21 | 7.88 | Residential | Yes | Behind the Meter | Net-metered residential rooftop and canopy |  | None | Vivint Solar Developer, LLC | AC Electric | Accepted | 2020-01-24 | 2020-01-29 | 2021-10-30 | SOLAREDGE | SE7600H-US | Inverters | 7600 |  | 1 |  |  | 0.992 |  | Outdoor | Near the Utility Meter
NJSTRE1545387743 | NJSRRE1544512179 | Transition Incentive Program | NORTH PLAINFIELD | 7060 | 10 | 10.88 | Residential | Yes | Behind the Meter | Net-metered residential rooftop and canopy |  | None | Vivint Solar Developer, LLC | PSE&G | Accepted | 2020-02-21 | 2020-02-24 | 2021-10-30 | SOLAREDGE | SE7600H-US | Inverters | 7600 |  | 1 |  |  | 0.992 |  | Outdoor | Near the Utility Meter
NJSTRE1545387772 | NJSRRE1544467085 | Transition Incentive Program | Flemington | 8822 | 4 | 10.15 | Residential | No | Behind the Meter | Behind the Meter |  | None | Seabright Solar | JCP&L | Eligible for TI Program | 2020-02-20 | 2020-02-24 | 2021-10-30 | Sunpower | SPR-X21-350 | Inverters | 0.32 |  | 29 |  |  | 0.99 |  | Outside | Roof
NJSTRE1545387795 | NJSRRE1544441217 | Transition Incentive Program | Pleasantville | 8232 | 19 | 3.27 | Residential | Yes | Behind the Meter | Net-metered residential rooftop and canopy |  | None | Castle Energy, LLC | AC Electric | Accepted | 2020-02-26 | 2020-02-26 | 2021-10-30 | SunPower | SPR-E20-327-C-AC | Inverters | 320 |  | 10 |  |  | 0.975 |  | Outdoor | on the rooftop under each solar panel
NJSTRE1545387796 | NJSRRE1543918804 | Transition Incentive Program | Vineland | 8361 | 20 | 10.08 | Residential | Yes | Behind the Meter | Net-metered residential rooftop and canopy |  | None | Vision Solar LLC | Vineland Muni Electric | Accepted | 2020-01-03 | 2020-01-08 | 2021-10-30 | enphase | iq7-60-2-us | Inverters | 0.25 |  | 32 |  |  | 0.96 |  | Other | behind panels
NJSTRE1545387812 | NJSRRE1544773639 | Transition Incentive Program | Bridgeton | 8302 | 20 | 28.04 | Residential | Yes | Behind the Meter | Behind the Meter |  | None | Complete Solar | AC Electric | Eligible for TI Program | 2020-04-08 | 2020-04-09 | 2021-10-30 | SolarEdge Technologies | SE11400H-US | Inverters | 6000 |  | 1 |  |  | 0.97 |  | Other | by MSP
NJSTRE1545387815 | NJSRRE1544710302 | Transition Incentive Program | Paterson City | 7524 | 6 | 5.12 | Residential | Yes | Behind the Meter | Behind the Meter |  | None | Skyline Solar, LLC | PSE&G | Eligible for TI Program | 2020-03-18 | 2020-03-20 | 2021-10-30 | SolarEdge | SE3800H-US | Inverters | 3800 |  | 1 |  |  | 0.99 |  | Outside | within ten feet of meter
NJSTRE1545387822 | NJSRRE1544728976 | Transition Incentive Program | Old Bridge | 8857 | 11 | 5.12 | Residential | Yes | Behind the Meter | Behind the Meter |  | None | Skyline Solar, LLC | JCP&L | Eligible for TI Program | 2020-03-20 | 2020-03-24 | 2021-10-30 | SolarEdge | SE3800H-US | Inverters | 3800 |  | 1 |  |  | 0.99 |  | Outside | within ten feet of meter
NJSTRE1545387826 | NJSRRE1544680728 | Transition Incentive Program | BARNEGAT | 8005 | 18 | 5.76 | Residential | Yes | Behind the Meter | Net-metered residential rooftop and canopy |  | None | Vivint Solar Developer, LLC | JCP&L | Accepted | 2020-03-13 | 2020-03-18 | 2021-10-30 | SOLAREDGE | SE3800H-US | Inverters | 3800 |  | 1 |  |  | 0.992 |  | Outdoor | Near the Utility Meter
NJSTRE1545387718 | NJSRRE1543557207 | Transition Incentive Program | Princeton | 8540 | 12 | 10.85 | Residential | No | Behind the Meter | Net-metered residential rooftop and canopy |  | None | Green Power Energy | PSE&G | Accepted |  | 2019-12-20 | 2021-10-30 | SolarEdge | SE10000H-US | Inverters | 10000 |  | 1 |  |  | 0.97 |  | Outside | Next to meter
NJSTRE1545387760 | NJSRRE1544214287 | Transition Incentive Program | VILLAS> | 8251 | 21 | 3.47 | Residential | Yes | Behind the Meter | Net-metered residential rooftop and canopy |  | None | Vivint Solar Developer, LLC | AC Electric | Accepted | 2020-01-23 | 2020-01-28 | 2021-10-30 | SOLAREDGE | SE3800H-US | Inverters | 3800 |  | 1 |  |  | 0.992 |  | Outdoor | Near the Utility Meter
NJSTRE1545387766 | NJSRRE1543509282 | Transition Incentive Program | GLEN GARDNER | 8826 | 4 | 10.08 | Residential | No | Behind the Meter | Net-metered residential rooftop and canopy |  | None | Solar Home NJ LLC | JCP&L | Accepted | 2019-12-11 | 2019-12-16 | 2021-10-30 | APS | YC600 | Inverters | 548 |  | 14 |  |  | 0.97 |  | Outside | ROOF
NJSTRE1545387784 | NJSRRE1544156688 | Transition Incentive Program | Mount Laurel | 8054 | 13 | 9.14 | Residential | Yes | Behind the Meter | Net-metered residential rooftop and canopy |  | None | Vivint Solar Developer, LLC | PSE&G | Accepted | 2020-01-10 | 2020-01-15 | 2021-10-30 | SolarEdge | SE7600H-US | Inverters | 7600 |  | 1 |  |  | 0.992 |  | Outdoor | Near the utility meter
NJSTRE1545387794 | NJSRRE1543473740 | Transition Incentive Program | Columbus | 8022 | 13 | 23.31 | Residential | Yes | Behind the Meter | Net-metered residential rooftop and canopy |  | None | Suntuity Solar LLC | PSE&G | Accepted | 2019-12-03 | 2019-12-05 | 2021-10-30 | Enphase Energy | IQ7-60-2-US | Inverters | 240 |  | 74 |  |  | 0.97 |  | Outdoor | Behind the PV Modules
NJSTRE1545387802 | NJSRRE1544680859 | Transition Incentive Program | Vineland | 8360 | 20 | 6.54 | Residential | Yes | Behind the Meter | Behind the Meter |  | ACE | EMT Renewables | Vineland Muni Electric | Eligible for TI Program | 2020-03-13 | 2020-03-18 | 2021-10-30 | Sunpower | Type E IQ7X PSV6 Micro Inverter | Inverters | 320 |  | 20 |  |  | 0.97 |  | Outside | under panels
NJSTRE1545387810 | NJSRRE1544817772 | Transition Incentive Program | Wildwood | 8260 | 21 | 5.6 | Residential | No | Behind the Meter | Net-metered residential rooftop and canopy |  | None | Green Power Energy | AC Electric | Final As-Built Received |  | 2020-04-16 | 2021-10-30 | SolarEdge | SE5000H-US | Inverters | 5000 |  | 1 |  |  | 0.97 |  | Outside | next to meter
NJSTRE1545387814 | NJSRRE1544708791 | Transition Incentive Program | Whiting | 8759 | 18 | 5.1 | Residential | Yes | Behind the Meter | Net-metered residential rooftop and canopy |  | None | Trinity Solar | JCP&L | Final As-Built Received |  | 2020-03-20 | 2021-10-30 | Solar Edge | SE3800H-US000BNC4 | Inverters | 3800 |  | 1 |  |  | 0.97 |  | Indoor | garage
NJSTRE1545387818 | NJSRRE1544805682 | Transition Incentive Program | RIVER EDGE | 7661 | 7 | 5.76 | Residential | Yes | Behind the Meter | Net-metered residential rooftop and canopy |  | None | Vivint Solar Developer, LLC | PSE&G | Accepted | 2020-04-07 | 2020-04-13 | 2021-10-30 | Solar Edge | SE3800H-US | Inverters | 3800 |  | 1 |  |  | 0.992 |  | Outdoor | Near the Utility Meter
NJSTRE1545387827 | NJSRRE1544867069 | Transition Incentive Program | West Creek | 8092 | 18 | 9.84 | Residential | No | Behind the Meter | Net-metered residential rooftop and canopy |  | None | Whitman Construction, LLC | AC Electric | Accepted | 2020-04-21 | 2020-04-27 | 2021-10-30 | enphase energy | IQ7X-96-2-US | Inverters | 0.315 |  | 30 |  |  | 0.975 |  | Outdoor | INVERTERS LOCATED UNDER THE MODULES
NJSTRE1545387830 | NJSRRE1544701278 | Transition Incentive Program | Bridgewater Township | 8807 | 5 | 7.13 | Residential | No | Behind the Meter | Behind the Meter |  | None | Sunrun Installation Services, Inc. | PSE&G | Eligible for TI Program | 2020-03-16 | 2020-03-19 | 2021-10-30 | Enphase Energy | IQ7-60-x-US (240V) | Inverters | 240 |  | 23 |  |  | 0.96 |  | Outdoor | Rooftop
NJSTRE1545387854 | NJSRRE1544759114 | Transition Incentive Program | Ocean Township | 7712 | 17 | 6.46 | Residential | Yes | Behind the Meter | Net-metered residential rooftop and canopy |  | None | Trinity Solar | JCP&L | Final As-Built Received | 2020-03-23 | 2020-03-26 | 2021-10-30 | Solar Edge | SE5000 | Inverters | 5000 |  | 1 |  |  | 0.97 |  | Outside | side of home
NJSTRE1545387894 | NJSRRE1544621139 | Transition Incentive Program | Delran | 8075 | 13 | 11.52 | Residential | No | Behind the Meter | Net-metered residential rooftop and canopy |  | None | Whitman Construction, LLC | PSE&G | Accepted | 2020-03-09 | 2020-03-11 | 2021-10-30 | Enphase Energy | IQ7-60-2-US | Inverters | 0.24 |  | 36 |  |  | 0.976 |  | Outside | Roof
NJSTRE1545387902 | NJSRRE1544610798 | Transition Incentive Program | SCOTCH PLAINS | 7076 | 10 | 18.2 | Residential | No | Behind the Meter | Behind the Meter |  | None | Infinity Solar Systems | PSE&G | Eligible for TI Program | 2020-03-05 | 2020-03-10 | 2021-10-30 | ENPHASE | IQ7-60-X-US | Inverters | 240 |  | 52 |  |  | 0.97 |  | Outside | MICROINVERTERS
NJSTRE1545387911 | NJSRRE1544765008 | Transition Incentive Program | colonia | 7067 | 10 | 4.02 | Residential | Yes | Behind the Meter | Net-metered residential rooftop and canopy |  | None | Vision Solar LLC | PSE&G | Accepted | 2020-03-25 | 2020-03-30 | 2021-10-30 | enphase | iq7-60-2-us | Inverters | 0.25 |  | 12 |  |  | 0.96 |  | Other | behind panels
NJSTRE1545387932 | NJSRRE1544626547 | Transition Incentive Program | Newton | 7860 | 1 | 13.64 | Residential | Yes | Behind the Meter | Behind the Meter |  | None | 1st Light Energy Inc | JCP&L | Eligible for TI Program | 2020-03-11 | 2020-03-16 | 2021-10-30 | SMA | SB 7.0-1SP-US-41 (240V) | Inverters | 7000 |  | 2 |  |  | 0.97 |  | Outside | within 10 feet of meter
NJSTRE1545387945 | NJSRRE1544630448 | Transition Incentive Program | Mount Laurel | 8054 | 13 | 6.62 | Residential | No | Behind the Meter | Net-metered residential rooftop and canopy |  | None | Trinity Solar | PSE&G | Final As-Built Received |  | 2020-03-17 | 2021-10-30 | Solar Edge | SE5000H-US | Inverters | 5000 |  | 1 |  |  | 0.97 |  | Outside | side of home
NJSTRE1545387959 | NJSRRE1544583423 | Transition Incentive Program | CHERRY HILL | 8002 | 14 | 9.92 | Residential | Yes | Behind the Meter | Net-metered residential rooftop and canopy |  | None | Vivint Solar Developer, LLC | PSE&G | Accepted | 2020-03-04 | 2020-03-06 | 2021-10-30 | Solar Edge | SE7600H-US | Inverters | 7600 |  | 1 |  |  | 0.992 |  | Outdoor | Near the Utility Meter
NJSTRE1545387964 | NJSRRE1544708365 | Transition Incentive Program | Trenton | 8610 | 12 | 6.03 | Residential | Yes | Behind the Meter | Behind the Meter |  | None | Pro Custom Solar dba Momentum Solar | PSE&G | Eligible for TI Program | 2020-03-17 | 2020-03-20 | 2021-10-30 | Enphase Energy | IQ7-60-2-US | Inverters | 250 |  | 18 |  |  | 0.97 |  | Outdoor | roof
NJSTRE1545387965 | NJSRRE1544838613 | Transition Incentive Program | Palmyra | 8065 | 13 | 4.08 | Residential | No | Behind the Meter | Net-metered residential rooftop and canopy |  | None | Trinity Solar | PSE&G | Final As-Built Received |  | 2020-04-21 | 2021-10-30 | Solar Edge | SE3800 | Inverters | 3800 |  | 1 |  |  | 0.97 |  | Indoor | inside
NJSTRE1545387974 | NJSRRE1544817863 | Transition Incentive Program | beachwood | 8722 | 18 | 8.32 | Residential | No | Behind the Meter | Net-metered residential rooftop and canopy |  | None | Whitman Construction, LLC | JCP&L | Accepted | 2020-04-09 | 2020-04-15 | 2021-10-30 | Enphase Energy | IQ7-60-2-US | Inverters | 0.24 |  | 26 |  |  | 0.976 |  | Outside | Roof Top
NJSTRE1545387996 | NJSRRE1544821622 | Transition Incentive Program | LITTLE EGG HARBOR TWP | 8087 | 18 | 8.51 | Residential | Yes | Behind the Meter | Net-metered residential rooftop and canopy |  | None | Suntuity Solar LLC | AC Electric | Accepted | 2020-04-11 | 2020-04-21 | 2021-10-30 | Enphase Energy | IQ7-60-2-US | Inverters | 240 |  | 27 |  |  | 0.97 |  | Outdoor | Behind the PV Modules
NJSTRE1545388002 | NJSRRE1544621596 | Transition Incentive Program | Trenton | 8620 | 12 | 6.08 | Residential | Yes | Behind the Meter | Net-metered residential rooftop and canopy |  | None | Vivint Solar Developer, LLC | PSE&G | Accepted | 2020-03-10 | 2020-03-12 | 2021-10-30 | SOLAREDGE | SE7600H-US | Inverters | 7600 |  | 1 |  |  | 0.992 |  | Outdoor | Near the Utility Meter
NJSTRE1545388007 | NJSRRE1544701272 | Transition Incentive Program | Newton | 7860 | 1 | 16.43 | Residential | No | Behind the Meter | Behind the Meter |  | None | 1st Light Energy Inc | JCP&L | Eligible for TI Program | 2020-03-16 | 2020-03-19 | 2021-10-30 | SMA | SB 7.0-1SP-US-41 (240V) | Inverters | 7000 |  | 1 |  |  | 0.97 |  | Outside | within 10 feet of meter
NJSTRE1545387904 | NJSRRE1544820549 | Transition Incentive Program | FAIR LAWN | 7410 | 7 | 5.44 | Residential | Yes | Behind the Meter | Net-metered residential rooftop and canopy |  | None | Vivint Solar Developer, LLC | PSE&G | Accepted | 2020-04-10 | 2020-04-20 | 2021-10-30 | Solar Edge | SE3800H-US | Inverters | 3800 |  | 1 |  |  | 0.992 |  | Outdoor | Near the Utility Meter
NJSTRE1545387914 | NJSRRE1544852668 | Transition Incentive Program | CLIFTON | 7013 | 6 | 5.76 | Residential | Yes | Behind the Meter | Net-metered residential rooftop and canopy |  | None | Vivint Solar Developer, LLC | PSE&G | Accepted | 2020-04-17 | 2020-04-23 | 2021-10-30 | SolarEdge | SE3800H-US | Inverters | 3800 |  | 1 |  |  | 0.992 |  | Outdoor | Near the Utility Meter
NJSTRE1545387925 | NJSRRE1544820541 | Transition Incentive Program | LAWRENCE TOWNSHIP | 8648 | 12 | 4.16 | Residential | Yes | Behind the Meter | Net-metered residential rooftop and canopy |  | None | Vivint Solar Developer, LLC | PSE&G | Accepted | 2020-04-10 | 2020-04-20 | 2021-10-30 | Solar Edge | SE3800H-US | Inverters | 3800 |  | 1 |  |  | 0.992 |  | Outdoor | Near the Utility Meter
NJSTRE1545387929 | NJSRRE1544760168 | Transition Incentive Program | West Winsor | 8550 | 12 | 4.48 | Residential | No | Behind the Meter | Behind the Meter |  | None | US Clean Energy Construction Inc. | PSE&G | Eligible for TI Program | 2020-03-24 | 2020-03-26 | 2021-10-30 | Solar Edge | SE6000H-US | Inverters | 6000 |  | 1 |  |  | 0.97 |  | Indoor | basement
NJSTRE1545387955 | NJSRRE1544611295 | Transition Incentive Program | Millville | 8332 | 20 | 15.6 | Residential | No | Behind the Meter | Net-metered residential ground mount |  | None | Castle Energy, LLC | AC Electric | Accepted | 2020-03-05 | 2020-03-11 | 2021-10-30 | Enphase Energy | IQ7-60-2-US | Inverters | 240 |  | 48 |  |  | 0.967 |  | Outdoor | under each solar panel
NJSTRE1545387956 | NJSRRE1544598183 | Transition Incentive Program | Newton | 7860 | 1 | 11.39 | Residential | Yes | Behind the Meter | Behind the Meter |  | None | Pro Custom Solar dba Momentum Solar | JCP&L | Eligible for TI Program | 2020-03-04 | 2020-03-09 | 2021-10-30 | Enphase energy | IQ7-60-2-US | Inverters | 250 |  | 34 |  |  | 0.97 |  | Outdoor | roof
NJSTRE1545387978 | NJSRRE1544890276 | Transition Incentive Program | LAWRENCE TWP | 8648 | 12 | 9.6 | Residential | Yes | Behind the Meter | Net-metered residential rooftop and canopy |  | None | Vivint Solar Developer, LLC | PSE&G | Accepted | 2020-04-24 | 2020-04-29 | 2021-10-30 | SolarEdge | SE7600H-US | Inverters | 7600 |  | 1 |  |  | 0.992 |  | Outdoor | Near the Utility Meter
NJSTRE1545388004 | NJSRRE1544621433 | Transition Incentive Program | Avalon | 8202 | 21 | 6.2 | Residential | Yes | Behind the Meter | Behind the Meter |  | None | Sunrun Installation Services, Inc. | AC Electric | Eligible for TI Program | 2020-03-09 | 2020-03-12 | 2021-10-30 | Enphase Energy | IQ7-60-x-US (240V) | Inverters | 240 |  | 20 |  |  | 0.96 |  | Outdoor | Rooftop
NJSTRE1545388015 | NJSRRE1544727432 | Transition Incentive Program | Annandale | 8801 | 4 | 15.12 | Residential | No | Behind the Meter | Behind the Meter |  | None | Tesla Energy Operations Inc | JCP&L | Eligible for TI Program | 2020-03-19 | 2020-03-24 | 2021-10-30 | Delta Electronics | M8-TL-US [240V] | Inverters | 7680 |  | 2 |  |  | 0.975 |  | Outdoor | Outdoor
NJSTRE1545388021 | NJSRRE1544819168 | Transition Incentive Program | Bridgewater Township | 8807 | 5 | 11.16 | Residential | Yes | Behind the Meter | Behind the Meter |  | None | Sunrun Installation Services, Inc. | JCP&L | Eligible for TI Program | 2020-04-10 | 2020-04-17 | 2021-10-30 | Enphase Energy | IQ7-60-x-US (240V) | Inverters | 240 |  | 36 |  |  | 0.96 |  | Outdoor | Rooftop
NJSTRE1545335695 |  | Transition Incentive Program | Princeton | 8540 | 12 | 24.75 | Residential | No | Behind the Meter | Net-metered residential rooftop and canopy |  | None | Green Power Energy | PSE&G | Accepted | 2020-07-24 | 2020-07-28 | 2021-07-28 | LG Electronics | LG375N1C-V5 | Solar Panels |  | 0.375 | 13 | 180 | 10 |  | Fixed | Roof
NJSTRE1545336665 |  | Transition Incentive Program | MAPLE SHADE | 8052 | 13 | 19.18 | Residential | Yes | Behind the Meter | Net-metered residential rooftop and canopy |  | None | Vivint Solar Developer, LLC | PSE&G | Accepted | 2020-07-23 | 2020-07-28 | 2021-07-28 | JINKO SOLAR | JKM325M-60HL | Solar Panels |  | 0.325 | 21 | 353 | 23 |  | Fixed | Roof
NJSTRE1545387699 | NJSRRE1544430424 | Transition Incentive Program | Williamstown | 8094 | 15 | 17.96 | Residential | Yes | Behind the Meter | Net-metered residential rooftop and canopy |  | None | Suntuity Solar LLC | AC Electric | Accepted | 2020-02-11 | 2020-02-13 | 2021-10-30 | Enphase Energy | IQ7-60-2-US | Inverters | 240 |  | 57 |  |  | 0.97 |  | Outdoor | Behind the PV Modules
NJSTRE1545387716 | NJSRRE1543823832 | Transition Incentive Program | SOMERSET | 8873 | 5 | 4.1 | Residential | Yes | Behind the Meter | Net-metered residential rooftop and canopy |  | None | Vivint Solar Developer, LLC | PSE&G | Accepted | 2019-12-31 | 2020-01-02 | 2021-10-30 | Solar Edge | SE3800H-US | Inverters | 3800 |  | 1 |  |  | 0.992 |  | Outdoor | Near the utility meter
NJSTRE1545387721 | NJSRRE1544155800 | Transition Incentive Program | Lindenwold | 8021 | 14 | 9.77 | Residential | Yes | Behind the Meter | Net-metered residential rooftop and canopy |  | None | Suntuity Solar LLC | AC Electric | Accepted | 2020-01-10 | 2020-01-15 | 2021-10-30 | Enphase Energy | IQ7-60-2-US | Inverters | 240 |  | 31 |  |  | 0.97 |  | Outdoor | Behind the PV Modules
NJSTRE1545387731 | NJSRRE1543533426 | Transition Incentive Program | Camden | 8104 | 14 | 3.15 | Residential | Yes | Behind the Meter | Net-metered residential rooftop and canopy |  | None | Vivint Solar Developer, LLC | PSE&G | Accepted | 2019-12-20 | 2019-12-20 | 2021-10-30 | SolarEdge | SE3800H-US | Inverters | 3800 |  | 1 |  |  | 0.992 |  | Outdoor | Near the Utility Meter
NJSTRE1545387732 | NJSRRE1544156697 | Transition Incentive Program | Fair Haven | 7704 | 17 | 9.8 | Residential | Yes | Behind the Meter | Behind the Meter |  | None | Pro Custom Solar dba Momentum Solar | JCP&L | Eligible for TI Program | 2020-01-10 | 2020-01-15 | 2021-10-30 | ENPHASE ENERGY | IQ7PLUS-72-2-US | Inverters | 295 |  | 28 |  |  | 0.97 |  | Outdoor | ROOF
NJSTRE1545387740 | NJSRRE1543827367 | Transition Incentive Program | Cedar Grove | 7009 | 9 | 9.6 | Residential | Yes | Behind the Meter | Behind the Meter |  | None | Sunrun Installation Services, Inc. | PSE&G | Eligible for TI Program | 2019-12-30 | 2020-01-03 | 2021-10-30 | Delta Electronics | M4-TL-US | Inverters | 3840 |  | 2 |  |  | 0.96 |  | Outdoor | Next To Meter
NJSTRE1545387741 | NJSRRE1544419685 | Transition Incentive Program | Linden | 7036 | 10 | 6.51 | Residential | Yes | Behind the Meter | Behind the Meter |  | None | Sunrun Installation Services, Inc. | PSE&G | Eligible for TI Program | 2020-02-07 | 2020-02-11 | 2021-10-30 | Delta Electronics | M6-TL-US | Inverters | 5760 |  | 1 |  |  | 0.96 |  | Outdoor | Next To Meter
NJSTRE1545387762 | NJSRRE1543570742 | Transition Incentive Program | NEWARK | 7104 | 9 | 15 | Residential | No | Behind the Meter | Net-metered residential rooftop and canopy |  | PSEG | UNITED SOLAR | PSE&G | Accepted | 2019-12-19 | 2019-12-23 | 2021-10-30 | ENPHASE | IQ6-60-2-U5 | Inverters | 0.24 |  | 50 |  |  | 0.97 |  | Outside | ROOF
NJSTRE1545335276 |  | Transition Incentive Program | Egg Harbor Township | 8234 | 19 | 9.48 | Residential | Yes | Behind the Meter | Net-metered residential rooftop and canopy |  | None | Castle Energy, LLC | AC Electric | Accepted | 2020-07-23 | 2020-07-28 | 2021-07-28 | SunPower | SPR-E20-327-E-AC | Solar Panels |  | 0.327 | 9 | 120 | 28 |  | Fixed | Roof
NJSTRE1545335276 |  | Transition Incentive Program | Egg Harbor Township | 8234 | 19 | 9.48 | Residential | Yes | Behind the Meter | Net-metered residential rooftop and canopy |  | None | Castle Energy, LLC | AC Electric | Accepted | 2020-07-23 | 2020-07-28 | 2021-07-28 | SunPower | SPR-E20-327-E-AC | Solar Panels |  | 0.327 | 9 | 31 | 24 |  | Fixed | Roof
NJSTRE1545335576 |  | Transition Incentive Program | North Brunswick | 8902 | 11 | 9.28 | Residential | No | Behind the Meter | Net-metered residential rooftop and canopy |  | None | EMT Renewables | PSE&G | Accepted | 2020-07-23 | 2020-07-28 | 2021-07-28 | Trina | 320-BLK | Solar Panels |  | 0.32 | 9 | 227 | 34 |  | Fixed | Roof
NJSTRE1545335603 |  | Transition Incentive Program | Marlboro Township | 7746 | 17 | 18.3 | Residential | Yes | Behind the Meter | Net-metered residential rooftop and canopy |  | None | Sunrun Installation Services, Inc. | JCP&L | Accepted | 2020-07-23 | 2020-07-28 | 2021-07-28 | LONGi Green Energy Technology Co Ltd | LR6-60HPB-305M | Solar Panels |  | 0.305 | 11 | 243 | 34 |  | Fixed | Roof
NJSTRE1545387876 | NJSRRE1544802331 | Transition Incentive Program | Perth Amboy | 8861 | 11 | 16.75 | Residential | Yes | Behind the Meter | Behind the Meter |  | None | Pro Custom Solar dba Momentum Solar | PSE&G | Eligible for TI Program | 2020-04-06 | 2020-04-09 | 2021-10-30 | Enphase Energy | IQ7-60-2-US | Inverters | 250 |  | 50 |  |  | 0.97 |  | Outdoor | roof
NJSTRE1545387891 | NJSRRE1544758904 | Transition Incentive Program | Little ferry | 7643 | 7 | 10.39 | Residential | Yes | Behind the Meter | Net-metered residential rooftop and canopy |  | None | Vision Solar LLC | PSE&G | Accepted | 2020-03-25 | 2020-03-26 | 2021-10-30 | enphase | iq7-60-2-us | Inverters | 0.25 |  | 31 |  |  | 0.96 |  | Other | behind meter
NJSTRE1545387934 | NJSRRE1544816590 | Transition Incentive Program | Mckee City | 8234 | 19 | 19.62 | Residential | Yes | Behind the Meter | Net-metered residential rooftop and canopy |  | None | SunnyMac LLC | AC Electric | Accepted |  | 2020-04-15 | 2021-10-30 | Enphase | IQ7XS-96-ACM-US | Inverters | 0.315 |  | 60 |  |  | 0.99 |  | Outdoor | roof
NJSTRE1545387937 | NJSRRE1544886858 | Transition Incentive Program | Wenonah | 8090 | 15 | 5.1 | Residential | No | Behind the Meter | Net-metered residential rooftop and canopy |  | None | Trinity Solar | PSE&G | Final As-Built Received |  | 2020-04-28 | 2021-10-30 | SOLAR EDGE | SE3800H-US | Inverters | 3800 |  | 1 |  |  | 0.97 |  | Indoor | SIDE OF HOME
NJSTRE1545387941 | NJSRRE1544813255 | Transition Incentive Program | Spring Lake | 7762 | 17 | 7.75 | Residential | No | Behind the Meter | Behind the Meter |  | None | Sunrun Installation Services, Inc. | JCP&L | Eligible for TI Program | 2020-04-08 | 2020-04-15 | 2021-10-30 | Enphase Energy | IQ7-60-x-US (240V) | Inverters | 240 |  | 25 |  |  | 0.96 |  | Outdoor | Rooftop
NJSTRE1545387942 | NJSRRE1544582528 | Transition Incentive Program | Prospect Park | 7508 | 6 | 5.89 | Residential | Yes | Behind the Meter | Behind the Meter |  | None | Sunrun Installation Services, Inc. | PSE&G | Eligible for TI Program | 2020-03-03 | 2020-03-06 | 2021-10-30 | Enphase Energy | IQ7-60-x-US (240V) | Inverters | 240 |  | 19 |  |  | 0.96 |  | Outdoor | Rooftop
NJSTRE1545387948 | NJSRRE1544846385 | Transition Incentive Program | Hammonton | 8037 | 19 | 10.88 | Residential | Yes | Behind the Meter | Behind the Meter |  | None | All Season Solar | AC Electric | Eligible for TI Program | 2020-04-15 | 2020-04-22 | 2021-10-30 | Enphase | IQ7 | Inverters | 240 |  | 34 |  |  | 0.97 |  | Outdoor | under module
NJSTRE1545387970 | NJSRRE1544779224 | Transition Incentive Program | Egg Harbor Twp | 8234 | 19 | 4.16 | Residential | Yes | Behind the Meter | Net-metered residential rooftop and canopy |  | None | All Season Solar | AC Electric | Final As-Built Received | 2020-04-01 | 2020-04-09 | 2021-10-30 | Enphase | IQ7 | Inverters | 240 |  | 13 |  |  | 0.97 |  | Outdoor | under module
NJSTRE1545387981 | NJSRRE1544630806 | Transition Incentive Program | MAPLEWOOD | 7040 | 9 | 8.38 | Residential | No | Behind the Meter | Behind the Meter |  | None | Infinity Solar Systems | PSE&G | Eligible for TI Program | 2020-03-12 | 2020-03-17 | 2021-10-30 | ENPHASE | IQ7-60-X-US | Inverters | 240 |  | 25 |  |  | 0.97 |  | Outside | MICROINVERTERS
NJSTRE1545387983 | NJSRRE1544796794 | Transition Incentive Program | PERTH AMBOY | 8861 | 11 | 2.88 | Residential | Yes | Behind the Meter | Net-metered residential rooftop and canopy |  | None | Vivint Solar Developer, LLC | PSE&G | Accepted | 2020-04-03 | 2020-04-09 | 2021-10-30 | SOLAREDGE | SE3800H-US | Inverters | 3800 |  | 1 |  |  | 0.992 |  | Outdoor | Near the Utility Meter
NJSTRE1545387991 | NJSRRE1544767346 | Transition Incentive Program | East Rutherford | 7073 | 7 | 10.88 | Residential | Yes | Behind the Meter | Net-metered residential rooftop and canopy |  | None | Trinity Solar | PSE&G | Final As-Built Received |  | 2020-03-31 | 2021-10-30 | Solar Edge | SE10000 | Inverters | 10000 |  | 1 |  |  | 0.97 |  | Outside | side of home
NJSTRE1545388011 | NJSRRE1544623041 | Transition Incentive Program | Westville | 8093 | 15 | 6.08 | Residential | Yes | Behind the Meter | Behind the Meter |  | None | Orbit Energy & Power, LLC | PSE&G | Eligible for TI Program | 2020-03-10 | 2020-03-12 | 2021-10-30 | Enphase | IQ7-60-2-US | Inverters | 0.24 |  | 19 |  |  | 0.97 |  | Outside | ROOF
NJSTRE1545388054 | NJSRRE1544724198 | Transition Incentive Program | DEPTFORD TWP | 8096 | 15 | 4.73 | Residential | Yes | Behind the Meter | Net-metered residential rooftop and canopy |  | None | Tesla Energy Operations Inc. | PSE&G | Accepted | 2020-03-19 | 2020-03-24 | 2021-10-30 | SolarEdge Technologies Ltd | SE5000H-US [240V] | Inverters | 5000 |  | 1 |  |  | 0.985 |  | Indoor | Indoor
NJSTRE1545387799 | NJSRRE1544353146 | Transition Incentive Program | West Orange | 7052 | 9 | 18.55 | Residential | Yes | Behind the Meter | Behind the Meter |  | None | Pro Custom Solar dba Momentum Solar | PSE&G | Eligible for TI Program | 2020-02-04 | 2020-02-07 | 2021-10-30 | enphase energy | IQ7PLUS-72-2-US | Inverters | 295 |  | 53 |  |  | 0.97 |  | Outdoor | roof
NJSTRE1545387807 | NJSRRE1544724282 | Transition Incentive Program | Brielle | 8730 | 17 | 8.06 | Residential | Yes | Behind the Meter | Behind the Meter |  | None | Sunrun Installation Services, Inc. | JCP&L | Eligible for TI Program | 2020-03-19 | 2020-03-24 | 2021-10-30 | Enphase Energy | IQ7-60-x-US (240V) | Inverters | 240 |  | 26 |  |  | 0.96 |  | Outdoor | Rooftop
NJSTRE1545387841 | NJSRRE1544630839 | Transition Incentive Program | Woodbridge TWP | 8830 | 11 | 7.56 | Residential | No | Behind the Meter | Net-metered residential rooftop and canopy |  | None | Tesla Energy Operations Inc. | PSE&G | Accepted | 2020-03-12 | 2020-03-17 | 2021-10-30 | Delta Electronics | M8-TL-US | Inverters | 7680 |  | 1 |  |  | 0.975 |  | Outdoor | Outdoor
NJSTRE1545387852 | NJSRRE1544758918 | Transition Incentive Program | Galloway | 8205 | 19 | 2.84 | Residential | Yes | Behind the Meter | Net-metered residential rooftop and canopy |  | None | Trinity Solar | AC Electric | Accepted | 2020-03-23 | 2020-03-26 | 2021-10-30 | Enphase | IQ7-60-2-US | Inverters | 240 |  | 9 |  |  | 0.96 |  | Outside | under panels
NJSTRE1545387862 | NJSRRE1544736092 | Transition Incentive Program | UNION | 7083 | 10 | 8.32 | Residential | Yes | Behind the Meter | Behind the Meter |  | None | Vivint Solar Developer, LLC | PSE&G | Eligible for TI Program | 2020-03-23 | 2020-03-25 | 2021-10-30 | SOLAREDGE | SE7600H-US | Inverters | 7600 |  | 1 |  |  | 0.992 |  | Outdoor | Near the Utility Meter
NJSTRE1545387873 | NJSRRE1544779348 | Transition Incentive Program | Moorestown | 8057 | 13 | 5.23 | Residential | No | Behind the Meter | Net-metered residential rooftop and canopy |  | PSEG | EMT Renewables | PSE&G | Accepted |  | 2020-04-09 | 2021-10-30 | Sunpower | Type E IQ7X PSV6 Micro Inverter | Inverters | 320 |  | 16 |  |  | 0.97 |  | Outside | under panels
NJSTRE1545387896 | NJSRRE1544835895 | Transition Incentive Program | High Bridge | 8829 | 4 | 16.75 | Residential | Yes | Behind the Meter | Behind the Meter |  | None | Pro Custom Solar dba Momentum Solar | JCP&L | Eligible for TI Program | 2020-04-13 | 2020-04-20 | 2021-10-30 | Enphase Energy | IQ7-60-2-US | Inverters | 250 |  | 50 |  |  | 0.97 |  | Outdoor | roof
NJSTRE1545387899 | NJSRRE1544610843 | Transition Incentive Program | Hillsborough Township | 8844 | 5 | 6.87 | Residential | No | Behind the Meter | Net-metered residential rooftop and canopy |  | None | SunPower Corporation, Systems | PSE&G | Final As-Built Received |  | 2020-03-10 | 2021-10-30 | SUNPOWER | SPR-E20-327-E-AC | Inverters | 320 |  | 21 |  |  | 0.96 |  | Other | under each panel
NJSTRE1545387909 | NJSRRE1544764753 | Transition Incentive Program | Paterson | 7503 | 6 | 4.08 | Residential | Yes | Behind the Meter | Behind the Meter |  | None | Trinity Solar | PSE&G | Eligible for TI Program | 2020-03-25 | 2020-03-31 | 2021-10-30 | Solar Edge | SE3800 | Inverters | 3800 |  | 1 |  |  | 0.97 |  | Outside | side of home
NJSTRE1545387918 | NJSRRE1544802086 | Transition Incentive Program | Blackwood | 8012 | 14 | 18.02 | Residential | Yes | Behind the Meter | Net-metered residential rooftop and canopy |  | None | Trinity Solar | PSE&G | Final As-Built Received |  | 2020-04-09 | 2021-10-30 | SOLAR EDGE | SE7600H-US | Inverters | 7600 |  | 1 |  |  | 0.97 |  | Outside | SIDE OF HOME
NJSTRE1545387928 | NJSRRE1544623685 | Transition Incentive Program | EDISON | 8820 | 11 | 12.48 | Residential | Yes | Behind the Meter | Net-metered residential rooftop and canopy |  | None | Vivint Solar Developer, LLC | PSE&G | Accepted | 2020-03-10 | 2020-03-13 | 2021-10-30 | SolarEdge | SE10000H-US | Inverters | 10000 |  | 1 |  |  | 0.992 |  | Outdoor | Near the utility meter
NJSTRE1545387940 | NJSRRE1544773511 | Transition Incentive Program | Beachwood | 8722 | 18 | 10.14 | Residential | Yes | Behind the Meter | Net-metered residential rooftop and canopy |  | None | SunPower Corporation, Systems | JCP&L | Final As-Built Received | 2020-03-30 | 2020-04-09 | 2021-10-30 | SUNPOWER | SPR-E20-327-E-AC | Inverters | 320 |  | 31 |  |  | 0.96 |  | Other | under each panel
NJSTRE1545342473 |  | Transition Incentive Program | EASTHAMPTON TWP | 8060 | 13 | 8.84 | Residential | Yes | Behind the Meter | Net-metered residential rooftop and canopy |  | PSEG | Vision Solar LLC | PSE&G | Accepted | 2020-07-24 | 2020-07-29 | 2021-07-29 | HANWHA Q-CELLS | Q.PEAK DUO-G6 340 | Solar Panels |  | 0.34 | 9 | 197 | 26 |  | Fixed | Roof
NJSTRE1545342480 |  | Transition Incentive Program | East Brunswick | 8816 | 11 | 9.72 | Residential | No | Behind the Meter | Net-metered residential rooftop and canopy |  | None | Green Power Energy | JCP&L | Accepted | 2020-07-24 | 2020-07-29 | 2021-07-29 | LG Electronics | LG360Q1C-V5 | Solar Panels |  | 0.36 | 27 | 100 | 15 |  | Fixed | Roof
NJSTRE1545342501 |  | Transition Incentive Program | Marlton | 8053 | 13 | 4.76 | Residential | No | Behind the Meter | Net-metered residential rooftop and canopy |  | None | NJ Solar Power, LLC | PSE&G | Accepted | 2020-07-24 | 2020-07-29 | 2021-07-29 | panasonic | vbhn340sa17 | Solar Panels |  | 0.34 | 14 | 243 | 34 |  | Fixed | Roof
NJSTRE1545342507 |  | Transition Incentive Program | UNION | 7083 | 10 | 10.85 | Residential | No | Behind the Meter | Net-metered residential rooftop and canopy |  | None | Infinity Solar Systems | PSE&G | Accepted | 2020-07-24 | 2020-07-29 | 2021-07-29 | LG | LG350N1C-V5 | Solar Panels |  | 0.35 | 12 | 181 | 3 |  | Fixed | Roof
NJSTRE1545342668 |  | Transition Incentive Program | Ridgefield Park | 7660 | 7 | 4.2 | Residential | Yes | Behind the Meter | Net-metered residential rooftop and canopy |  | None | Pro Custom Solar dba Momentum Solar | PSE&G | Accepted | 2020-07-24 | 2020-07-29 | 2021-07-29 | LG ELECTRONICS | LG 350N1C-V5 | Solar Panels |  | 0.35 | 6 | 285 | 41 |  | Fixed | Roof
NJSTRE1545387601 | NJSRRE1544530186 | Transition Incentive Program | LINWOOD | 8221 | 19 | 10.56 | Residential | Yes | Behind the Meter | Net-metered residential rooftop and canopy |  | None | Vivint Solar Developer, LLC | AC Electric | Accepted | 2020-02-26 | 2020-02-27 | 2021-10-30 | SOLAREDGE | SE7600H-US | Inverters | 7600 |  | 1 |  |  | 0.992 |  | Outdoor | Near the Utility Meter
NJSTRE1545387605 | NJSRRE1544213721 | Transition Incentive Program | vineland | 8360 | 20 | 6.3 | Residential | Yes | Behind the Meter | Net-metered residential rooftop and canopy |  | None | Vision Solar LLC | Vineland Muni Electric | Accepted | 2020-01-22 | 2020-01-27 | 2021-10-30 | enphase | iq7-60-2us | Inverters | 0.25 |  | 20 |  |  | 0.96 |  | Other | behind panels
NJSTRE1545387611 | NJSRRE1544164807 | Transition Incentive Program | Belvidere | 7823 | 2 | 9.16 | Residential | Yes | Behind the Meter | Behind the Meter |  | None | Ad Energy | JCP&L | Eligible for TI Program | 2020-01-14 | 2020-01-17 | 2021-10-30 | Enphase Energy | IQ7XS-96-ACM-US | Inverters | 315 |  | 28 |  |  | 0.975 |  | Outdoor | At each panel
NJSTRE1545387616 | NJSRRE1544456607 | Transition Incentive Program | Hopatcong | 7843 | 1 | 7.44 | Residential | Yes | Behind the Meter | Behind the Meter |  | None | Sunrun Installation Services, Inc. | JCP&L | Eligible for TI Program | 2020-02-14 | 2020-02-19 | 2021-10-30 | Enphase Energy | IQ7-60-x-US (240V) | Inverters | 240 |  | 24 |  |  | 0.96 |  | Outdoor | Rooftop
NJSTRE1545387622 | NJSRRE1544127832 | Transition Incentive Program | South River | 8882 | 11 | 7.19 | Residential | Yes | Behind the Meter | Net-metered residential rooftop and canopy |  | None | SunPower Corporation, Systems | South River | Accepted |  | 2020-01-10 | 2021-10-30 | SUNPOWER | SPR-E20-327-E-AC | Inverters | 320 |  | 22 |  |  | 0.96 |  | Other | under each panel
NJSTRE1545387657 | NJSRRE1544348711 | Transition Incentive Program | Paterson | 7504 | 6 | 11.16 | Residential | Yes | Behind the Meter | Behind the Meter |  | None | Sunrun Installation Services, Inc. | PSE&G | Eligible for TI Program | 2020-02-03 | 2020-02-06 | 2021-10-30 | Delta Electronics | M10-TL-US | Inverters | 9600 |  | 1 |  |  | 0.96 |  | Outdoor | Next To Meter
NJSTRE1545387690 | NJSRRE1544512279 | Transition Incentive Program | SICKLERVILLE | 8081 | 14 | 9.77 | Residential | No | Behind the Meter | Net-metered residential rooftop and canopy |  | None | Vivint Solar Developer, LLC | AC Electric | Accepted | 2020-02-22 | 2020-02-24 | 2021-10-30 | SOLAREDGE | SE7600H-US | Inverters | 7600 |  | 1 |  |  | 0.992 |  | Outdoor | Near the Utility Meter
NJSTRE1545387697 | NJSRRE1544309457 | Transition Incentive Program | Newark | 7108 | 9 | 4.65 | Residential | Yes | Behind the Meter | Behind the Meter |  | None | Sunrun Installation Services, Inc. | PSE&G | Eligible for TI Program | 2020-01-27 | 2020-01-30 | 2021-10-30 | SolarEdge Technologies | SE3800A-USS2RGM | Inverters | 3800 |  | 1 |  |  | 0.96 |  | Outdoor | Next To Meter
NJSTRE1545388029 | NJSRRE1544819194 | Transition Incentive Program | Paramus | 7652 | 7 | 11.2 | Residential | No | Behind the Meter | Behind the Meter |  | None | Green Power Energy | PSE&G | Eligible for TI Program | 2020-04-10 | 2020-04-17 | 2021-10-30 | SolarEdge | SE11400H-US | Inverters | 11400 |  | 1 |  |  | 0.97 |  | Outside | next to meter
NJSTRE1545388030 | NJSRRE1544903603 | Transition Incentive Program | LONG BEACH | 8008 | 18 | 7.04 | Residential | No | Behind the Meter | Behind the Meter |  | None | Infinity Solar Systems | AC Electric | Eligible for TI Program | 2020-04-27 | 2020-04-30 | 2021-10-30 | ENPHASE | IQ7-60-X-US | Inverters | 240 |  | 21 |  |  | 0.97 |  | Outside | MICROINVERTERS
NJSTRE1545388068 | NJSRRE1544857489 | Transition Incentive Program | Lyndhurst | 7071 | 7 | 2.38 | Residential | No | Behind the Meter | Net-metered residential rooftop and canopy |  | None | Trinity Solar | PSE&G | Final As-Built Received |  | 2020-04-23 | 2021-10-30 | Enphase | IQ7PLUS-72-2-US | Inverters | 290 |  | 7 |  |  | 0.97 |  | Outside | under the panels
NJSTRE1545388074 | NJSRRE1544695735 | Transition Incentive Program | Riverdale | 7457 | 3 | 4.36 | Residential | Yes | Behind the Meter | Behind the Meter |  | None | Pro Custom Solar dba Momentum Solar | JCP&L | Eligible for TI Program | 2020-03-16 | 2020-03-19 | 2021-10-30 | Enphase Energy | IQ7-60-2-US | Inverters | 240 |  | 13 |  |  | 0.97 |  | Outdoor | Roof
NJSTRE1545388084 | NJSRRE1544613277 | Transition Incentive Program | Clementon | 8021 | 14 | 8.37 | Residential | Yes | Behind the Meter | Net-metered residential rooftop and canopy |  | None | Whitman Construction, LLC | PSE&G | Accepted | 2020-03-06 | 2020-03-11 | 2021-10-30 | Enphase Energy | IQ7-60-2-US | Inverters | 0.24 |  | 27 |  |  | 0.976 |  | Outside | roof
NJSTRE1545388090 | NJSRRE1544892968 | Transition Incentive Program | Montague Township | 7827 | 1 | 6.2 | Residential | Yes | Behind the Meter | Behind the Meter |  | None | Sunrun Installation Services, Inc. | Orange Rockland Electric | Eligible for TI Program | 2020-04-24 | 2020-04-29 | 2021-10-30 | Enphase Energy | IQ7-60-x-US (240V) | Inverters | 240 |  | 20 |  |  | 0.96 |  | Outdoor | Rooftop
NJSTRE1545388096 | NJSRRE1544680862 | Transition Incentive Program | Egg Harbor Township | 8234 | 19 | 5.78 | Residential | Yes | Behind the Meter | Behind the Meter |  | None | Trinity Solar | AC Electric | Eligible for TI Program | 2020-03-13 | 2020-03-18 | 2021-10-30 | Solar Edge | SE5000 | Inverters | 5000 |  | 1 |  |  | 0.97 |  | Outside | side of home
NJSTRE1545388112 | NJSRRE1544729059 | Transition Incentive Program | Sayreville | 8872 | 11 | 3.84 | Residential | Yes | Behind the Meter | Behind the Meter |  | None | Skyline Solar, LLC | JCP&L | Eligible for TI Program | 2020-03-20 | 2020-03-24 | 2021-10-30 | SolarEdge | SE3800H-US | Inverters | 3800 |  | 1 |  |  | 0.99 |  | Outside | within ten feet of meter
NJSTRE1545388113 | NJSRRE1544802183 | Transition Incentive Program | STEWARTSVILLE | 8886 | 2 | 4.73 | Residential | No | Behind the Meter | Net-metered residential rooftop and canopy |  | None | Vivint Solar Developer, LLC | JCP&L | Accepted | 2020-04-06 | 2020-04-09 | 2021-10-30 | SolarEdge | SE3800H-US | Inverters | 3800 |  | 1 |  |  | 0.992 |  | Outdoor | Near the Utility Meter
NJSTRE1545388118 | NJSRRE1544772356 | Transition Incentive Program | West Deptford | 8086 | 15 | 8.45 | Residential | No | Behind the Meter | Behind the Meter |  | None | Sunny Corp | AC Electric | Eligible for TI Program | 2020-03-29 | 2020-04-02 | 2021-10-30 | Enphase | IQ7x | Inverters | 0.315 |  | 26 |  |  | 0.96 |  | Outdoor | rooftop
NJSTRE1545388119 | NJSRRE1544818158 | Transition Incentive Program | DEPTFORD | 8090 | 15 | 3.52 | Residential | Yes | Behind the Meter | Net-metered residential rooftop and canopy |  | None | Vivint Solar Developer, LLC | PSE&G | Accepted | 2020-04-09 | 2020-04-16 | 2021-10-30 | Solar Edge | SE3800H-US | Inverters | 3800 |  | 1 |  |  | 0.992 |  | Outdoor | Near the Utility Meter
NJSTRE1545342408 |  | Transition Incentive Program | Atco | 8004 | 14 | 2.72 | Residential | Yes | Behind the Meter | Net-metered residential rooftop and canopy |  | None | Trinity Solar | AC Electric | Final As-Built Received | 2020-07-24 | 2020-07-29 | 2021-10-30 | Hanwha | Q.PEAK DUO BLK-G6 340 | Solar Panels |  | 0.34 | 8 | 167 | 28 |  | Fixed | Roof
NJSTRE1545342487 |  | Transition Incentive Program | Hillside | 7205 | 10 | 4.55 | Residential | Yes | Behind the Meter | Net-metered residential rooftop and canopy |  | None | Pro Custom Solar dba Momentum Solar | PSE&G | Accepted | 2020-07-24 | 2020-07-29 | 2021-07-29 | LG ELECTRONICS | LG 350N1C-V5 | Solar Panels |  | 0.35 | 6 | 169 | 15 |  | Fixed | Roof
NJSTRE1545340077 |  | Transition Incentive Program | Skillman | 8558 | 5 | 13.11 | Residential | No | Behind the Meter | Net-metered residential rooftop and canopy |  | None | Exact Solar | PSE&G | Accepted | 2020-07-24 | 2020-07-29 | 2021-10-30 | LG | LG345N1C-V5 | Solar Panels |  | 0.345 | 13 | 172 | 25 |  | Fixed | Roof
NJSTRE1545340077 |  | Transition Incentive Program | Skillman | 8558 | 5 | 13.11 | Residential | No | Behind the Meter | Net-metered residential rooftop and canopy |  | None | Exact Solar | PSE&G | Accepted | 2020-07-24 | 2020-07-29 | 2021-10-30 | LG | LG345N1C-V5 | Solar Panels |  | 0.345 | 16 | 172 | 25 |  | Fixed | Roof
NJSTRE1545340217 |  | Transition Incentive Program | LAUREL LAKE | 8332 | 20 | 8.38 | Residential | Yes | Behind the Meter | Net-metered residential rooftop and canopy |  | ACE | Vision Solar LLC | AC Electric | Accepted | 2020-07-24 | 2020-09-22 | 2021-10-30 | LG SOLAR | LG335N1K-V5 | Solar Panels |  | 0.335 | 14 | 122 | 20 |  | Fixed | Roof
NJSTRE1545340252 |  | Transition Incentive Program | WILLINGBORO | 8046 | 13 | 4.69 | Residential | Yes | Behind the Meter | Net-metered residential rooftop and canopy |  | None | Vision Solar LLC | PSE&G | Accepted | 2020-07-24 | 2020-08-18 | 2021-10-30 | LG SOLAR | LG335N1K-V5 | Solar Panels |  | 0.335 | 14 | 172 | 19 |  | Fixed | Roof
NJSTRE1545340299 |  | Transition Incentive Program | Englishtown | 7726 | 17 | 7.36 | Residential | No | Behind the Meter | Net-metered residential rooftop and canopy |  | None | EMT Renewables | JCP&L | Accepted | 2020-07-24 | 2020-07-29 | 2021-07-29 | Trina | 320-BLK | Solar Panels |  | 0.32 | 4 | 31 | 36 |  | Fixed | Roof
NJSTRE1545340348 |  | Transition Incentive Program | UNION TWP | 7083 | 10 | 7.82 | Residential | Yes | Behind the Meter | Net-metered residential rooftop and canopy |  | PSEG | Vision Solar LLC | PSE&G | Accepted | 2020-07-24 | 2020-07-29 | 2021-07-29 | HANWHA Q-CELLS | Q.PEAK DUO-G6 340 | Solar Panels |  | 0.34 | 4 | 218 | 23 |  | Fixed | Roof
NJSTRE1545340628 |  | Transition Incentive Program | Roxbury Township | 7850 | 3 | 11.55 | Residential | Yes | Behind the Meter | Net-metered residential rooftop and canopy |  | None | Sunrun Installation Services, Inc. | PSE&G | Accepted | 2020-07-24 | 2020-07-29 | 2021-07-29 | LG Electronics | LG330N1C-A5 | Solar Panels |  | 0.33 | 11 | 243 | 9 |  | Fixed | Roof
NJSTRE1545341026 |  | Transition Incentive Program | Clifton | 7013 | 6 | 3.74 | Residential | Yes | Behind the Meter | Net-metered residential rooftop and canopy |  | None | Trinity Solar | PSE&G | Accepted | 2020-07-24 | 2020-07-29 | 2021-07-29 | Hanwha | Q.PEAK DUO BLK-G6 340 | Solar Panels |  | 0.34 | 11 | 291 | 14 |  | Fixed | Roof
NJSTRE1545342420 |  | Transition Incentive Program | Lyndhurst | 7071 | 7 | 5.1 | Residential | Yes | Behind the Meter | Net-metered residential rooftop and canopy |  | None | Trinity Solar | PSE&G | Final As-Built Received | 2020-07-24 | 2020-07-29 | 2021-10-30 | Hanwha | Q.PEAK DUO BLK-G6 340 | Solar Panels |  | 0.34 | 6 | 300 | 18 |  | Fixed | Roof
NJSTRE1545342473 |  | Transition Incentive Program | EASTHAMPTON TWP | 8060 | 13 | 8.84 | Residential | Yes | Behind the Meter | Net-metered residential rooftop and canopy |  | PSEG | Vision Solar LLC | PSE&G | Accepted | 2020-07-24 | 2020-07-29 | 2021-07-29 | HANWHA Q-CELLS | Q.PEAK DUO-G6 340 | Solar Panels |  | 0.34 | 9 | 17 | 26 |  | Fixed | Roof
NJSTRE1545342507 |  | Transition Incentive Program | UNION | 7083 | 10 | 10.85 | Residential | No | Behind the Meter | Net-metered residential rooftop and canopy |  | None | Infinity Solar Systems | PSE&G | Accepted | 2020-07-24 | 2020-07-29 | 2021-07-29 | LG | LG350N1C-V5 | Solar Panels |  | 0.35 | 3 | 181 | 5 |  | Fixed | Roof
NJSTRE1545342780 |  | Transition Incentive Program | River Vale | 7675 | 7 | 11.9 | Residential | Yes | Behind the Meter | Net-metered residential rooftop and canopy |  | None | Pro Custom Solar dba Momentum Solar | PSE&G | Accepted | 2020-07-24 | 2020-07-29 | 2021-07-29 | LG ELECTRONICS | LG 350N1C-V5 | Solar Panels |  | 0.35 | 22 | 98 | 16 |  | Fixed | Roof
NJSTRE1545342809 |  | Transition Incentive Program | Marlton | 8053 | 13 | 7.48 | Residential | No | Behind the Meter | Net-metered residential rooftop and canopy |  | None | NJ Solar Power, LLC | PSE&G | Accepted | 2020-07-24 | 2020-07-29 | 2021-07-29 | panasonic | vbhn340sa17 | Solar Panels |  | 0.34 | 14 | 273 | 23 |  | Fixed | Roof
NJSTRE1545388061 | NJSRRE1544568275 | Transition Incentive Program | penns grove | 8069 | 16 | 3.69 | Residential | Yes | Behind the Meter | Net-metered residential rooftop and canopy |  | None | Vision Solar LLC | AC Electric | Accepted | 2020-03-03 | 2020-03-06 | 2021-10-30 | enphase | iq7-60-2-us | Inverters | 0.25 |  | 11 |  |  | 0.96 |  | Other | behind panels
NJSTRE1545388067 | NJSRRE1544813215 | Transition Incentive Program | Dorothy | 8317 | 19 | 9.92 | Residential | No | Behind the Meter | Net-metered residential rooftop and canopy |  | ACE | Sun Up Zero Down | AC Electric | Accepted | 2020-04-08 | 2020-04-15 | 2021-10-30 | solaredge | SE7600H-US | Inverters | 7600 |  | 1 |  |  | 0.973 |  | Outdoor | outside wall
NJSTRE1545388079 | NJSRRE1544898550 | Transition Incentive Program | Wenonah | 8090 | 15 | 15.02 | Commercial | No | Behind the Meter | Net-metered non-residential rooftop and canopy |  | None | Ameresco | AC Electric | Accepted |  | 2020-04-30 | 2021-10-30 | SolarEdge | SE14.4KUS | Inverters | 14.4 |  | 1 |  |  | 0.975 |  | Outdoor | N/A
NJSTRE1545348983 |  | Transition Incentive Program | BELLEVILLE TWP | 7109 | 9 | 3.78 | Residential | Yes | Behind the Meter | Net-metered residential rooftop and canopy |  | None | Suntuity Solar LLC | PSE&G | Accepted | 2020-07-30 | 2020-07-30 | 2021-07-30 | Longi | LR6-60HPB-315M | Solar Panels |  | 0.315 | 6 | 294 | 36 |  | Fixed | Roof
NJSTRE1545348987 |  | Transition Incentive Program | Marlton | 8053 | 13 | 7.82 | Residential | Yes | Behind the Meter | Net-metered residential rooftop and canopy |  | None | Trinity Solar | AC Electric | Accepted | 2020-07-27 | 2020-07-30 | 2021-07-30 | Hanwha | Q.PEAK DUO BLK-G6 340 | Solar Panels |  | 0.34 | 13 | 60 | 27 |  | Fixed | Roof
NJSTRE1545348995 |  | Transition Incentive Program | VILLAS | 8251 | 21 | 8.82 | Residential | No | Behind the Meter | Net-metered residential rooftop and canopy |  | None | Suntuity Solar LLC | AC Electric | Accepted | 2020-07-27 | 2020-07-29 | 2021-07-29 | Longi | LR6-60HPB-315M | Solar Panels |  | 0.315 | 14 | 118 | 33 |  | Fixed | Roof
NJSTRE1545349022 |  | Transition Incentive Program | CLIFTON CITY | 7011 | 6 | 8.51 | Residential | Yes | Behind the Meter | Net-metered residential rooftop and canopy |  | None | Suntuity Solar LLC | PSE&G | Accepted | 2020-07-27 | 2020-07-29 | 2021-07-29 | Longi | LR6-60HPB-315M | Solar Panels |  | 0.315 | 21 | 166 | 36 |  | Fixed | Roof
NJSTRE1545349101 |  | Transition Incentive Program | Ocean City | 8226 | 21 | 3.74 | Residential | Yes | Behind the Meter | Net-metered residential rooftop and canopy |  | None | Trinity Solar | AC Electric | Accepted | 2020-07-27 | 2020-07-29 | 2021-07-29 | Hanwha | Q.PEAK DUO BLK-G6 340 | Solar Panels |  | 0.34 | 3 | 47 | 18 |  | Fixed | Roof
NJSTRE1545349126 |  | Transition Incentive Program | Washington | 7882 | 2 | 5.04 | Residential | No | Behind the Meter | Net-metered residential rooftop and canopy |  | None | SunnyMac LLC | JCP&L | Accepted | 2020-07-27 | 2020-07-30 | 2021-07-30 | REC | REC 360AA Blk | Solar Panels |  | 0.36 | 14 | 23 | 171 |  | Fixed | Roof
NJSTRE1545349142 |  | Transition Incentive Program | millville | 8332 | 20 | 8 | Residential | No | Behind the Meter | Net-metered residential rooftop and canopy |  | None | Orbit Energy & Power, LLC | AC Electric | Accepted | 2020-07-27 | 2020-07-30 | 2021-07-30 | hanwha qcells | qpeak 320w | Solar Panels |  | 0.32 | 6 | 181 | 34 |  | Fixed | Roof
NJSTRE1545349142 |  | Transition Incentive Program | millville | 8332 | 20 | 8 | Residential | No | Behind the Meter | Net-metered residential rooftop and canopy |  | None | Orbit Energy & Power, LLC | AC Electric | Accepted | 2020-07-27 | 2020-07-30 | 2021-07-30 | hanwha qcells | qpeak 320w | Solar Panels |  | 0.32 | 6 | 271 | 21 |  | Fixed | Roof
NJSTRE1545387858 | NJSRRE1544802080 | Transition Incentive Program | Nutley | 7110 | 9 | 5.92 | Residential | No | Behind the Meter | Net-metered residential rooftop and canopy |  | None | Integra Renewables | PSE&G | Accepted |  | 2020-04-09 | 2021-10-30 | Enphase | IQ7X-96-2-US | Inverters | 320 |  | 16 |  |  | 0.97 |  | Outside | Roof, under panels
NJSTRE1545387866 | NJSRRE1544625729 | Transition Incentive Program | Sicklerville | 8081 | 14 | 10.2 | Residential | No | Behind the Meter | Behind the Meter |  | None | Trinity Solar | AC Electric | Eligible for TI Program | 2020-03-11 | 2020-03-16 | 2021-10-30 | Solar Edge | SE7600 | Inverters | 7600 |  | 1 |  |  | 0.97 |  | Outside | side of home
NJSTRE1545387870 | NJSRRE1544593130 | Transition Incentive Program | Pemberton | 8068 | 13 | 5.99 | Residential | Yes | Behind the Meter | Net-metered residential rooftop and canopy |  | None | Trinity Solar | JCP&L | Accepted |  | 2020-03-09 | 2021-10-30 | Solar Edge | SE5000H-US000BNC4 | Inverters | 5000 |  | 1 |  |  | 0.97 |  | Outdoor | side of home
NJSTRE1545387871 | NJSRRE1544617462 | Transition Incentive Program | RUTHERFORD | 7070 | 7 | 8.96 | Residential | Yes | Behind the Meter | Net-metered residential rooftop and canopy |  | None | Vivint Solar Developer, LLC | PSE&G | Accepted | 2020-03-06 | 2020-03-11 | 2021-10-30 | SOLAREDGE | SE7600H-US | Inverters | 7600 |  | 1 |  |  | 0.992 |  | Outdoor | Near the Utility Meter
NJSTRE1545387879 | NJSRRE1544773234 | Transition Incentive Program | Newark | 7106 | 9 | 5.78 | Residential | Yes | Behind the Meter | Behind the Meter |  | None | Trinity Solar | PSE&G | Eligible for TI Program | 2020-03-30 | 2020-04-02 | 2021-10-30 | Solar Edge | SE5000H-US | Inverters | 5000 |  | 1 |  |  | 0.97 |  | Outside | side of home
NJSTRE1545387882 | NJSRRE1544775984 | Transition Incentive Program | Pine Hill | 8021 | 14 | 4.02 | Residential | Yes | Behind the Meter | Net-metered residential rooftop and canopy |  | None | Pro Custom Solar dba Momentum Solar | AC Electric | Final As-Built Received | 2020-03-31 | 2020-04-09 | 2021-10-30 | Enphase Energy | IQ7-60-2-US | Inverters | 250 |  | 12 |  |  | 0.97 |  | Outdoor | roof
NJSTRE1545387905 | NJSRRE1544621619 | Transition Incentive Program | BOONTON | 7005 | 3 | 10.88 | Residential | Yes | Behind the Meter | Net-metered residential rooftop and canopy |  | None | Vivint Solar Developer, LLC | JCP&L | Accepted | 2020-03-10 | 2020-03-12 | 2021-10-30 | SOLAREDGE | SE7600H-US | Inverters | 7600 |  | 1 |  |  | 0.992 |  | Outdoor | Near the Utility Meter
NJSTRE1545387916 | NJSRRE1544705363 | Transition Incentive Program | KEASBEY | 8832 | 11 | 3.52 | Residential | Yes | Behind the Meter | Net-metered residential rooftop and canopy |  | None | Vivint Solar Developer, LLC | PSE&G | Accepted | 2020-03-19 | 2020-03-20 | 2021-10-30 | SolarEdge | SE3800H-US | Inverters | 3800 |  | 1 |  |  | 0.992 |  | Outdoor | Near the utility meter
NJSTRE1545387927 | NJSRRE1544737095 | Transition Incentive Program | Ocean | 7712 | 17 | 11.34 | Residential | Yes | Behind the Meter | Net-metered residential rooftop and canopy |  | None | Tesla Energy Operations Inc. | JCP&L | Accepted | 2020-03-20 | 2020-03-25 | 2021-10-30 | SolarEdge Technologies Ltd | SE10000H-US [240V] | Inverters | 10000 |  | 1 |  |  | 0.98 |  | Outdoor | Outdoor
NJSTRE1545387935 | NJSRRE1544561742 | Transition Incentive Program | WILLINGBORO TWP | 8046 | 13 | 7.56 | Residential | Yes | Behind the Meter | Behind the Meter |  | None | Tesla Energy Operations Inc. | PSE&G | Eligible for TI Program | 2020-03-02 | 2020-03-05 | 2021-10-30 | olarEdge Technologies Ltd. | SE7600H-US [240V] | Inverters | 7600 |  | 1 |  |  | 0.99 |  | Indoor | Indoor
NJSTRE1545340097 |  | Transition Incentive Program | Ewing Twp | 8638 | 12 | 8.82 | Residential | No | Behind the Meter | Net-metered residential rooftop and canopy |  | None | Suntuity Solar LLC | PSE&G | Accepted | 2020-07-24 | 2020-07-29 | 2021-07-29 | Longi | LR6-60HPB-315M | Solar Panels |  | 0.315 | 4 | 308 | 22 |  | Fixed | Roof
NJSTRE1545340131 |  | Transition Incentive Program | GLOUCESTER TWP | 8083 | 14 | 11.66 | Residential | Yes | Behind the Meter | Net-metered residential rooftop and canopy |  | None | Suntuity Solar LLC | PSE&G | Accepted | 2020-07-24 | 2020-07-28 | 2021-07-28 | Longi | LR6-60HPB-315M | Solar Panels |  | 0.315 | 17 | 286 | 26 |  | Fixed | Roof
NJSTRE1545335695 |  | Transition Incentive Program | Princeton | 8540 | 12 | 24.75 | Residential | No | Behind the Meter | Net-metered residential rooftop and canopy |  | None | Green Power Energy | PSE&G | Accepted | 2020-07-24 | 2020-07-28 | 2021-07-28 | LG Electronics | LG375N1C-V5 | Solar Panels |  | 0.375 | 5 | 180 | 50 |  | Fixed | Roof
NJSTRE1545335695 |  | Transition Incentive Program | Princeton | 8540 | 12 | 24.75 | Residential | No | Behind the Meter | Net-metered residential rooftop and canopy |  | None | Green Power Energy | PSE&G | Accepted | 2020-07-24 | 2020-07-28 | 2021-07-28 | LG Electronics | LG375N1C-V5 | Solar Panels |  | 0.375 | 13 | 270 | 7 |  | Fixed | Roof
NJSTRE1545336665 |  | Transition Incentive Program | MAPLE SHADE | 8052 | 13 | 19.18 | Residential | Yes | Behind the Meter | Net-metered residential rooftop and canopy |  | None | Vivint Solar Developer, LLC | PSE&G | Accepted | 2020-07-23 | 2020-07-28 | 2021-07-28 | JINKO SOLAR | JKM325M-60HL | Solar Panels |  | 0.325 | 8 | 173 | 18 |  | Fixed | Roof
NJSTRE1545336678 | NJSRRE1544613379 | Transition Incentive Program | Franklin Twp. | 8873 | 5 | 338.8 | Commercial | No | Behind the meter | Net-metered non-residential rooftop and canopy |  | None | e2/ECTA, Inc. | PSE&G | Final As-Built Received | 2020-03-06 | 2020-03-11 | 2021-10-30 | Axitec | AC-385MH/144S | Solar Panels |  | 0.385 | 880 | 197 | 10 |  | Fixed | Roof | ballasted flat roof
NJSTRE1545340081 |  | Transition Incentive Program | Barnegat | 8005 | 18 | 7.56 | Residential | No | Behind the Meter | Net-metered residential rooftop and canopy |  | None | Suntuity Solar LLC | AC Electric | Accepted | 2020-07-24 | 2020-07-28 | 2021-07-28 | Longi | LR6-60HPB-315M | Solar Panels |  | 0.315 | 6 | 248 | 22 |  | Fixed | Roof
NJSTRE1545340081 |  | Transition Incentive Program | Barnegat | 8005 | 18 | 7.56 | Residential | No | Behind the Meter | Net-metered residential rooftop and canopy |  | None | Suntuity Solar LLC | AC Electric | Accepted | 2020-07-24 | 2020-07-28 | 2021-07-28 | Longi | LR6-60HPB-315M | Solar Panels |  | 0.315 | 4 | 338 | 20 |  | Fixed | Roof
NJSTRE1545340099 |  | Transition Incentive Program | Washington | 7882 | 2 | 5.12 | Residential | No | Behind the Meter | Net-metered residential rooftop and canopy |  | None | Posigen NJ LLC | JCP&L | Accepted | 2020-07-24 | 2020-07-28 | 2021-07-28 | Hanwha Q-Cells | Q.PEAK DUO-G5 320 | Solar Panels |  | 0.32 | 16 | 128 | 26 |  | Fixed | Roof
NJSTRE1545340163 |  | Transition Incentive Program | marlton | 8063 | 15 | 13.44 | Residential | No | Behind the Meter | Net-metered residential rooftop and canopy |  | None | Orbit Energy & Power, LLC | PSE&G | Final As-Built Received | 2020-07-24 | 2020-07-28 | 2021-10-30 | HANWHA QCELLS | QPEAK 320W | Solar Panels |  | 0.32 | 20 | 0 | 35 |  | Fixed | Roof
NJSTRE1545340204 |  | Transition Incentive Program | BROWNS MILLS | 8015 | 13 | 8.51 | Residential | Yes | Behind the Meter | Net-metered residential rooftop and canopy |  | None | Vision Solar LLC | JCP&L | Accepted | 2020-07-24 | 2020-08-18 | 2021-10-30 | HANWHA Q-CELLS | Q.PEAK DUO-G5 315 | Solar Panels |  | 0.315 | 14 | 166 | 24 |  | Fixed | Roof
NJSTRE1545340316 |  | Transition Incentive Program | METUCHEN | 8840 | 11 | 5.53 | Residential | Yes | Behind the Meter | Net-metered residential rooftop and canopy |  | None | Vivint Solar Developer, LLC | PSE&G | Accepted | 2020-07-24 | 2020-07-29 | 2021-07-29 | JINKO SOLAR | JKM325M-60HBL | Solar Panels |  | 0.325 | 8 | 358 | 25 |  | Fixed | Roof
NJSTRE1545342430 |  | Transition Incentive Program | Williamstown | 8094 | 15 | 5.44 | Residential | Yes | Behind the Meter | Net-metered residential rooftop and canopy |  | None | Trinity Solar | AC Electric | Final As-Built Received | 2020-07-24 | 2020-07-29 | 2021-10-30 | Hanwha | Q.PEAK DUO BLK-G6 340 | Solar Panels |  | 0.34 | 16 | 94 | 31 |  | Fixed | Roof
NJSTRE1545342521 |  | Transition Incentive Program | East Orange | 7017 | 9 | 7 | Residential | No | Behind the Meter | Net-metered residential rooftop and canopy |  | None | Pro Custom Solar dba Momentum Solar | PSE&G | Accepted | 2020-07-24 | 2020-07-29 | 2021-07-29 | LG ELECTRONICS | LG 350N1C-V5 | Solar Panels |  | 0.35 | 10 | 292 | 30 |  | Fixed | Roof
NJSTRE1545342507 |  | Transition Incentive Program | UNION | 7083 | 10 | 10.85 | Residential | No | Behind the Meter | Net-metered residential rooftop and canopy |  | None | Infinity Solar Systems | PSE&G | Accepted | 2020-07-24 | 2020-07-29 | 2021-07-29 | LG | LG350N1C-V5 | Solar Panels |  | 0.35 | 3 | 1 | 3 |  | Fixed | Roof
NJSTRE1545342669 |  | Transition Incentive Program | Union | 7083 | 10 | 6.46 | Residential | Yes | Behind the Meter | Net-metered residential rooftop and canopy |  | None | Trinity Solar | PSE&G | Accepted | 2020-07-24 | 2020-07-29 | 2021-07-29 | Hanwha 340 | Q.PEAK DUO BLK-G6 340 | Solar Panels |  | 0.34 | 2 | 218 | 30 |  | Fixed | Roof
NJSTRE1545342669 |  | Transition Incentive Program | Union | 7083 | 10 | 6.46 | Residential | Yes | Behind the Meter | Net-metered residential rooftop and canopy |  | None | Trinity Solar | PSE&G | Accepted | 2020-07-24 | 2020-07-29 | 2021-07-29 | Hanwha 340 | Q.PEAK DUO BLK-G6 340 | Solar Panels |  | 0.34 | 4 | 218 | 14 |  | Fixed | Roof
NJSTRE1545342704 |  | Transition Incentive Program | MARLTON | 8053 | 13 | 9.18 | Residential | No | Behind the Meter | Net-metered residential rooftop and canopy |  | PSEG | Vision Solar LLC | PSE&G | Accepted | 2020-07-24 | 2020-07-29 | 2021-07-29 | HANWHA Q-CELLS | Q.PEAK DUO-G6 340 | Solar Panels |  | 0.34 | 6 | 37 | 20 |  | Fixed | Roof
NJSTRE1545342704 |  | Transition Incentive Program | MARLTON | 8053 | 13 | 9.18 | Residential | No | Behind the Meter | Net-metered residential rooftop and canopy |  | PSEG | Vision Solar LLC | PSE&G | Accepted | 2020-07-24 | 2020-07-29 | 2021-07-29 | HANWHA Q-CELLS | Q.PEAK DUO-G6 340 | Solar Panels |  | 0.34 | 7 | 217 | 26 |  | Fixed | Roof
NJSTRE1545342775 |  | Transition Incentive Program | Millville | 8332 | 20 | 12.03 | Residential | Yes | Behind the Meter | Net-metered residential rooftop and canopy |  | None | Vivint Solar Developer, LLC | AC Electric | Accepted | 2020-08-11 | 2020-08-11 | 2021-10-30 | Jinko Solar | JKM325M-60HBL | Solar Panels |  | 0.325 | 21 | 49 | 27 |  | Fixed | Roof
NJSTRE1545347914 |  | Transition Incentive Program | STEWARTSVILLE | 8886 | 2 | 4.88 | Residential | Yes | Behind the Meter | Net-metered residential rooftop and canopy |  | None | Vivint Solar Developer, LLC | JCP&L | Accepted | 2020-07-27 | 2020-07-29 | 2021-07-29 | Jinko Solar | JKM325M-60HBL | Solar Panels |  | 0.325 | 8 | 212 | 40 |  | Fixed | Roof
NJSTRE1545347914 |  | Transition Incentive Program | STEWARTSVILLE | 8886 | 2 | 4.88 | Residential | Yes | Behind the Meter | Net-metered residential rooftop and canopy |  | None | Vivint Solar Developer, LLC | JCP&L | Accepted | 2020-07-27 | 2020-07-29 | 2021-07-29 | Jinko Solar | JKM325M-60HBL | Solar Panels |  | 0.325 | 7 | 212 | 40 |  | Fixed | Roof
NJSTRE1545348981 |  | Transition Incentive Program | HOPATCONG | 7843 | 1 | 3.47 | Residential | Yes | Behind the Meter | Net-metered residential rooftop and canopy |  | None | Suntuity Solar LLC | JCP&L | Accepted | 2020-07-27 | 2020-07-30 | 2021-07-30 | Longi | LR6-60HPB-315M | Solar Panels |  | 0.315 | 6 | 125 | 22 |  | Fixed | Roof
NJSTRE1545348986 |  | Transition Incentive Program | Vineland | 8360 | 20 | 8.19 | Residential | Yes | Behind the Meter | Net-metered residential rooftop and canopy |  | None | Suntuity Solar LLC | Vineland Muni Electric | Accepted | 2020-07-27 | 2020-07-30 | 2021-07-30 | Longi | LR6-60HPB-315M | Solar Panels |  | 0.315 | 9 | 91 | 32 |  | Fixed | Roof
NJSTRE1545348986 |  | Transition Incentive Program | Vineland | 8360 | 20 | 8.19 | Residential | Yes | Behind the Meter | Net-metered residential rooftop and canopy |  | None | Suntuity Solar LLC | Vineland Muni Electric | Accepted | 2020-07-27 | 2020-07-30 | 2021-07-30 | Longi | LR6-60HPB-315M | Solar Panels |  | 0.315 | 13 | 271 | 32 |  | Fixed | Roof
NJSTRE1545349110 |  | Transition Incentive Program | MOUNT HOLLY | 8060 | 13 | 12.6 | Residential | Yes | Behind the Meter | Net-metered residential rooftop and canopy |  | None | Suntuity Solar LLC | PSE&G | Accepted | 2020-07-31 | 2020-08-07 | 2021-10-30 | Longi | LR6-60HPB-315M | Solar Panels |  | 0.315 | 6 | 62 | 12 |  | Fixed | Roof
NJSTRE1545349110 |  | Transition Incentive Program | MOUNT HOLLY | 8060 | 13 | 12.6 | Residential | Yes | Behind the Meter | Net-metered residential rooftop and canopy |  | None | Suntuity Solar LLC | PSE&G | Accepted | 2020-07-31 | 2020-08-07 | 2021-10-30 | Longi | LR6-60HPB-315M | Solar Panels |  | 0.315 | 9 | 150 | 18 |  | Fixed | Roof
NJSTRE1545349282 |  | Transition Incentive Program | Carteret | 7008 | 11 | 6.3 | Residential | Yes | Behind the Meter | Net-metered residential rooftop and canopy |  | None | Pro Custom Solar dba Momentum Solar | PSE&G | Accepted | 2020-07-27 | 2020-07-30 | 2021-07-30 | LG ELECTRONICS | LG 350N1C-V5 | Solar Panels |  | 0.35 | 10 | 192 | 10 |  | Fixed | Roof
NJSTRE1545387947 | NJSRRE1544700486 | Transition Incentive Program | Egg Harbor Township | 8234 | 19 | 5.36 | Residential | Yes | Behind the Meter | Behind the Meter |  | None | Trinity Solar | AC Electric | Eligible for TI Program | 2020-03-16 | 2020-03-19 | 2021-10-30 | Solar Edge | SE5000 | Inverters | 5000 |  | 1 |  |  | 0.97 |  | Outside | side of home
NJSTRE1545387963 | NJSRRE1544621511 | Transition Incentive Program | Gloucester | 8012 | 14 | 10.85 | Residential | Yes | Behind the Meter | Behind the Meter |  | None | Sunrun Installation Services, Inc. | PSE&G | Eligible for TI Program | 2020-03-09 | 2020-03-12 | 2021-10-30 | Enphase Energy | IQ7-60-x-US (240V) | Inverters | 240 |  | 35 |  |  | 0.96 |  | Outdoor | Rooftop
NJSTRE1545388005 | NJSRRE1544562328 | Transition Incentive Program | Irvington | 7111 | 9 | 7.04 | Residential | Yes | Behind the Meter | Behind the Meter |  | None | Pro Custom Solar dba Momentum Solar | PSE&G | Eligible for TI Program | 2020-03-02 | 2020-03-05 | 2021-10-30 | Enphase Energy | IQ7-60-2-US | Inverters | 250 |  | 21 |  |  | 0.97 |  | Outdoor | roof
NJSTRE1545388013 | NJSRRE1544884404 | Transition Incentive Program | Linden | 7036 | 10 | 5.1 | Residential | Yes | Behind the Meter | Net-metered residential rooftop and canopy |  | None | Trinity Solar | PSE&G | Final As-Built Received |  | 2020-04-28 | 2021-10-30 | Solar Edge | SE3800 | Inverters | 3800 |  | 1 |  |  | 0.97 |  | Outside | side of home
NJSTRE1545388028 | NJSRRE1544765207 | Transition Incentive Program | Phillipsburg | 8865 | 2 | 25.2 | Residential | No | Behind the Meter | Net-metered residential ground mount |  | None | Green Power Energy | JCP&L | Accepted | 2020-03-25 | 2020-03-30 | 2021-10-30 | SolarEdge | SE10000H-US | Inverters | 10000 |  | 2 |  |  | 0.97 |  | Outside | next to meter
NJSTRE1545388036 | NJSRRE1544768696 | Transition Incentive Program | MAPLE SHADE | 8052 | 13 | 7.36 | Residential | Yes | Behind the Meter | Net-metered residential rooftop and canopy |  | None | Vivint Solar Developer, LLC | PSE&G | Accepted | 2020-03-27 | 2020-04-01 | 2021-10-30 | SOLAREDGE | SE7600H-US | Inverters | 7600 |  | 1 |  |  | 0.992 |  | Outdoor | Near the Utility Meter
NJSTRE1545388047 | NJSRRE1544777570 | Transition Incentive Program | bridgeton | 8302 | 20 | 7.71 | Residential | Yes | Behind the Meter | Net-metered residential rooftop and canopy |  | None | Vision Solar LLC | AC Electric | Accepted | 2020-04-01 | 2020-04-09 | 2021-10-30 | enphase | iq7-60-2-us | Inverters | 0.25 |  | 23 |  |  | 0.96 |  | Other | behind meter
NJSTRE1545388048 | NJSRRE1544697512 | Transition Incentive Program | Turnersville | 8012 | 14 | 7.75 | Residential | No | Behind the Meter | Net-metered residential rooftop and canopy |  | None | Bright Planet Solar | AC Electric | Accepted |  | 2020-03-19 | 2021-10-30 | SOLAR EDGE | SE6000H-USRGM | Inverters | 6000 |  | 1 |  |  | 0.98 |  | Outdoor | OUTSIDE
NJSTRE1545388060 | NJSRRE1544779236 | Transition Incentive Program | South Hackensack | 7606 | 7 | 9.86 | Residential | No | Behind the Meter | Net-metered residential rooftop and canopy |  | None | Trinity Solar | PSE&G | Final As-Built Received |  | 2020-04-09 | 2021-10-30 | Solar Edge | SE7600H-US000BNC4 | Inverters | 7600 |  | 1 |  |  | 0.97 |  | Outdoor | side of home
NJSTRE1545342449 |  | Transition Incentive Program | Runnemede | 8078 | 14 | 5.6 | Residential | Yes | Behind the Meter | Net-metered residential rooftop and canopy |  | None | Pro Custom Solar dba Momentum Solar | PSE&G | Accepted | 2020-07-24 | 2020-07-29 | 2021-07-29 | LG ELECTRONICS | LG 350N1C-V5 | Solar Panels |  | 0.35 | 8 | 128 | 23 |  | Fixed | Roof
NJSTRE1545342462 |  | Transition Incentive Program | MARLTON | 8053 | 13 | 2.72 | Residential | Yes | Behind the Meter | Net-metered residential rooftop and canopy |  | ACE | Vision Solar LLC | AC Electric | Accepted | 2020-07-24 | 2020-07-29 | 2021-07-29 | HANWHA Q-CELLS | Q.PEAK DUO-G6 340 | Solar Panels |  | 0.34 | 8 | 180 | 18 |  | Fixed | Roof
NJSTRE1545342473 |  | Transition Incentive Program | EASTHAMPTON TWP | 8060 | 13 | 8.84 | Residential | Yes | Behind the Meter | Net-metered residential rooftop and canopy |  | PSEG | Vision Solar LLC | PSE&G | Accepted | 2020-07-24 | 2020-07-29 | 2021-07-29 | HANWHA Q-CELLS | Q.PEAK DUO-G6 340 | Solar Panels |  | 0.34 | 8 | 107 | 22 |  | Fixed | Roof
NJSTRE1545342521 |  | Transition Incentive Program | East Orange | 7017 | 9 | 7 | Residential | No | Behind the Meter | Net-metered residential rooftop and canopy |  | None | Pro Custom Solar dba Momentum Solar | PSE&G | Accepted | 2020-07-24 | 2020-07-29 | 2021-07-29 | LG ELECTRONICS | LG 350N1C-V5 | Solar Panels |  | 0.35 | 10 | 112 | 31 |  | Fixed | Roof
NJSTRE1545387713 | NJSRRE1544422980 | Transition Incentive Program | Sicklerville | 8081 | 14 | 10.79 | Residential | No | Behind the Meter | Net-metered residential rooftop and canopy |  | None | SunPower Corporation, Systems | AC Electric | Accepted |  | 2020-02-12 | 2021-10-30 | SUNPOWER | SPR-E20-327-E-AC | Inverters | 320 |  | 33 |  |  | 0.96 |  | Other | under each panel
NJSTRE1545387714 | NJSRRE1543823452 | Transition Incentive Program | Cape May | 8204 | 21 | 55.3 | Commercial | No | Behind the Meter | Net-metered non-residential rooftop and canopy |  | None | Castle Energy, LLC | AC Electric | Accepted | 2019-12-27 | 2020-01-02 | 2021-10-30 | SunPower | SPR-P19-395-COM | Inverters | 320 |  | 140 |  |  | 0.975 |  | Outdoor | on the rooftop under each solar panel
NJSTRE1545387729 | NJSRRE1544342422 | Transition Incentive Program | Kendall Park | 8824 | 11 | 5.1 | Residential | No | Behind the Meter | Behind the Meter |  | None | Power Home Remodeling Group | PSE&G | Eligible for TI Program | 2020-01-31 | 2020-02-05 | 2021-10-30 | Solar Edge | SE3800H-US | Inverters | 3800 |  | 1 |  |  | 0.99 |  | Outdoor | Near meter
NJSTRE1545387737 | NJSRRE1543481502 | Transition Incentive Program | Manahawkin | 8050 | 18 | 14.81 | Residential | Yes | Behind the Meter | Net-metered residential rooftop and canopy |  | None | Vivint Solar Developer, LLC | AC Electric | Accepted | 2019-12-07 | 2019-12-09 | 2021-10-30 | SOLAREDGE | SE10000H-US | Inverters | 10000 |  | 1 |  |  | 0.992 |  | Outdoor | Near the Utility Meter
NJSTRE1545387752 | NJSRRE1544202370 | Transition Incentive Program | Maywood | 7607 | 7 | 6.21 | Residential | No | Behind the Meter | Behind the Meter |  | None | Sunrun Installation Services, Inc. | PSE&G | Eligible for TI Program | 2020-01-21 | 2020-01-31 | 2021-10-30 | SolarEdge Technologies | SE7600A-USS2RGM | Inverters | 7600 |  | 1 |  |  | 0.96 |  | Outdoor | Next To Meter
NJSTRE1545387753 | NJSRRE1544161150 | Transition Incentive Program | Mt Laurel | 8054 | 13 | 4.73 | Residential | Yes | Behind the Meter | Behind the Meter |  | None | Trinity Solar | PSE&G | Eligible for TI Program | 2020-01-13 | 2020-01-16 | 2021-10-30 | Solar Edge | SE3800 | Inverters | 3800 |  | 1 |  |  | 0.97 |  | Outside | side of home
NJSTRE1545387779 | NJSRRE1544430538 | Transition Incentive Program | Perth Amboy | 8861 | 11 | 2.21 | Residential | Yes | Behind the Meter | Behind the Meter |  | None | Trinity Solar | PSE&G | Eligible for TI Program | 2020-02-11 | 2020-02-13 | 2021-10-30 | Enphase | IQ7-60-2-US | Inverters | 240 |  | 7 |  |  | 0.96 |  | Outside | under panels
NJSTRE1545387786 | NJSRRE1543532621 | Transition Incentive Program | Paterson | 7513 | 6 | 6.93 | Residential | Yes | Behind the Meter | Net-metered residential rooftop and canopy |  | None | Trinity Solar | PSE&G | Final As-Built Received | 2019-12-12 | 2019-12-17 | 2021-10-30 | Solar Edge | SE6000H-US000BNC4 | Inverters | 6000 |  | 1 |  |  | 0.97 |  | Outdoor | side of home
NJSTRE1545387803 | NJSRRE1544705366 | Transition Incentive Program | Pemberton | 8068 | 13 | 7.48 | Residential | Yes | Behind the Meter | Net-metered residential rooftop and canopy |  | None | Trinity Solar | JCP&L | Final As-Built Received |  | 2020-03-20 | 2021-10-30 | Solar Edge | SE6000 | Inverters | 6000 |  | 1 |  |  | 0.97 |  | Outside | back of home
NJSTRE1545387808 | NJSRRE1544621615 | Transition Incentive Program | NEPTUNE | 7753 | 17 | 5.12 | Residential | Yes | Behind the Meter | Net-metered residential rooftop and canopy |  | None | Vivint Solar Developer, LLC | JCP&L | Accepted | 2020-03-10 | 2020-03-12 | 2021-10-30 | SOLAREDGE | SE3800H-US | Inverters | 3800 |  | 1 |  |  | 0.992 |  | Outdoor | Near the Utility Meter
NJSTRE1545387824 | NJSRRE1544630788 | Transition Incentive Program | Leonia | 7605 | 7 | 5.58 | Residential | Yes | Behind the Meter | Behind the Meter |  | None | Sunrun Installation Services, Inc. | PSE&G | Eligible for TI Program | 2020-03-12 | 2020-03-17 | 2021-10-30 | Enphase Energy | IQ7-60-x-US (240V) | Inverters | 240 |  | 18 |  |  | 0.96 |  | Outdoor | Rooftop
NJSTRE1545387829 | NJSRRE1544623049 | Transition Incentive Program | Woodbridge | 7001 | 11 | 5.2 | Residential | No | Behind the Meter | Net-metered residential rooftop and canopy |  | None | New Jersey Suntech | PSE&G | Accepted | 2020-03-10 | 2020-03-12 | 2021-10-30 | Solaredge | SE3800 | Inverters | 3800 |  | 1 |  |  | 0.97 |  | Outside | Side of house next to meter
NJSTRE1545342507 |  | Transition Incentive Program | UNION | 7083 | 10 | 10.85 | Residential | No | Behind the Meter | Net-metered residential rooftop and canopy |  | None | Infinity Solar Systems | PSE&G | Accepted | 2020-07-24 | 2020-07-29 | 2021-07-29 | LG | LG350N1C-V5 | Solar Panels |  | 0.35 | 13 | 1 | 5 |  | Fixed | Roof
NJSTRE1545342669 |  | Transition Incentive Program | Union | 7083 | 10 | 6.46 | Residential | Yes | Behind the Meter | Net-metered residential rooftop and canopy |  | None | Trinity Solar | PSE&G | Accepted | 2020-07-24 | 2020-07-29 | 2021-07-29 | Hanwha 340 | Q.PEAK DUO BLK-G6 340 | Solar Panels |  | 0.34 | 10 | 218 | 32 |  | Fixed | Roof
NJSTRE1545342804 |  | Transition Incentive Program | Trenton | 8629 | 12 | 6.37 | Residential | Yes | Behind the Meter | Net-metered residential rooftop and canopy |  | None | Pro Custom Solar dba Momentum Solar | PSE&G | Accepted | 2020-07-24 | 2020-07-29 | 2021-07-29 | HANWHA | Q.PEAK DUO BLK G6+ 335 | Solar Panels |  | 0.335 | 8 | 139 | 7 |  | Fixed | Roof
NJSTRE1545342827 |  | Transition Incentive Program | Flemington | 8822 | 4 | 4.28 | Residential | Yes | Behind the Meter | Net-metered residential rooftop and canopy |  | None | Pro Custom Solar dba Momentum Solar | JCP&L | Accepted | 2020-07-24 | 2020-07-29 | 2021-07-29 | LONGI | LONGI LR6-60 285M | Solar Panels |  | 0.285 | 15 | 172 | 34 |  | Fixed | Roof
NJSTRE1545342873 |  | Transition Incentive Program | PHILLIPSBURG | 8865 | 2 | 4.16 | Residential | No | Behind the Meter | Net-metered residential rooftop and canopy |  | None | Vivint Solar Developer, LLC | JCP&L | Accepted | 2020-07-24 | 2020-07-29 | 2021-07-29 | Hanwha Solar | Q.PEAK DUO BLK-G5 320w | Solar Panels |  | 0.32 | 9 | 145 | 24 |  | Fixed | Roof
NJSTRE1545347880 |  | Transition Incentive Program | Gloucester | 8083 | 14 | 11.03 | Residential | Yes | Behind the Meter | Net-metered residential rooftop and canopy |  | None | Suntuity Solar LLC | PSE&G | Accepted | 2020-07-25 | 2020-07-29 | 2021-07-29 | Longi | LR6-60HPB-315M | Solar Panels |  | 0.315 | 13 | 191 | 23 |  | Fixed | Roof
NJSTRE1545347880 |  | Transition Incentive Program | Gloucester | 8083 | 14 | 11.03 | Residential | Yes | Behind the Meter | Net-metered residential rooftop and canopy |  | None | Suntuity Solar LLC | PSE&G | Accepted | 2020-07-25 | 2020-07-29 | 2021-07-29 | Longi | LR6-60HPB-315M | Solar Panels |  | 0.315 | 12 | 11 | 23 |  | Fixed | Roof
NJSTRE1545347935 |  | Transition Incentive Program | LONG BRANCH | 7740 | 17 | 9.43 | Residential | Yes | Behind the Meter | Net-metered residential rooftop and canopy |  | None | Vivint Solar Developer, LLC | JCP&L | Accepted | 2020-07-27 | 2020-07-29 | 2021-07-29 | Jinko Solar | JKM325M-60HBL | Solar Panels |  | 0.325 | 11 | 139 | 22 |  | Fixed | Roof
NJSTRE1545348982 |  | Transition Incentive Program | Penns Grove | 8069 | 16 | 8.82 | Residential | Yes | Behind the Meter | Net-metered residential rooftop and canopy |  | None | Suntuity Solar LLC | AC Electric | Accepted | 2020-07-31 | 2020-08-04 | 2021-10-30 | Longi | LR6-60HPB-315M | Solar Panels |  | 0.315 | 3 | 231 | 12 |  | Fixed | Roof
NJSTRE1545348983 |  | Transition Incentive Program | BELLEVILLE TWP | 7109 | 9 | 3.78 | Residential | Yes | Behind the Meter | Net-metered residential rooftop and canopy |  | None | Suntuity Solar LLC | PSE&G | Accepted | 2020-07-30 | 2020-07-30 | 2021-07-30 | Longi | LR6-60HPB-315M | Solar Panels |  | 0.315 | 2 | 114 | 13 |  | Fixed | Roof
NJSTRE1545348984 |  | Transition Incentive Program | Parkertown | 8087 | 18 | 8.82 | Residential | No | Behind the Meter | Net-metered residential rooftop and canopy |  | None | Suntuity Solar LLC | AC Electric | Accepted | 2020-07-29 | 2020-07-30 | 2021-07-30 | Longi | LR6-60HPB-315M | Solar Panels |  | 0.315 | 10 | 176 | 45 |  | Fixed | Roof
NJSTRE1545348985 |  | Transition Incentive Program | VINELAND | 8361 | 20 | 10.08 | Residential | Yes | Behind the Meter | Net-metered residential rooftop and canopy |  | None | Suntuity Solar LLC | Vineland Muni Electric | Accepted | 2020-07-27 | 2020-07-30 | 2021-07-30 | Longi | LR6-60HPB-315M | Solar Panels |  | 0.315 | 32 | 122 | 18 |  | Fixed | Roof
NJSTRE1545348989 |  | Transition Incentive Program | Tuckerton | 8016 | 13 | 13.26 | Residential | No | Behind the Meter | Net-metered residential rooftop and canopy |  | ACE | Maier Solar Engineering dba Solar Me | AC Electric | Accepted | 2020-07-28 | 2020-07-30 | 2021-07-30 | Hanwha | Q.CELL DUO BLK-G6 340W | Solar Panels |  | 0.34 | 23 | 245 | 20 |  | Fixed | Roof
NJSTRE1545340156 |  | Transition Incentive Program | FARMINGDALE | 7727 | 17 | 2.93 | Residential | Yes | Behind the Meter | Net-metered residential rooftop and canopy |  | None | Vivint Solar Developer, LLC | JCP&L | Accepted | 2020-07-24 | 2020-07-28 | 2021-07-28 | JINKO SOLAR | JKM325M-60HBL | Solar Panels |  | 0.325 | 9 | 317 | 32 |  | Fixed | Roof
NJSTRE1545340241 |  | Transition Incentive Program | WILLIAMSTOWN | 8094 | 15 | 7.25 | Residential | No | Behind the Meter | Net-metered residential rooftop and canopy |  | ACE | Vision Solar LLC | AC Electric | Accepted | 2020-07-24 | 2020-07-29 | 2021-07-29 | HANWHA Q-CELLS | Q.PEAK DUO-G5 315 | Solar Panels |  | 0.315 | 3 | 319 | 29 |  | Fixed | Roof
NJSTRE1545340244 |  | Transition Incentive Program | South Orange | 7079 | 9 | 9.6 | Residential | No | Behind the Meter | Net-metered residential rooftop and canopy |  | None | Posigen NJ LLC | PSE&G | Accepted | 2020-07-24 | 2020-07-29 | 2021-07-29 | Hanwha Q-Cells | Q.PEAK DUO-G5 320 | Solar Panels |  | 0.32 | 30 | 131,232,41 | 25 |  | Fixed | Roof
NJSTRE1545340263 |  | Transition Incentive Program | Jackson | 8527 | 18 | 10.72 | Residential | Yes | Behind the Meter | Net-metered residential rooftop and canopy |  | None | Trinity Solar | JCP&L | Final As-Built Received | 2020-07-24 | 2020-07-30 | 2021-10-30 | Hanwha | Q.PEAK DUO BLK-G6 335 | Solar Panels |  | 0.335 | 3 | 62 | 44 |  | Fixed | Roof
NJSTRE1545340268 |  | Transition Incentive Program | TURNERVILLE | 8012 | 14 | 7.04 | Residential | Yes | Behind the Meter | Net-metered residential rooftop and canopy |  | ACE | Vision Solar LLC | AC Electric | Accepted | 2020-07-24 | 2020-07-29 | 2021-07-29 | LG SOLAR | LG335N1K-V5 | Solar Panels |  | 0.335 | 3 | 125 | 24 |  | Fixed | Roof
NJSTRE1545342432 |  | Transition Incentive Program | Ridgefield Park | 7660 | 7 | 7.82 | Residential | Yes | Behind the Meter | Net-metered residential rooftop and canopy |  | None | Trinity Solar | PSE&G | Accepted | 2020-07-24 | 2020-07-29 | 2021-07-29 | Hanwha | Q.PEAK DUO BLK-G6 340 | Solar Panels |  | 0.34 | 23 | 105 | 34 |  | Fixed | Roof
NJSTRE1545342463 |  | Transition Incentive Program | Wildwood | 8260 | 21 | 5.44 | Residential | Yes | Behind the Meter | Net-metered residential rooftop and canopy |  | None | Trinity Solar | AC Electric | Final As-Built Received | 2020-07-24 | 2020-07-29 | 2021-10-30 | Hanwha | Q.PEAK DUO BLK-G6 340 | Solar Panels |  | 0.34 | 4 | 136 | 15 |  | Fixed | Roof
NJSTRE1545342487 |  | Transition Incentive Program | Hillside | 7205 | 10 | 4.55 | Residential | Yes | Behind the Meter | Net-metered residential rooftop and canopy |  | None | Pro Custom Solar dba Momentum Solar | PSE&G | Accepted | 2020-07-24 | 2020-07-29 | 2021-07-29 | LG ELECTRONICS | LG 350N1C-V5 | Solar Panels |  | 0.35 | 3 | 349 | 26 |  | Fixed | Roof
NJSTRE1545347922 |  | Transition Incentive Program | UNION BEACH | 7735 | 17 | 2.88 | Residential | No | Behind the Meter | Net-metered residential rooftop and canopy |  | None | Vivint Solar Developer, LLC | JCP&L | Accepted | 2020-07-27 | 2020-07-29 | 2021-07-29 | Hanwha Solar | Q.PEAK DUO BLK-G5 320w | Solar Panels |  | 0.32 | 9 | 224 | 27 |  | Fixed | Roof
NJSTRE1545347928 |  | Transition Incentive Program | MANAHAWKIN | 8050 | 18 | 8.13 | Residential | Yes | Behind the Meter | Net-metered residential rooftop and canopy |  | None | Vivint Solar Developer, LLC | AC Electric | Accepted | 2020-07-27 | 2020-07-29 | 2021-07-29 | Jinko Solar | JKM325M-60HBL | Solar Panels |  | 0.325 | 15 | 133 | 40 |  | Fixed | Roof
NJSTRE1545348564 |  | Transition Incentive Program | Sewell | 8080 | 15 | 9.14 | Residential | No | Behind the Meter | Net-metered residential rooftop and canopy |  | None | Advanced Renewable Solutions | AC Electric | Accepted | 2020-07-26 | 2020-07-29 | 2021-07-29 | CertainTeed | CT315M11-02 | Solar Panels |  | 0.315 | 2 | 181 | 28 |  | Fixed | Roof
NJSTRE1545348987 |  | Transition Incentive Program | Marlton | 8053 | 13 | 7.82 | Residential | Yes | Behind the Meter | Net-metered residential rooftop and canopy |  | None | Trinity Solar | AC Electric | Accepted | 2020-07-27 | 2020-07-30 | 2021-07-30 | Hanwha | Q.PEAK DUO BLK-G6 340 | Solar Panels |  | 0.34 | 7 | 240 | 27 |  | Fixed | Roof
NJSTRE1545342704 |  | Transition Incentive Program | MARLTON | 8053 | 13 | 9.18 | Residential | No | Behind the Meter | Net-metered residential rooftop and canopy |  | PSEG | Vision Solar LLC | PSE&G | Accepted | 2020-07-24 | 2020-07-29 | 2021-07-29 | HANWHA Q-CELLS | Q.PEAK DUO-G6 340 | Solar Panels |  | 0.34 | 6 | 217 | 20 |  | Fixed | Roof
NJSTRE1545342753 |  | Transition Incentive Program | Toms River | 8757 | 18 | 5.8 | Residential | Yes | Behind the Meter | Net-metered residential rooftop and canopy |  | None | Sunrun Installation Services, Inc. | JCP&L | Accepted | 2020-07-24 | 2020-07-29 | 2021-07-29 | LONGi Green Energy Technology Co Ltd | LR6-60HPB-305M | Solar Panels |  | 0.305 | 19 | 197 | 20 |  | Fixed | Roof
NJSTRE1545387781 | NJSRRE1543513134 | Transition Incentive Program | Morris Plains | 7950 | 3 | 10.35 | Residential | Yes | Behind the Meter | Behind the Meter |  | None | Pro Custom Solar dba Momentum Solar | JCP&L | Eligible for TI Program | 2019-12-11 | 2019-12-16 | 2021-10-30 | ENPHASE | IQ7PLUS-72-2-US | Inverters | 290 |  | 30 |  |  | 0.97 |  | Outdoor | ROOF
NJSTRE1545387832 | NJSRRE1544759044 | Transition Incentive Program | Brick Township | 8723 | 18 | 6.82 | Residential | Yes | Behind the Meter | Behind the Meter |  | None | Sunrun Installation Services, Inc. | JCP&L | Eligible for TI Program | 2020-03-23 | 2020-03-26 | 2021-10-30 | Enphase Energy | IQ7-60-x-US (240V) | Inverters | 240 |  | 22 |  |  | 0.96 |  | Outdoor | Rooftop
NJSTRE1545387848 | NJSRRE1544699418 | Transition Incentive Program | Malaga | 8328 | 15 | 18.56 | Residential | No | Behind the Meter | Behind the Meter |  | ACE | EMT Renewables | AC Electric | Eligible for TI Program | 2020-03-16 | 2020-03-19 | 2021-10-30 | Enphase | IQ7-60-2-US | Inverters | 240 |  | 58 |  |  | 0.97 |  | Outside | under panels
NJSTRE1545387853 | NJSRRE1544765108 | Transition Incentive Program | CLIFTON | 7013 | 6 | 2.56 | Residential | Yes | Behind the Meter | Net-metered residential rooftop and canopy |  | None | Vivint Solar Developer, LLC | PSE&G | Accepted | 2020-03-26 | 2020-03-30 | 2021-10-30 | SolarEdge | SE3800H-US | Inverters | 3800 |  | 1 |  |  | 0.992 |  | Outdoor | Near the Utility Meter
NJSTRE1545387860 | NJSRRE1544767505 | Transition Incentive Program | North Bergen | 7047 | 8 | 5.58 | Residential | Yes | Behind the Meter | Behind the Meter |  | None | Sunrun Installation Services, Inc. | PSE&G | Eligible for TI Program | 2020-03-26 | 2020-03-31 | 2021-10-30 | Enphase Energy | IQ7-60-x-US (240V) | Inverters | 240 |  | 18 |  |  | 0.96 |  | Outdoor | Rooftop
NJSTRE1545387864 | NJSRRE1544610820 | Transition Incentive Program | Teaneck | 7666 | 7 | 7.85 | Residential | Yes | Behind the Meter | Net-metered residential rooftop and canopy |  | None | SunPower Corporation, Systems | PSE&G | Accepted |  | 2020-03-10 | 2021-10-30 | SUNPOWER | SPR-E20-327-E-AC | Inverters | 320 |  | 24 |  |  | 0.96 |  | Other | under each panel
NJSTRE1545387878 | NJSRRE1544817650 | Transition Incentive Program | Fairfield | 7004 | 9 | 4.42 | Residential | Yes | Behind the Meter | Net-metered residential rooftop and canopy |  | None | Vivint Solar Developer, LLC | PSE&G | Accepted | 2020-04-09 | 2020-04-15 | 2021-10-30 | Enphase Energy | M215-60-2LL-Sxx (240) | Inverters | 215 |  | 17 |  |  | 0.96 |  | Other | Underneath each module
NJSTRE1545387889 | NJSRRE1544768860 | Transition Incentive Program | Paterson | 7513 | 6 | 4.73 | Residential | No | Behind the Meter | Behind the Meter |  | None | Trinity Solar | PSE&G | Eligible for TI Program | 2020-03-27 | 2020-04-01 | 2021-10-30 | Solar Edge | SE3800 | Inverters | 3800 |  | 1 |  |  | 0.97 |  | Outside | side of home
NJSTRE1545387895 | NJSRRE1544624276 | Transition Incentive Program | Union City | 7087 | 8 | 6.51 | Residential | Yes | Behind the Meter | Behind the Meter |  | None | Sunrun Installation Services, Inc. | PSE&G | Eligible for TI Program | 2020-03-10 | 2020-03-13 | 2021-10-30 | Enphase Energy | IQ7-60-x-US (240V) | Inverters | 240 |  | 21 |  |  | 0.96 |  | Outdoor | Rooftop
NJSTRE1545387901 | NJSRRE1544612758 | Transition Incentive Program | North Bergen | 7047 | 8 | 7 | Residential | Yes | Behind the Meter | Net-metered residential rooftop and canopy |  | None | Pro Custom Solar dba Momentum Solar | PSE&G | Accepted |  | 2020-03-11 | 2021-10-30 | Enphase Energy | IQ7PLUS-72-2-US | Inverters | 295 |  | 20 |  |  | 0.97 |  | Outdoor | roof
NJSTRE1545349132 |  | Transition Incentive Program | Teaneck | 7666 | 7 | 3.02 | Residential | Yes | Behind the Meter | Net-metered residential rooftop and canopy |  | None | Trinity Solar | PSE&G | Accepted | 2020-07-27 | 2020-07-30 | 2021-07-30 | Hanwha 335 | Q.PEAK DUO BLK-G6 335 | Solar Panels |  | 0.335 | 4 | 112 | 34 |  | Fixed | Roof
NJSTRE1545349328 |  | Transition Incentive Program | BRICK | 8724 | 18 | 2.93 | Residential | Yes | Behind the Meter | Net-metered residential rooftop and canopy |  | None | Vivint Solar Developer, LLC | JCP&L | Accepted | 2020-07-27 | 2020-07-30 | 2021-07-30 | JINKO SOLAR | JKM325M-60HBL | Solar Panels |  | 0.325 | 6 | 193 | 14 |  | Fixed | Roof
NJSTRE1545349328 |  | Transition Incentive Program | BRICK | 8724 | 18 | 2.93 | Residential | Yes | Behind the Meter | Net-metered residential rooftop and canopy |  | None | Vivint Solar Developer, LLC | JCP&L | Accepted | 2020-07-27 | 2020-07-30 | 2021-07-30 | JINKO SOLAR | JKM325M-60HBL | Solar Panels |  | 0.325 | 3 | 13 | 14 |  | Fixed | Roof
NJSTRE1545349457 | NJSRRE1544630792 | Transition Incentive Program | Oakland | 7436 | 7 | 5.1 | Residential | Yes | Behind the Meter | Net-metered residential rooftop and canopy |  | None | Trinity Solar | Orange Rockland Electric | Final As-Built Received | 2020-03-12 | 2020-03-17 | 2021-10-30 | Hanwha 340 | Q.PEAK DUO BLK-G6 340 | Solar Panels |  | 0.34 | 7 | 52 | 18 |  | Fixed | Roof
NJSTRE1545349458 | NJSRRE1544799899 | Transition Incentive Program | Westville | 8093 | 15 | 5.44 | Residential | Yes | Behind the Meter | Net-metered residential rooftop and canopy |  | None | Trinity Solar | PSE&G | Final As-Built Received | 2020-04-06 | 2020-04-09 | 2021-10-30 | Hanwha | Q.PEAK DUO BLK-G6 340 | Solar Panels |  | 0.34 | 9 | 130 | 28 |  | Fixed | Roof
NJSTRE1545349473 | NJSRRE1544472791 | Transition Incentive Program | Fords | 8863 | 11 | 7.25 | Residential | No | Behind the meter | Behind the Meter |  | None | Trinity Solar | PSE&G | Eligible for TI Program | 2020-02-19 | 2020-02-21 | 2021-10-30 | Hanwha | Q.PEAK DUO BLK-G5 315 | Solar Panels |  | 0.315 | 16 | 97 | 27 |  | Fixed | Roof
NJSTRE1545349473 | NJSRRE1544472791 | Transition Incentive Program | Fords | 8863 | 11 | 7.25 | Residential | No | Behind the meter | Behind the Meter |  | None | Trinity Solar | PSE&G | Eligible for TI Program | 2020-02-19 | 2020-02-21 | 2021-10-30 | Hanwha | Q.PEAK DUO BLK-G5 315 | Solar Panels |  | 0.315 | 3 | 187 | 27 |  | Fixed | Roof
NJSTRE1545349486 | NJSRRE1544860715 | Transition Incentive Program | HILLSBOROUGH | 8844 | 5 | 9.72 | Residential | No | Behind the meter | Net-metered residential rooftop and canopy |  | None | SEA BRIGHT SOLAR, LLC | PSE&G | Final As-Built Received | 2020-04-19 | 2020-04-24 | 2021-10-30 | SUNPOWER | SPR-X21-335-BLK-AC | Solar Panels |  | 0.335 | 22 | 226 | 30 |  | Fixed | Roof | SW
NJSTRE1545349478 |  | Transition Incentive Program | Paterson | 7514 | 6 | 5.78 | Residential | No | Behind the Meter | Net-metered residential rooftop and canopy |  | None | Trinity Solar | PSE&G | Accepted | 2020-07-27 | 2020-07-30 | 2021-07-30 | Hanwha 340 | Q.PEAK DUO BLK-G6 340 | Solar Panels |  | 0.34 | 13 | 193 | 34 |  | Fixed | Pole
NJSTRE1545349507 | NJSRRE1544598251 | Transition Incentive Program | HILLSBOROUGH | 8844 | 5 | 7.79 | Residential | No | Behind the meter | Net-metered residential rooftop and canopy |  | None | SEA BRIGHT SOLAR, LLC | PSE&G | Final As-Built Received | 2020-03-04 | 2020-03-09 | 2021-10-30 | SUNPOWER | SPR-A410-G-AC | Solar Panels |  | 0.41 | 11 | 105 | 15 |  | Fixed | Roof | EAST
NJSTRE1545309962 |  | Transition Incentive Program | Lindenwold | 8021 | 14 | 15.75 | Residential | Yes | Behind the Meter | Net-metered residential rooftop and canopy |  | None | Suntuity Solar LLC | AC Electric | Accepted | 2020-07-17 | 2020-07-21 | 2021-07-21 | Longi | LR6-60HPB-315M | Solar Panels |  | 0.315 | 19 | 151 | 30 |  | Fixed | Roof
NJSTRE1545309993 |  | Transition Incentive Program | Vineland | 8360 | 20 | 6.8 | Residential | Yes | Behind the Meter | Net-metered residential rooftop and canopy |  | None | Vision Solar LLC | Vineland Muni Electric | Accepted | 2020-07-17 | 2020-07-21 | 2021-07-21 | HANWHA Q-CELLS | Q.PEAK DUO-G6 340 | Solar Panels |  | 0.34 | 6 | 91 | 20 |  | Fixed | Roof
NJSTRE1545310028 |  | Transition Incentive Program | Runnemede | 8078 | 14 | 8.16 | Residential | No | Behind the Meter | Net-metered residential rooftop and canopy |  | None | Trinity Solar | PSE&G | Final As-Built Received | 2020-07-17 | 2020-07-21 | 2021-10-30 | HANWHA | Q.PEAK DUO BLK-G6 340 | Solar Panels |  | 0.34 | 8 | 133 | 34 |  | Fixed | Roof
NJSTRE1545310105 |  | Transition Incentive Program | Montvale | 7645 | 7 | 10.85 | Residential | Yes | Behind the Meter | Net-metered residential rooftop and canopy |  | None | Sunrun, Inc. | Orange Rockland Electric | Accepted | 2020-07-17 | 2020-07-21 | 2021-07-21 | LONGi Green Energy Technology Co Ltd | LR6-60HPB-310M | Solar Panels |  | 0.31 | 19 | 166 | 44 |  | Fixed | Roof
NJSTRE1545310149 |  | Transition Incentive Program | BARRINGTON | 8007 | 14 | 4.76 | Residential | Yes | Behind the Meter | Net-metered residential rooftop and canopy |  | None | Trinity Solar | PSE&G | Accepted | 2020-07-17 | 2020-07-21 | 2021-07-21 | HANWHA | Q.PEAK DUO BLK-G6 340 | Solar Panels |  | 0.34 | 6 | 74 | 23 |  | Fixed | Roof
NJSTRE1545310216 |  | Transition Incentive Program | IRVINGTON | 7111 | 9 | 5.49 | Residential | Yes | Behind the Meter | Net-metered residential rooftop and canopy |  | None | Sunrun, Inc. | PSE&G | Accepted | 2020-07-21 | 2020-07-21 | 2021-07-21 | LONGi Green Energy Technology Co Ltd | LR6-60HPB-305M | Solar Panels |  | 0.305 | 2 | 124 | 11 |  | Fixed | Roof
NJSTRE1545310326 |  | Transition Incentive Program | ATLANTIC CITY | 8401 | 19 | 3.25 | Residential | Yes | Behind the Meter | Net-metered residential rooftop and canopy |  | None | Vivint Solar Developer, LLC | AC Electric | Accepted | 2020-07-17 | 2020-07-22 | 2021-07-22 | JINKO SOLAR | JKM325M-60HBL | Solar Panels |  | 0.325 | 10 | 199 | 23 |  | Fixed | Roof
NJSTRE1545310324 |  | Transition Incentive Program | Gloucester TWP | 8012 | 14 | 7.75 | Residential | No | Behind the Meter | Net-metered residential rooftop and canopy |  | None | Bright Planet Solar | PSE&G | Accepted | 2020-07-17 | 2020-07-22 | 2021-07-22 | LONGI | LR6-60HOB-310M | Solar Panels |  | 0.31 | 10 | 159 | 22 |  | Fixed | Roof
NJSTRE1545310343 |  | Transition Incentive Program | Lakewood | 8701 | 18 | 7.68 | Residential | Yes | Behind the Meter | Net-metered residential rooftop and canopy |  | None | Powerlutions | JCP&L | Accepted | 2020-07-21 | 2020-07-21 | 2021-07-21 | Axitec | AC-320MH/120S | Solar Panels |  | 0.32 | 3 | 187 | 30 |  | Fixed | Roof
NJSTRE1545310287 |  | Transition Incentive Program | Cinnaminson | 8077 | 13 | 175.26 | Commercial | No | Behind the Meter | Net-metered non-residential rooftop and canopy |  | None | Spectacular Solar | PSE&G | Accepted | 2020-07-17 | 2020-07-22 | 2021-07-22 | Qcells | q.plus l-g4.2 345 | Solar Panels |  | 0.345 | 508 | 132 | 30 |  | Fixed | Roof
NJSTRE1545310473 |  | Transition Incentive Program | EDISON | 8820 | 11 | 7.02 | Residential | Yes | Behind the Meter | Net-metered residential rooftop and canopy |  | None | Sunrun, Inc. | PSE&G | Accepted | 2020-07-21 | 2020-07-22 | 2021-07-22 | LONGi Green Energy Technology Co Ltd | LR6-60HPB-305M | Solar Panels |  | 0.305 | 23 | 265 | 26 |  | Fixed | Roof
NJSTRE1545310502 |  | Transition Incentive Program | Pleasantville | 8232 | 19 | 5.6 | Residential | Yes | Behind the Meter | Net-metered residential rooftop and canopy |  | None | Pro Custom Solar dba Momentum Solar | AC Electric | Accepted | 2020-07-17 | 2020-07-28 | 2021-07-28 | LG ELECTRONICS | LG 350N1C-V5 | Solar Panels |  | 0.35 | 16 | 205 | 31 |  | Fixed | Roof
NJSTRE1545387834 | NJSRRE1544884663 | Transition Incentive Program | Trenton | 8619 | 12 | 2.68 | Residential | Yes | Behind the Meter | Behind the Meter |  | None | Pro Custom Solar dba Momentum Solar | PSE&G | Eligible for TI Program | 2020-04-22 | 2020-04-28 | 2021-10-30 | Enphase Energy | IQ7-60-2-US | Inverters | 240 |  | 8 |  |  | 0.97 |  | Outdoor | Roof
NJSTRE1545387842 | NJSRRE1544857693 | Transition Incentive Program | Newark | 7107 | 9 | 6.7 | Residential | No | Behind the Meter | Behind the Meter |  | None | Skyline Solar LLC | PSE&G | Eligible for TI Program | 2020-04-17 | 2020-04-23 | 2021-10-30 | Enphase | IQ7 | Inverters | 240 |  | 20 |  |  | 0.976 |  | Outdoor | Underpanels
NJSTRE1545387846 | NJSRRE1544766576 | Transition Incentive Program | PENNSAUKEN | 8109 | 14 | 11.52 | Residential | Yes | Behind the Meter | Net-metered residential rooftop and canopy |  | None | Vivint Solar Developer, LLC | PSE&G | Accepted | 2020-03-26 | 2020-03-31 | 2021-10-30 | SolarEdge | SE7600H-US | Inverters | 7600 |  | 1 |  |  | 0.992 |  | Outdoor | Near the Utility Meter
NJSTRE1545387851 | NJSRRE1544610793 | Transition Incentive Program | Mount Laurel | 8054 | 13 | 14.28 | Residential | No | Behind the Meter | Net-metered residential rooftop and canopy |  | None | Trinity Solar | PSE&G | Final As-Built Received |  | 2020-03-10 | 2021-10-30 | Solar Edge | SE11400H-US000BNC4 | Inverters | 11400 |  | 1 |  |  | 0.97 |  | Outdoor | side of home
NJSTRE1545387857 | NJSRRE1544764682 | Transition Incentive Program | New Brunswick | 8901 | 11 | 8.37 | Residential | Yes | Behind the Meter | Behind the Meter |  | None | Sunrun Installation Services, Inc. | PSE&G | Eligible for TI Program | 2020-03-25 | 2020-03-30 | 2021-10-30 | Enphase Energy | IQ7-60-x-US (240V) | Inverters | 240 |  | 27 |  |  | 0.96 |  | Outdoor | Rooftop
NJSTRE1545387867 | NJSRRE1544720932 | Transition Incentive Program | Passaic | 7055 | 6 | 7.14 | Residential | Yes | Behind the Meter | Behind the Meter |  | None | Trinity Solar | PSE&G | Eligible for TI Program | 2020-03-19 | 2020-03-23 | 2021-10-30 | Solar Edge | SE6000 | Inverters | 6000 |  | 1 |  |  | 0.97 |  | Outside | side of home
NJSTRE1545387868 | NJSRRE1544818408 | Transition Incentive Program | Howell | 7731 | 17 | 11.97 | Residential | No | Behind the Meter | Net-metered residential rooftop and canopy |  | None | Morgan Associates and Consulting LLC | JCP&L | Accepted |  | 2020-04-17 | 2021-10-30 | Enphase | IQ7-60-2-US | Inverters | 240 |  | 38 |  |  | 0.99 |  | Outdoor | roof
NJSTRE1545387885 | NJSRRE1544719592 | Transition Incentive Program | Roselle | 7203 | 10 | 6.72 | Residential | Yes | Behind the Meter | Net-metered residential rooftop and canopy |  | None | Whitman Construction, LLC | PSE&G | Accepted | 2020-03-20 | 2020-03-23 | 2021-10-30 | Enphase Energy | IQ7-60-2-US | Inverters | 0.24 |  | 21 |  |  | 0.976 |  | Outside | roof
NJSTRE1545387886 | NJSRRE1544816610 | Transition Incentive Program | West Caldwell | 7006 | 9 | 6.21 | Residential | No | Behind the Meter | Behind the Meter |  | None | Pro Custom Solar dba Momentum Solar | PSE&G | Eligible for TI Program | 2020-04-08 | 2020-04-15 | 2021-10-30 | Enphase Energy | IQ7PLUS-72-2-US | Inverters | 295 |  | 18 |  |  | 0.97 |  | Outdoor | roof
NJSTRE1545387893 | NJSRRE1544680171 | Transition Incentive Program | Marlton | 8053 | 13 | 6.72 | Residential | Yes | Behind the Meter | Net-metered residential rooftop and canopy |  | None | Vivint Solar Developer, LLC | PSE&G | Accepted | 2020-03-13 | 2020-03-18 | 2021-10-30 | SOLAREDGE | SE7600H-US | Inverters | 7600 |  | 1 |  |  | 0.992 |  | Outdoor | Near the Utility Meter
NJSTRE1545387898 | NJSRRE1544730712 | Transition Incentive Program | Browns Mills | 8015 | 13 | 5.36 | Residential | Yes | Behind the Meter | Net-metered residential rooftop and canopy |  | None | Trinity Solar | JCP&L | Final As-Built Received |  | 2020-03-24 | 2021-10-30 | SOLAR EDGE | SE5000H-US | Inverters | 5000 |  | 1 |  |  | 0.97 |  | Outside | SIDE OF HOME
NJSTRE1545387915 | NJSRRE1544758732 | Transition Incentive Program | Burlington City | 8016 | 13 | 9.6 | Residential | Yes | Behind the Meter | Behind the Meter |  | None | Skyline Solar, LLC | PSE&G | Eligible for TI Program | 2020-03-23 | 2020-03-26 | 2021-10-30 | SolarEdge | SE7600H-US | Inverters | 7600 |  | 1 |  |  | 0.99 |  | Outside | within ten feet of meter
NJSTRE1545387939 | NJSRRE1544773587 | Transition Incentive Program | SEWELL | 8080 | 15 | 4.8 | Residential | Yes | Behind the Meter | Net-metered residential rooftop and canopy |  | None | Vivint Solar Developer, LLC | AC Electric | Accepted | 2020-03-30 | 2020-04-09 | 2021-10-30 | SOLAREDGE | SE3800H-US | Inverters | 3800 |  | 1 |  |  | 0.992 |  | Outdoor | Near the Utility Meter
NJSTRE1545349101 |  | Transition Incentive Program | Ocean City | 8226 | 21 | 3.74 | Residential | Yes | Behind the Meter | Net-metered residential rooftop and canopy |  | None | Trinity Solar | AC Electric | Accepted | 2020-07-27 | 2020-07-29 | 2021-07-29 | Hanwha | Q.PEAK DUO BLK-G6 340 | Solar Panels |  | 0.34 | 8 | 226 | 45 |  | Fixed | Roof
NJSTRE1545349110 |  | Transition Incentive Program | MOUNT HOLLY | 8060 | 13 | 12.6 | Residential | Yes | Behind the Meter | Net-metered residential rooftop and canopy |  | None | Suntuity Solar LLC | PSE&G | Accepted | 2020-07-31 | 2020-08-07 | 2021-10-30 | Longi | LR6-60HPB-315M | Solar Panels |  | 0.315 | 7 | 242 | 12 |  | Fixed | Roof
NJSTRE1545349142 |  | Transition Incentive Program | millville | 8332 | 20 | 8 | Residential | No | Behind the Meter | Net-metered residential rooftop and canopy |  | None | Orbit Energy & Power, LLC | AC Electric | Accepted | 2020-07-27 | 2020-07-30 | 2021-07-30 | hanwha qcells | qpeak 320w | Solar Panels |  | 0.32 | 9 | 181 | 24 |  | Fixed | Roof
NJSTRE1545349162 |  | Transition Incentive Program | Neptune | 7753 | 17 | 5.4 | Residential | No | Behind the Meter | Net-metered residential rooftop and canopy |  | None | Power Home Remodeling Group | JCP&L | Accepted | 2020-07-27 | 2020-07-29 | 2021-07-29 | Hyundai | HiS-S300RG | Solar Panels |  | 0.3 | 15 | 214 | 38 |  | Fixed | Roof
NJSTRE1545349225 |  | Transition Incentive Program | Monmouth Beach | 7750 | 17 | 3.74 | Residential | Yes | Behind the Meter | Net-metered residential rooftop and canopy |  | None | Trinity Solar | JCP&L | Accepted | 2020-07-27 | 2020-07-30 | 2021-07-30 | Hanwha | Q.PEAK DUO BLK-G6 340 | Solar Panels |  | 0.34 | 6 | 165 | 23 |  | Fixed | Roof
NJSTRE1545349322 |  | Transition Incentive Program | SICKLERVILLE | 8081 | 14 | 11.22 | Residential | Yes | Behind the Meter | Net-metered residential rooftop and canopy |  | None | Sunrun Installation Services, Inc. | AC Electric | Accepted | 2020-08-18 | 2020-08-19 | 2021-10-30 | LG Electronics | LG330N1C-A5 | Solar Panels |  | 0.33 | 6 | 252 | 30 |  | Fixed | Roof
NJSTRE1545349394 |  | Transition Incentive Program | Pitman | 8071 | 15 | 9.48 | Residential | Yes | Behind the Meter | Net-metered residential rooftop and canopy |  | None | Ad Energy | AC Electric | Accepted | 2020-07-27 | 2020-07-30 | 2021-07-30 | SunPower | SPR-E20-327-E-AC | Solar Panels |  | 0.327 | 29 | 143 | 27 |  | Fixed | Roof
NJSTRE1545349462 | NJSRRE1544342395 | Transition Incentive Program | Toms River | 8753 | 18 | 15.75 | Residential | Yes | Behind the Meter | Net-metered residential rooftop and canopy |  | None | Trinity Solar | JCP&L | Final As-Built Received | 2020-01-31 | 2020-02-04 | 2021-10-30 | Hanwha 315 | Q.PEAK DUO BLK-G5 315 | Solar Panels |  | 0.315 | 25 | 112 | 34 |  | Fixed | Roof
NJSTRE1545349451 |  | Transition Incentive Program | Morganville | 7751 | 17 | 15.12 | Residential | No | Behind the Meter | Net-metered residential rooftop and canopy |  | None | Tesla Energy Operations Inc. | JCP&L | Final As-Built Received | 2020-07-27 | 2020-07-30 | 2021-10-30 | Hanwha Q CELLS | Q.PEAK DUO BLK-G5/SC315 | Solar Panels |  | 0.315 | 15 | 213 | 27 |  | Fixed | Roof
NJSTRE1545349479 | NJSRRE1544860717 | Transition Incentive Program | TURNERSVILLE | 8012 | 14 | 147.48 | Non Profit | Yes | Behind the meter | Net-metered non-residential rooftop and canopy |  | None | SEA BRIGHT SOLAR, LLC | AC Electric | Accepted | 2020-04-19 | 2020-04-24 | 2021-10-30 | SUNPOWER | SPR-327-COM | Solar Panels |  | 0.327 | 158 | 130 | 27 |  | Fixed | Roof | SE
NJSTRE1545387912 | NJSRRE1544797779 | Transition Incentive Program | Stafford Township | 8050 | 18 | 6.03 | Residential | No | Behind the Meter | Behind the Meter |  | None | Green Power Energy | AC Electric | Eligible for TI Program | 2020-04-04 | 2020-04-09 | 2021-10-30 | SolarEdge | SE6000H-US | Inverters | 6000 |  | 1 |  |  | 0.97 |  | Outside | next to meter
NJSTRE1545387917 | NJSRRE1544728916 | Transition Incentive Program | FRANKLIN PARK | 8823 | 5 | 9.14 | Residential | Yes | Behind the Meter | Net-metered residential rooftop and canopy |  | None | Suntuity Solar LLC | PSE&G | Accepted | 2020-03-20 | 2020-03-24 | 2021-10-30 | Enphase Energy | IQ7-60-2-US | Inverters | 240 |  | 29 |  |  | 0.97 |  | Outdoor | Behind the PV Modules
NJSTRE1545387922 | NJSRRE1544758867 | Transition Incentive Program | Willingboro | 8046 | 13 | 4.69 | Residential | Yes | Behind the Meter | Behind the Meter |  | None | Pro Custom Solar dba Momentum Solar | PSE&G | Eligible for TI Program | 2020-03-23 | 2020-03-26 | 2021-10-30 | Enphase Energy | IQ7-60-2-US | Inverters | 250 |  | 14 |  |  | 0.97 |  | Outdoor | roof
NJSTRE1545387936 | NJSRRE1544565293 | Transition Incentive Program | Riverside | 8075 | 13 | 7.75 | Residential | Yes | Behind the Meter | Behind the Meter |  | None | Sunrun Installation Services, Inc. | PSE&G | Eligible for TI Program | 2020-03-02 | 2020-03-05 | 2021-10-30 | Enphase Energy | IQ7-60-x-US (240V) | Inverters | 240 |  | 25 |  |  | 0.96 |  | Outdoor | Rooftop
NJSTRE1545387946 | NJSRRE1544802567 | Transition Incentive Program | Cinnaminson | 8077 | 13 | 12.4 | Residential | No | Behind the Meter | Behind the Meter |  | None | 1st Light Energy Inc | PSE&G | Eligible for TI Program | 2020-04-06 | 2020-04-10 | 2021-10-30 | SMA | SB 5.0-1SP-US-41 | Inverters | 5000 |  | 2 |  |  | 0.98 |  | Outdoor | Next TO Meter
NJSTRE1545387952 | NJSRRE1544767248 | Transition Incentive Program | Morris Plains | 7950 | 3 | 4.48 | Residential | Yes | Behind the Meter | Net-metered residential rooftop and canopy |  | None | Vivint Solar Developer, LLC | JCP&L | Accepted | 2020-03-26 | 2020-03-31 | 2021-10-30 | SolarEdge | SE3800H-US | Inverters | 3800 |  | 1 |  |  | 0.992 |  | Outdoor | Near the Utility Meter
NJSTRE1545387953 | NJSRRE1544816436 | Transition Incentive Program | WOODBRIDGE | 7095 | 11 | 7.04 | Residential | Yes | Behind the Meter | Net-metered residential rooftop and canopy |  | None | Vivint Solar Developer, LLC | PSE&G | Accepted | 2020-04-08 | 2020-04-15 | 2021-10-30 | SOLAREDGE | SE7600H-US | Inverters | 7600 |  | 1 |  |  | 0.992 |  | Outdoor | Near the Utility Meter
NJSTRE1545387959 | NJSRRE1544583423 | Transition Incentive Program | CHERRY HILL | 8002 | 14 | 9.92 | Residential | Yes | Behind the Meter | Net-metered residential rooftop and canopy |  | None | Vivint Solar Developer, LLC | PSE&G | Accepted | 2020-03-04 | 2020-03-06 | 2021-10-30 | Solar Edge | SE3800H-US | Inverters | 3800 |  | 1 |  |  | 0.992 |  | Outdoor | Near the Utility Meter
NJSTRE1545387966 | NJSRRE1544613360 | Transition Incentive Program | BAYVILLE | 8721 | 18 | 7.36 | Residential | Yes | Behind the Meter | Net-metered residential rooftop and canopy |  | None | Vivint Solar Developer, LLC | JCP&L | Accepted | 2020-03-06 | 2020-03-11 | 2021-10-30 | SolarEdge | SE7600H-US | Inverters | 7600 |  | 1 |  |  | 0.992 |  | Outdoor | Near the utility meter
NJSTRE1545387975 | NJSRRE1544905099 | Transition Incentive Program | Franklin Township | 8873 | 5 | 21.56 | Commercial | No | Behind the Meter | Net-metered non-residential rooftop and canopy |  | None | Ameresco | PSE&G | Accepted |  | 2020-04-30 | 2021-10-30 | SolarEdge | SE14.4KUS | Inverters | 14.4 |  | 1 |  |  | 0.975 |  | Outdoor | N/A
NJSTRE1545387982 | NJSRRE1544719806 | Transition Incentive Program | Englishtown | 7726 | 17 | 15.87 | Residential | Yes | Behind the Meter | Behind the Meter |  | None | Sunrun Installation Services, Inc. | JCP&L | Eligible for TI Program | 2020-03-18 | 2020-03-23 | 2021-10-30 | Enphase Energy | IQ7PLUS-72-x-US (240V) | Inverters | 290 |  | 46 |  |  | 0.96 |  | Outdoor | Rooftop
NJSTRE1545387987 | NJSRRE1544626032 | Transition Incentive Program | HOWELL | 7731 | 17 | 3.78 | Residential | No | Behind the Meter | Behind the Meter |  | None | Tesla Energy Operations | JCP&L | Eligible for TI Program | 2020-03-11 | 2020-03-16 | 2021-10-30 | Delta Electronics | M4-TL-US [240V] | Inverters | 3840 |  | 1 |  |  | 0.975 |  | Outdoor | outside
NJSTRE1545387949 | NJSRRE1544709068 | Transition Incentive Program | Swedesboro | 8085 | 15 | 12.16 | Residential | No | Behind the Meter | Behind the Meter |  | None | Sun Up Zero Down | AC Electric | Eligible for TI Program | 2020-03-17 | 2020-03-20 | 2021-10-30 | Solaredge | SE10000H-US | Inverters | 10000 |  | 1 |  |  | 0.975 |  | Outdoor | outside wall
NJSTRE1545387950 | NJSRRE1544551273 | Transition Incentive Program | Wildwood | 8260 | 21 | 5.36 | Residential | Yes | Behind the Meter | Net-metered residential rooftop and canopy |  | None | Vision Solar LLC | AC Electric | Accepted | 2020-02-28 | 2020-03-04 | 2021-10-30 | enphase | iq7-60-2-us | Inverters | 0.25 |  | 16 |  |  | 0.96 |  | Other | behind panels
NJSTRE1545387962 | NJSRRE1544776257 | Transition Incentive Program | Lakewood Township | 8701 | 18 | 5.58 | Residential | Yes | Behind the Meter | Behind the Meter |  | None | Sunrun Installation Services, Inc. | JCP&L | Eligible for TI Program | 2020-03-31 | 2020-04-09 | 2021-10-30 | Enphase Energy | IQ7-60-x-US (240V) | Inverters | 240 |  | 18 |  |  | 0.96 |  | Outdoor | Rooftop
NJSTRE1545387972 | NJSRRE1544621481 | Transition Incentive Program | Jackson Township | 8527 | 18 | 8.68 | Residential | Yes | Behind the Meter | Behind the Meter |  | None | Sunrun Installation Services, Inc. | JCP&L | Eligible for TI Program | 2020-03-09 | 2020-03-12 | 2021-10-30 | Enphase Energy | IQ7-60-x-US (240V) | Inverters | 240 |  | 28 |  |  | 0.96 |  | Outdoor | Rooftop
NJSTRE1545387979 | NJSRRE1544598412 | Transition Incentive Program | West Berlin | 8091 | 14 | 16.12 | Residential | No | Behind the Meter | Net-metered residential rooftop and canopy |  | None | Sun 101 LLC | AC Electric | Accepted | 2020-03-04 | 2020-03-10 | 2021-10-30 | SOLAREDGE | SE7600HUS | Inverters | 7600 |  | 2 |  |  | 0.99 |  | Outdoor | LEFT METER
NJSTRE1545387984 | NJSRRE1544836511 | Transition Incentive Program | North Brunswick Township | 8902 | 11 | 7.13 | Residential | No | Behind the Meter | Behind the Meter |  | None | Sunrun Installation Services, Inc. | PSE&G | Eligible for TI Program | 2020-04-13 | 2020-04-20 | 2021-10-30 | Enphase Energy | IQ7-60-x-US (240V) | Inverters | 240 |  | 23 |  |  | 0.96 |  | Outdoor | Rooftop
NJSTRE1545387990 | NJSRRE1544796127 | Transition Incentive Program | Hawthorne | 7506 | 6 | 5.76 | Residential | Yes | Behind the Meter | Net-metered residential rooftop and canopy |  | None | Vivint Solar Developer, LLC | PSE&G | Accepted | 2020-04-03 | 2020-04-09 | 2021-10-30 | SOLAREDGE | SE3800H-US0 | Inverters | 3800 |  | 1 |  |  | 0.992 |  | Outdoor | Near the Utility Meter
NJSTRE1545387999 | NJSRRE1544610949 | Transition Incentive Program | Lyndhurst | 7071 | 7 | 16.25 | Residential | No | Behind the Meter | Net-metered residential rooftop and canopy |  | None | Maier Solar Engineering dba Solar Me | PSE&G | Accepted | 2020-03-05 | 2020-03-11 | 2021-10-30 | Enphase | IQ7X | Inverters | 315 |  | 10 |  |  | 0.96 |  | Outdoor | Next to meter
NJSTRE1545388009 | NJSRRE1544903551 | Transition Incentive Program | Thorofare (West Deptford) | 8086 | 15 | 12.24 | Residential | No | Behind the Meter | Net-metered residential rooftop and canopy |  | None | NJ Solar Power, LLC | PSE&G | Final As-Built Received | 2020-04-27 | 2020-04-30 | 2021-10-30 | SolarEdge | SE11400H-US | Inverters | 11400 |  | 1 |  |  | 0.99 |  | Outdoor | Next to Meter
NJSTRE1545388014 | NJSRRE1544865896 | Transition Incentive Program | Woodstown | 8098 | 16 | 11.06 | Residential | No | Behind the Meter | Behind the Meter |  | None | Pro Custom Solar dba Momentum Solar | AC Electric | Eligible for TI Program | 2020-04-20 | 2020-04-29 | 2021-10-30 | Enphase Energy | IQ7-60-2-US | Inverters | 240 |  | 33 |  |  | 0.97 |  | Outdoor | Roof
NJSTRE1545388020 | NJSRRE1544766551 | Transition Incentive Program | Turnersville | 8012 | 14 | 11.84 | Residential | Yes | Behind the Meter | Net-metered residential rooftop and canopy |  | None | All Season Solar | AC Electric | Final As-Built Received | 2020-03-26 | 2020-03-31 | 2021-10-30 | Enphase | IQ7 | Inverters | 240 |  | 37 |  |  | 0.97 |  | Outdoor | under module
NJSTRE1545388026 | NJSRRE1544720966 | Transition Incentive Program | Clementon | 8021 | 14 | 4.34 | Residential | No | Behind the Meter | Net-metered residential rooftop and canopy |  | None | Spectacular Solar | AC Electric | Accepted | 2020-03-19 | 2020-03-24 | 2021-10-30 | Solar Edge | SE3000H-US | Inverters | 3000 |  | 1 |  |  | 0.99 |  | Outside | Next to Meter
NJSTRE1545310516 |  | Transition Incentive Program | Somerville Boro | 8876 | 5 | 13.02 | Residential | Yes | Behind the Meter | Net-metered residential rooftop and canopy |  | None | Bright Planet Solar | PSE&G | Accepted | 2020-07-17 | 2020-07-22 | 2021-07-22 | LONGI | LR6-60HPB-310M | Solar Panels |  | 0.31 | 13 | 94 | 42 |  | Fixed | Roof
NJSTRE1545310534 |  | Transition Incentive Program | Morganville | 7751 | 17 | 10.56 | Residential | Yes | Behind the Meter | Net-metered residential rooftop and canopy |  | None | Vivint Solar Developer, LLC | JCP&L | Accepted | 2020-07-18 | 2020-07-22 | 2021-07-22 | JINKO SOLAR | JKM320M-60HBL | Solar Panels |  | 0.32 | 10 | 340 | 21 |  | Fixed | Roof
NJSTRE1545310553 |  | Transition Incentive Program | Voorhees | 8043 | 14 | 16.1 | Residential | No | Behind the Meter | Net-metered residential rooftop and canopy |  | None | Green Power Energy | AC Electric | Accepted | 2020-07-17 | 2020-07-22 | 2021-07-22 | LG Electronics | LG350N1C-V5 | Solar Panels |  | 0.35 | 4 | 18 | 23 |  | Fixed | Roof
NJSTRE1545310585 |  | Transition Incentive Program | PENNSAUKEN | 8109 | 14 | 15.28 | Residential | Yes | Behind the Meter | Net-metered residential rooftop and canopy |  | None | Vivint Solar Developer, LLC | PSE&G | Accepted | 2020-07-17 | 2020-07-22 | 2021-07-22 | Jinko Solar | JKM325M-60HBL | Solar Panels |  | 0.325 | 29 | 262 | 18 |  | Fixed | Roof
NJSTRE1545310622 |  | Transition Incentive Program | Smithville | 8205 | 19 | 15.5 | Residential | Yes | Behind the Meter | Net-metered residential rooftop and canopy |  | None | Bright Planet Solar | AC Electric | Accepted | 2020-08-06 | 2020-08-07 | 2021-10-30 | LONGI | LR6-60HPB-310M | Solar Panels |  | 0.31 | 15 | 313 | 26 |  | Fixed | Roof
NJSTRE1545310859 | NJSRRE1544546647 | Transition Incentive Program | Paterson | 7503 | 6 | 517.56 | Commercial | No | Behind the meter | Net-metered non-residential rooftop and canopy |  | None | EVERGREEN ENERGY | PSE&G | Accepted | 2020-02-27 | 2020-03-03 | 2021-10-30 | S-Energy | SN380M-15 | Solar Panels |  | 0.38 | 1362 | 10 | 166 |  | Fixed | Roof
NJSTRE1545385047 | NJSRRE1544352753 | Transition Incentive Program | Williamstown | 8094 | 15 | 14.49 | Residential | Yes | Behind the Meter | Behind the Meter |  | None | Orbit Energy & Power, LLC | AC Electric | Eligible for TI Program | 2020-02-04 | 2020-02-07 | 2021-10-30 | ENPHASE | IQ7-60-2-US | Inverters | 0.24 |  | 46 |  |  | 0.99 |  | Outside | ROOF
NJSTRE1545385056 | NJSRRE1543421469 | Transition Incentive Program | Elmer | 8318 | 16 | 13.55 | Residential | Yes | Behind the Meter | Behind the Meter |  | None | Pro Custom Solar dba Momentum Solar | AC Electric | Eligible for TI Program | 2019-11-19 | 2019-11-21 | 2021-10-30 | Enphase Energy | IQ6-60-2-US | Inverters | 240 |  | 43 |  |  | 0.97 |  | Outdoor | Roof
NJSTRE1545385073 | NJSRRE1543469410 | Transition Incentive Program | Franklin Township | 8873 | 5 | 5.61 | Residential | No | Behind the Meter | Behind the Meter |  | None | Sunrun Installation Services, Inc. | PSE&G | Eligible for TI Program | 2019-12-03 | 2019-12-05 | 2021-10-30 | Enphase Energy | IQ7-60-x-US (240V) | Inverters | 240 |  | 17 |  |  | 0.96 |  | Outdoor | Rooftop
NJSTRE1545385075 | NJSRRE1544333284 | Transition Incentive Program | Clifton | 7011 | 6 | 4.73 | Residential | Yes | Behind the Meter | Net-metered residential rooftop and canopy |  | None | Trinity Solar | PSE&G | Final As-Built Received | 2020-01-30 | 2020-02-03 | 2021-10-30 | Solar Edge | SE3800 | Inverters | 3800 |  | 1 |  |  | 0.97 |  | Outside | side of home
NJSTRE1545385078 | NJSRRE1543820289 | Transition Incentive Program | Deptford | 8096 | 15 | 13 | Residential | No | Behind the Meter | Behind the Meter |  | None | Sunny Corp | PSE&G | Eligible for TI Program | 2019-12-26 | 2019-12-31 | 2021-10-30 | ENPHASE | IQ7X | Inverters | 1.37 |  | 40 |  |  | 0.1 |  | Outdoor | ON ROOF
NJSTRE1545385081 | NJSRRE1543821804 | Transition Incentive Program | Dunellen | 8812 | 11 | 9.14 | Residential | Yes | Behind the Meter | Net-metered residential rooftop and canopy |  | None | Vivint Solar Developer, LLC | PSE&G | Accepted | 2019-12-26 | 2019-12-31 | 2021-10-30 | Solar Edge | SE7600H-US | Inverters | 7600 |  | 1 |  |  | 0.992 |  | Outdoor | Near the utility meter
NJSTRE1545385082 | NJSRRE1544213700 | Transition Incentive Program | Lindenwold | 8021 | 14 | 13.33 | Residential | Yes | Behind the Meter | Behind the Meter |  | None | Sunrun Installation Services, Inc. | AC Electric | Eligible for TI Program | 2020-01-22 | 2020-01-27 | 2021-10-30 | Delta Electronics | M5-TL-US | Inverters | 4800 |  | 1 |  |  | 0.96 |  | Outdoor | Next To Meter
NJSTRE1545348982 |  | Transition Incentive Program | Penns Grove | 8069 | 16 | 8.82 | Residential | Yes | Behind the Meter | Net-metered residential rooftop and canopy |  | None | Suntuity Solar LLC | AC Electric | Accepted | 2020-07-31 | 2020-08-04 | 2021-10-30 | Longi | LR6-60HPB-315M | Solar Panels |  | 0.315 | 5 | 51 | 41 |  | Fixed | Roof
NJSTRE1545348984 |  | Transition Incentive Program | Parkertown | 8087 | 18 | 8.82 | Residential | No | Behind the Meter | Net-metered residential rooftop and canopy |  | None | Suntuity Solar LLC | AC Electric | Accepted | 2020-07-29 | 2020-07-30 | 2021-07-30 | Longi | LR6-60HPB-315M | Solar Panels |  | 0.315 | 11 | 176 | 45 |  | Fixed | Roof
NJSTRE1545348988 |  | Transition Incentive Program | Williamstown | 8094 | 15 | 6.8 | Residential | Yes | Behind the Meter | Net-metered residential rooftop and canopy |  | None | Trinity Solar | AC Electric | Accepted | 2020-07-27 | 2020-07-29 | 2021-07-29 | Hanwha | Q.PEAK DUO BLK-G6 340 | Solar Panels |  | 0.34 | 20 | 121 | 23 |  | Fixed | Roof
NJSTRE1545348989 |  | Transition Incentive Program | Tuckerton | 8016 | 13 | 13.26 | Residential | No | Behind the Meter | Net-metered residential rooftop and canopy |  | ACE | Maier Solar Engineering dba Solar Me | AC Electric | Accepted | 2020-07-28 | 2020-07-30 | 2021-07-30 | Hanwha | Q.CELL DUO BLK-G6 340W | Solar Panels |  | 0.34 | 7 | 155 | 15 |  | Fixed | Roof
NJSTRE1545348992 |  | Transition Incentive Program | ABSECON | 8201 | 19 | 7.25 | Residential | No | Behind the Meter | Net-metered residential rooftop and canopy |  | None | Suntuity Solar LLC | AC Electric | Accepted | 2020-07-27 | 2020-08-12 | 2021-10-30 | Longi | LR6-60HPB-315M | Solar Panels |  | 0.315 | 6 | 192 | 20 |  | Fixed | Roof
NJSTRE1545388025 | NJSRRE1544759052 | Transition Incentive Program | Bridgeton | 8302 | 20 | 6.8 | Residential | Yes | Behind the Meter | Behind the Meter |  | None | Trinity Solar | AC Electric | Eligible for TI Program | 2020-03-23 | 2020-03-26 | 2021-10-30 | Solar Edge | SE6000 | Inverters | 6000 |  | 1 |  |  | 0.97 |  | Outside | side of home
NJSTRE1545388027 | NJSRRE1544796086 | Transition Incentive Program | Little Egg Harbor Twp | 8087 | 18 | 5.36 | Residential | Yes | Behind the Meter | Behind the Meter |  | None | Pro Custom Solar dba Momentum Solar | AC Electric | Eligible for TI Program | 2020-04-03 | 2020-04-09 | 2021-10-30 | Enphase Energy | IQ7-60-2-US | Inverters | 250 |  | 16 |  |  | 0.97 |  | Outdoor | roof
NJSTRE1545388049 | NJSRRE1544868138 | Transition Incentive Program | Belford | 7718 | 17 | 5.76 | Residential | Yes | Behind the Meter | Net-metered residential rooftop and canopy |  | None | All Season Solar | AC Electric | Final As-Built Received | 2020-04-21 | 2020-04-27 | 2021-10-30 | Enphase | IQ7 | Inverters | 240 |  | 18 |  |  | 0.97 |  | Outdoor | under module
NJSTRE1545388059 | NJSRRE1544836690 | Transition Incentive Program | Pennsauken TWP | 8109 | 14 | 10.39 | Residential | Yes | Behind the Meter | Net-metered residential rooftop and canopy |  | None | Vision Solar LLC | PSE&G | Accepted | 2020-04-13 | 2020-04-21 | 2021-10-30 | enphase | iq7-60-2-us | Inverters | 0.24 |  | 31 |  |  | 0.96 |  | Other | behind panels
NJSTRE1545388065 | NJSRRE1544839638 | Transition Incentive Program | South Brunswick | 8852 | 11 | 7.15 | Residential | No | Behind the Meter | Behind the Meter |  | None | NJ Solar Power, LLC | PSE&G | Eligible for TI Program | 2020-04-14 | 2020-04-22 | 2021-10-30 | Solaredge | SE6000H-US | Inverters | 6000 |  | 1 |  |  | 0.99 |  | Indoor | garage
NJSTRE1545388082 | NJSRRE1544869660 | Transition Incentive Program | Bridgeton | 8302 | 20 | 7.14 | Residential | Yes | Behind the Meter | Net-metered residential rooftop and canopy |  | None | Trinity Solar | AC Electric | Final As-Built Received |  | 2020-04-28 | 2021-10-30 | Solar Edge | SE6000 | Inverters | 6000 |  | 1 |  |  | 0.97 |  | Outside | side of home
NJSTRE1545388083 | NJSRRE1544761221 | Transition Incentive Program | Monroe Township | 8831 | 11 | 15.12 | Residential | No | Behind the Meter | Net-metered residential rooftop and canopy |  | None | Tesla Energy Operations Inc. | JCP&L | Accepted | 2020-03-24 | 2020-03-27 | 2021-10-30 | SolarEdge Technologies | SE7600H-US | Inverters | 15200 |  | 2 |  |  | 0.99 |  | Outside | Near the Meter
NJSTRE1545388088 | NJSRRE1544708911 | Transition Incentive Program | Manalapan Township | 7726 | 17 | 8.06 | Residential | Yes | Behind the Meter | Behind the Meter |  | None | Sunrun Installation Services, Inc. | JCP&L | Eligible for TI Program | 2020-03-17 | 2020-03-20 | 2021-10-30 | Enphase Energy | IQ7-60-x-US (240V) | Inverters | 240 |  | 26 |  |  | 0.96 |  | Outdoor | Rooftop
NJSTRE1545349517 |  | Transition Incentive Program | Bayville | 8721 | 18 | 12.92 | Residential | Yes | Behind the Meter | Net-metered residential rooftop and canopy |  | None | Trinity Solar | JCP&L | Accepted | 2020-07-27 | 2020-07-30 | 2021-07-30 | Hanwha | Q.PEAK DUO BLK-G6 340 | Solar Panels |  | 0.34 | 14 | 353 | 23 |  | Fixed | Roof
NJSTRE1545349527 | NJSRRE1543821928 | Transition Incentive Program | CEDAR GROVE | 7009 | 9 | 15.04 | Residential | No | Behind the meter | Net-metered residential rooftop and canopy |  | None | SEA BRIGHT SOLAR, LLC | PSE&G | Final As-Built Received | 2019-12-26 | 2019-12-31 | 2021-10-30 | SUNPOWER | SPR-E20-327-AC | Solar Panels |  | 0.327 | 12 | 278 | 8 |  | Fixed | Roof | WEST
NJSTRE1545349502 |  | Transition Incentive Program | Mays Landing | 8330 | 19 | 12.92 | Residential | No | Behind the Meter | Net-metered residential rooftop and canopy |  | None | Castle Energy, LLC | AC Electric | Accepted | 2020-07-27 | 2020-07-30 | 2021-07-30 | Hanwha Q-Cells | Q.Peak DUO BLK-G6 340 | Solar Panels |  | 0.34 | 8 | 163 | 25 |  | Fixed | Roof
NJSTRE1545349502 |  | Transition Incentive Program | Mays Landing | 8330 | 19 | 12.92 | Residential | No | Behind the Meter | Net-metered residential rooftop and canopy |  | None | Castle Energy, LLC | AC Electric | Accepted | 2020-07-27 | 2020-07-30 | 2021-07-30 | Hanwha Q-Cells | Q.Peak DUO BLK-G6 340 | Solar Panels |  | 0.34 | 2 | 253 | 21 |  | Fixed | Roof
NJSTRE1545349591 |  | Transition Incentive Program | East Windsor | 8520 | 12 | 7.7 | Residential | Yes | Behind the Meter | Net-metered residential rooftop and canopy |  | None | Pro Custom Solar dba Momentum Solar | JCP&L | Accepted | 2020-07-27 | 2020-07-30 | 2021-07-30 | LG ELECTRONICS | LG 350N1C-V5 | Solar Panels |  | 0.35 | 11 | 278 | 23 |  | Fixed | Roof
NJSTRE1545349538 |  | Transition Incentive Program | Flemington | 8822 | 4 | 12.4 | Residential | No | Behind the Meter | Net-metered residential rooftop and canopy |  | None | Bright Planet Solar | JCP&L | Accepted | 2020-07-27 | 2020-07-30 | 2021-07-30 | LONGI | LR6-60HPB-310M | Solar Panels |  | 0.31 | 20 | 195 | 39 |  | Fixed | Roof
NJSTRE1545349538 |  | Transition Incentive Program | Flemington | 8822 | 4 | 12.4 | Residential | No | Behind the Meter | Net-metered residential rooftop and canopy |  | None | Bright Planet Solar | JCP&L | Accepted | 2020-07-27 | 2020-07-30 | 2021-07-30 | LONGI | LR6-60HPB-310M | Solar Panels |  | 0.31 | 7 | 102 | 39 |  | Fixed | Roof
NJSTRE1545349672 |  | Transition Incentive Program | Deptford | 8096 | 15 | 10.24 | Residential | Yes | Behind the Meter | Net-metered residential rooftop and canopy |  | None | Orbit Energy & Power, LLC | PSE&G | Accepted | 2020-07-27 | 2020-07-30 | 2021-07-30 | hanwha qcells | qpeak 320w | Solar Panels |  | 0.32 | 3 | 24 | 22 |  | Fixed | Roof
NJSTRE1545388070 | NJSRRE1544623032 | Transition Incentive Program | NEWARK | 7107 | 9 | 8.4 | Residential | No | Behind the Meter | Behind the Meter |  | None | Infinity Solar Systems | PSE&G | Eligible for TI Program | 2020-03-10 | 2020-03-12 | 2021-10-30 | ENPHASE | IQ7PLUS-72-X-US | Inverters | 290 |  | 24 |  |  | 0.97 |  | Outside | MICROINVERTERS
NJSTRE1545388081 | NJSRRE1544695711 | Transition Incentive Program | PERTH AMBOY | 8861 | 11 | 6.3 | Residential | Yes | Behind the Meter | Behind the Meter |  | None | Pro Custom Solar dba Momentum Solar | PSE&G | Eligible for TI Program | 2020-03-16 | 2020-03-18 | 2021-10-30 | Enphase Energy | IQ7Plus-72-2-US | Inverters | 290 |  | 18 |  |  | 0.97 |  | Outdoor | Roof
NJSTRE1545388095 | NJSRRE1544813249 | Transition Incentive Program | Chatham Township | 7928 | 3 | 4.83 | Residential | Yes | Behind the Meter | Behind the Meter |  | None | Sunrun Installation Services, Inc. | JCP&L | Eligible for TI Program | 2020-04-08 | 2020-04-14 | 2021-10-30 | Enphase Energy | IQ7PLUS-72-x-US (240V) | Inverters | 290 |  | 14 |  |  | 0.96 |  | Outdoor | Rooftop
NJSTRE1545388117 | NJSRRE1544773472 | Transition Incentive Program | ,EGG HARBOR TOWNSHIP | 8234 | 19 | 4.76 | Residential | Yes | Behind the Meter | Behind the Meter |  | None | Trinity Solar | AC Electric | Eligible for TI Program | 2020-03-30 | 2020-04-09 | 2021-10-30 | Solar Edge | SE3800H-US000BNC4 | Inverters | 3800 |  | 1 |  |  | 0.97 |  | Outdoor | side of home
NJSTRE1545388136 | NJSRRE1544776297 | Transition Incentive Program | Wayne | 7470 | 6 | 9.72 | Residential | Yes | Behind the Meter | Net-metered residential rooftop and canopy |  | None | Pro Custom Solar dba Momentum Solar | PSE&G | Final As-Built Received | 2020-03-31 | 2020-04-09 | 2021-10-30 | Enphase Energy | IQ7-60-2-US | Inverters | 240 |  | 29 |  |  | 0.97 |  | Outdoor | roof
NJSTRE1545349156 |  | Transition Incentive Program | Lakewood | 8701 | 18 | 12.58 | Residential | No | Behind the Meter | Net-metered residential rooftop and canopy |  | None | Trinity Solar | JCP&L | Accepted | 2020-07-27 | 2020-09-11 | 2021-10-30 | Hanwha | Q.PEAK DUO BLK-G6 340 | Solar Panels |  | 0.34 | 12 | 261 | 27 |  | Fixed | Roof
NJSTRE1545349141 |  | Transition Incentive Program | LODI | 7644 | 7 | 5.8 | Residential | No | Behind the Meter | Net-metered residential rooftop and canopy |  | None | United solar | PSE&G | Final As-Built Received | 2020-07-27 | 2020-07-29 | 2021-10-30 | Longi | lrg-60pb-305m | Solar Panels |  | 0.305 | 19 | 217 | 40 |  | Fixed | Roof
NJSTRE1545349300 |  | Transition Incentive Program | UNION BEACH | 7735 | 17 | 7.8 | Residential | Yes | Behind the Meter | Net-metered residential rooftop and canopy |  | None | Vivint Solar Developer, LLC | JCP&L | Accepted | 2020-07-27 | 2020-07-30 | 2021-07-30 | Jinko Solar | JKM325M-60HBL | Solar Panels |  | 0.325 | 8 | 43 | 19 |  | Fixed | Roof
NJSTRE1545349379 |  | Transition Incentive Program | Villas | 8251 | 21 | 7.14 | Residential | Yes | Behind the Meter | Net-metered residential rooftop and canopy |  | None | Trinity Solar | AC Electric | Accepted | 2020-07-27 | 2020-07-30 | 2021-07-30 | Hanwha | Q.PEAK DUO BLK-G6 340 | Solar Panels |  | 0.34 | 21 | 126 | 27 |  | Fixed | Roof
NJSTRE1545349431 |  | Transition Incentive Program | Union | 7083 | 10 | 5.2 | Residential | Yes | Behind the Meter | Net-metered residential rooftop and canopy |  | None | Vivint Solar Developer, LLC | PSE&G | Accepted | 2020-07-27 | 2020-07-30 | 2021-07-30 | Jinko Solar | JKM325M-60HBL | Solar Panels |  | 0.325 | 4 | 220 | 34 |  | Fixed | Roof
NJSTRE1545349460 | NJSRRE1544347543 | Transition Incentive Program | Bloomfield | 7003 | 9 | 2.84 | Residential | Yes | Behind the Meter | Net-metered residential rooftop and canopy |  | None | Trinity Solar | PSE&G | Final As-Built Received |  | 2020-02-06 | 2021-10-30 | Hanwha 315 | Q.PEAK DUO BLK-G5 315 | Solar Panels |  | 0.315 | 9 | 212 | 31 |  | Fixed | Roof
NJSTRE1545349462 | NJSRRE1544342395 | Transition Incentive Program | Toms River | 8753 | 18 | 15.75 | Residential | Yes | Behind the Meter | Net-metered residential rooftop and canopy |  | None | Trinity Solar | JCP&L | Final As-Built Received | 2020-01-31 | 2020-02-04 | 2021-10-30 | Hanwha 315 | Q.PEAK DUO BLK-G5 315 | Solar Panels |  | 0.315 | 25 | 292 | 34 |  | Fixed | Roof
NJSTRE1545349473 | NJSRRE1544472791 | Transition Incentive Program | Fords | 8863 | 11 | 7.25 | Residential | No | Behind the meter | Behind the Meter |  | None | Trinity Solar | PSE&G | Eligible for TI Program | 2020-02-19 | 2020-02-21 | 2021-10-30 | Hanwha | Q.PEAK DUO BLK-G5 315 | Solar Panels |  | 0.315 | 4 | 277 | 27 |  | Fixed | Roof
NJSTRE1545349507 | NJSRRE1544598251 | Transition Incentive Program | HILLSBOROUGH | 8844 | 5 | 7.79 | Residential | No | Behind the meter | Net-metered residential rooftop and canopy |  | None | SEA BRIGHT SOLAR, LLC | PSE&G | Final As-Built Received | 2020-03-04 | 2020-03-09 | 2021-10-30 | SUNPOWER | SPR-A410-G-AC | Solar Panels |  | 0.41 | 8 | 105 | 15 |  | Fixed | Roof | EAST
NJSTRE1545388091 | NJSRRE1544701292 | Transition Incentive Program | Edison | 8820 | 11 | 4.83 | Residential | No | Behind the Meter | Behind the Meter |  | None | Sunrun Installation Services, Inc. | PSE&G | Eligible for TI Program | 2020-03-16 | 2020-03-19 | 2021-10-30 | Delta Electronics | M4-TL-US | Inverters | 3840 |  | 1 |  |  | 0.96 |  | Outdoor | Next To Meter
NJSTRE1545388104 | NJSRRE1544728954 | Transition Incentive Program | North Brunswick | 8902 | 11 | 7.04 | Residential | Yes | Behind the Meter | Behind the Meter |  | None | Skyline Solar, LLC | PSE&G | Eligible for TI Program | 2020-03-20 | 2020-03-26 | 2021-10-30 | SolarEdge | SE5000H-US | Inverters | 5000 |  | 1 |  |  | 0.99 |  | Outside | within ten feet of meter
NJSTRE1545388107 | NJSRRE1544764666 | Transition Incentive Program | Hackensack | 7601 | 7 | 4.34 | Residential | Yes | Behind the Meter | Behind the Meter |  | None | Sunrun Installation Services, Inc. | PSE&G | Eligible for TI Program | 2020-03-25 | 2020-03-30 | 2021-10-30 | Enphase Energy | IQ7-60-x-US (240V) | Inverters | 240 |  | 14 |  |  | 0.96 |  | Outdoor | Rooftop
NJSTRE1545388116 | NJSRRE1544680140 | Transition Incentive Program | Swedesboro | 8085 | 15 | 5.44 | Residential | Yes | Behind the Meter | Net-metered residential rooftop and canopy |  | None | Trinity Solar | AC Electric | Final As-Built Received | 2020-03-13 | 2020-03-17 | 2021-10-30 | SOLAR EDGE | SE5000 | Inverters | 5000 |  | 1 |  |  | 0.97 |  | Indoor | garage
NJSTRE1545349498 | NJSRRE1544838041 | Transition Incentive Program | EMERSON | 7630 | 7 | 3.92 | Residential | No | Behind the meter | Net-metered residential rooftop and canopy |  | None | SEA BRIGHT SOLAR, LLC | PSE&G | Final As-Built Received | 2020-04-14 | 2020-04-30 | 2021-10-30 | SUNPOWER | SPR-327-AC | Solar Panels |  | 0.327 | 12 | 198 | 35 |  | Fixed | Roof | SW
NJSTRE1545349525 | NJSRRE1544701520 | Transition Incentive Program | Montclair | 7043 | 9 | 42.2 | Commercial | No | Behind the meter | Net-metered non-residential rooftop and canopy |  | None | SEA BRIGHT SOLAR, LLC | PSE&G | Accepted | 2020-03-16 | 2020-03-19 | 2021-10-30 | SUNPOWER | SPR-435-COM | Solar Panels |  | 0.435 | 44 | 194 | 2 |  | Fixed | Roof | SOUTH
NJSTRE1545349502 |  | Transition Incentive Program | Mays Landing | 8330 | 19 | 12.92 | Residential | No | Behind the Meter | Net-metered residential rooftop and canopy |  | None | Castle Energy, LLC | AC Electric | Accepted | 2020-07-27 | 2020-07-30 | 2021-07-30 | Hanwha Q-Cells | Q.Peak DUO BLK-G6 340 | Solar Panels |  | 0.34 | 8 | 163 | 21 |  | Fixed | Roof
NJSTRE1545349500 |  | Transition Incentive Program | West Orange | 7052 | 9 | 8.84 | Residential | No | Behind the Meter | Net-metered residential rooftop and canopy |  | None | Skyline Solar LLC | PSE&G | Accepted | 2020-07-27 | 2020-07-30 | 2021-07-30 | Hanwha | QPEAK-340 | Solar Panels |  | 0.34 | 26 | 107 | 33 |  | Fixed | Roof
NJSTRE1545349453 |  | Transition Incentive Program | Jackson | 8527 | 18 | 25.84 | Residential | No | Behind the Meter | Net-metered residential rooftop and canopy |  | None | NJ Solar Power, LLC | JCP&L | Accepted | 2020-07-27 | 2020-07-30 | 2021-07-30 | panasonic | vbhn340sa17 | Solar Panels |  | 0.34 | 14 | 35 | 30 |  | Fixed | Roof
NJSTRE1545349621 |  | Transition Incentive Program | Wenonah | 8090 | 15 | 6.12 | Residential | Yes | Behind the Meter | Net-metered residential rooftop and canopy |  | None | Trinity Solar | AC Electric | Accepted | 2020-07-27 | 2020-07-30 | 2021-07-30 | Hanwha | Q.PEAK DUO BLK-G6 340 | Solar Panels |  | 0.34 | 8 | 108 | 22 |  | Fixed | Roof
NJSTRE1545349688 |  | Transition Incentive Program | Franklin Township | 8873 | 5 | 5.95 | Residential | Yes | Behind the Meter | Net-metered residential rooftop and canopy |  | None | Pro Custom Solar dba Momentum Solar | PSE&G | Accepted | 2020-07-27 | 2020-07-30 | 2021-07-30 | LG ELECTRONICS | LG 350N1C-V5 | Solar Panels |  | 0.35 | 17 | 128 | 23 |  | Fixed | Roof
NJSTRE1545349756 |  | Transition Incentive Program | Elizabeth | 7208 | 10 | 4.2 | Residential | Yes | Behind the Meter | Net-metered residential rooftop and canopy |  | None | Pro Custom Solar dba Momentum Solar | PSE&G | Accepted | 2020-07-27 | 2020-07-30 | 2021-07-30 | LG ELECTRONICS | LG 350N1C-V5 | Solar Panels |  | 0.35 | 4 | 5 | 27 |  | Fixed | Roof
NJSTRE1545349850 |  | Transition Incentive Program | Edison | 8817 | 11 | 6.65 | Residential | No | Behind the Meter | Net-metered residential rooftop and canopy |  | None | Pro Custom Solar dba Momentum Solar | PSE&G | Final As-Built Received | 2020-07-27 | 2020-07-30 | 2021-10-30 | LG ELECTRONICS | LG 350N1C-V5 | Solar Panels |  | 0.35 | 3 | 175 | 25 |  | Fixed | Roof
NJSTRE1545351001 |  | Transition Incentive Program | Gloucester City | 8030 | 14 | 6.93 | Residential | Yes | Behind the Meter | Net-metered residential rooftop and canopy |  | None | Suntuity Solar LLC | PSE&G | Accepted | 2020-07-28 | 2020-07-30 | 2021-07-30 | Longi | LR6-60HPB-315M | Solar Panels |  | 0.315 | 22 | 219 | 30 |  | Fixed | Roof
NJSTRE1545387944 | NJSRRE1544817670 | Transition Incentive Program | Plainfield | 7062 | 10 | 13.07 | Residential | Yes | Behind the Meter | Net-metered residential rooftop and canopy |  | None | Pro Custom Solar dba Momentum Solar | PSE&G | Accepted | 2020-04-09 | 2020-04-15 | 2021-10-30 | Enphase Energy | IQ7-60-2-US | Inverters | 250 |  | 39 |  |  | 0.97 |  | Outdoor | roof
NJSTRE1545387954 | NJSRRE1544621031 | Transition Incentive Program | Waterford Works | 8089 | 14 | 12.06 | Residential | Yes | Behind the Meter | Net-metered residential rooftop and canopy |  | None | Vision Solar LLC | AC Electric | Accepted | 2020-03-09 | 2020-03-11 | 2021-10-30 | enphase | iq7-60-2-us | Inverters | 0.25 |  | 36 |  |  | 0.96 |  | Other | behind panels
NJSTRE1545387958 | NJSRRE1544816402 | Transition Incentive Program | Clifton | 7011 | 6 | 6.08 | Residential | Yes | Behind the Meter | Net-metered residential rooftop and canopy |  | None | Trinity Solar | PSE&G | Final As-Built Received |  | 2020-04-15 | 2021-10-30 | SOLAR EDGE | SE5000H-US | Inverters | 5000 |  | 1 |  |  | 0.97 |  | Outside | SIDE OF HOME
NJSTRE1545387988 | NJSRRE1544612671 | Transition Incentive Program | Egg Harbor Township | 8234 | 19 | 6.12 | Residential | Yes | Behind the Meter | Behind the Meter |  | None | Trinity Solar | AC Electric | Eligible for TI Program | 2020-03-06 | 2020-03-11 | 2021-10-30 | Solar Edge | SE5000H-US | Inverters | 5000 |  | 1 |  |  | 0.97 |  | Outside | side of home
NJSTRE1545387992 | NJSRRE1544893433 | Transition Incentive Program | Lyndhurst | 7071 | 7 | 5.44 | Residential | Yes | Behind the Meter | Behind the Meter |  | None | Trinity Solar | PSE&G | Eligible for TI Program | 2020-04-24 | 2020-04-29 | 2021-10-30 | Solar Edge | SE5000 | Inverters | 5000 |  | 1 |  |  | 0.97 |  | Outside | side of home
NJSTRE1545387997 | NJSRRE1544857812 | Transition Incentive Program | Morris Plains | 7950 | 3 | 8.64 | Residential | Yes | Behind the Meter | Net-metered residential rooftop and canopy |  | None | Vivint Solar Developer, LLC | JCP&L | Accepted | 2020-04-17 | 2020-04-24 | 2021-10-30 | SolarEdge | SE7600H-US | Inverters | 7600 |  | 1 |  |  | 0.992 |  | Outdoor | Near the Utility Meter
NJSTRE1545388006 | NJSRRE1544621446 | Transition Incentive Program | Tuckerton | 8087 | 18 | 11.16 | Residential | Yes | Behind the Meter | Behind the Meter |  | None | Sunrun Installation Services, Inc. | AC Electric | Eligible for TI Program | 2020-03-09 | 2020-03-12 | 2021-10-30 | Enphase Energy | IQ7-60-x-US (240V) | Inverters | 240 |  | 36 |  |  | 0.96 |  | Outdoor | Rooftop
NJSTRE1545388007 | NJSRRE1544701272 | Transition Incentive Program | Newton | 7860 | 1 | 16.43 | Residential | No | Behind the Meter | Behind the Meter |  | None | 1st Light Energy Inc | JCP&L | Eligible for TI Program | 2020-03-16 | 2020-03-19 | 2021-10-30 | SMA | SB 6.0-1SP-US-41 (240V) | Inverters | 6000 |  | 1 |  |  | 0.97 |  | Outside | within 10 feet of meter
NJSTRE1545388017 | NJSRRE1544905060 | Transition Incentive Program | Haddon Township | 8108 | 14 | 23.87 | Commercial | No | Behind the Meter | Net-metered non-residential rooftop and canopy |  | None | Ameresco | PSE&G | Accepted |  | 2020-04-30 | 2021-10-30 | SolarEdge | SE9KUS | Inverters | 9 |  | 2 |  |  | 0.965 |  | Outdoor | N/A
NJSTRE1545388018 | NJSRRE1544719404 | Transition Incentive Program | Clinton | 8809 | 4 | 7.59 | Residential | No | Behind the Meter | Behind the Meter |  | None | Sunrun Installation Services, Inc. | JCP&L | Eligible for TI Program | 2020-03-18 | 2020-03-23 | 2021-10-30 | Enphase Energy | IQ7PLUS-72-x-US (240V) | Inverters | 290 |  | 22 |  |  | 0.96 |  | Outdoor | Rooftop
NJSTRE1545388035 | NJSRRE1544836502 | Transition Incentive Program | Weehawken | 7086 | 8 | 2.79 | Residential | Yes | Behind the Meter | Behind the Meter |  | None | Sunrun Installation Services, Inc. | PSE&G | Eligible for TI Program | 2020-04-13 | 2020-04-21 | 2021-10-30 | Enphase Energy | IQ7-60-x-US (240V) | Inverters | 240 |  | 9 |  |  | 0.96 |  | Outdoor | Rooftop
NJSTRE1545388045 | NJSRRE1544838550 | Transition Incentive Program | Dumont | 7628 | 7 | 5.58 | Residential | Yes | Behind the Meter | Behind the Meter |  | None | Sunrun Installation Services, Inc. | PSE&G | Eligible for TI Program | 2020-04-14 | 2020-04-21 | 2021-10-30 | Enphase Energy | IQ7-60-x-US (240V) | Inverters | 240 |  | 18 |  |  | 0.96 |  | Outdoor | Rooftop
NJSTRE1545388046 | NJSRRE1544680860 | Transition Incentive Program | Paulsboro | 8066 | 15 | 7.36 | Residential | No | Behind the Meter | Net-metered residential rooftop and canopy |  | None | Maier Solar Engineering dba Solar Me | AC Electric | Accepted | 2020-03-13 | 2020-03-18 | 2021-10-30 | Enphase | IQ7 | Inverters | 240 |  | 23 |  |  | 0.96 |  | Outdoor | Next to meter
NJSTRE1545388062 | NJSRRE1544562092 | Transition Incentive Program | BELLEVILLE TWP | 7109 | 9 | 3.78 | Residential | Yes | Behind the Meter | Net-metered residential rooftop and canopy |  | None | Tesla Energy Operations Inc. | PSE&G | Final As-Built Received | 2020-03-02 | 2020-03-05 | 2021-10-30 | SolarEdge Technologies | SE3800H-US | Inverters | 3800 |  | 1 |  |  | 0.99 |  | Outdoor | Outdoor
NJSTRE1545388069 | NJSRRE1544892816 | Transition Incentive Program | DELRAN | 8075 | 13 | 7.04 | Residential | No | Behind the Meter | Net-metered residential rooftop and canopy |  | None | Infinity Solar Systems | PSE&G | Accepted |  | 2020-04-29 | 2021-10-30 | ENPHASE | IQ7-60-X-US | Inverters | 240 |  | 21 |  |  | 0.97 |  | Outside | MICROINVERTERS
NJSTRE1545388129 | NJSRRE1544630526 | Transition Incentive Program | North Arlington | 7031 | 7 | 6.37 | Residential | Yes | Behind the Meter | Behind the Meter |  | None | Pro Custom Solar dba Momentum Solar | PSE&G | Eligible for TI Program | 2020-03-12 | 2020-03-17 | 2021-10-30 | Enphase Energy | IQ7-60-2-US | Inverters | 250 |  | 19 |  |  | 0.97 |  | Outdoor | roof
NJSTRE1545388135 | NJSRRE1544802559 | Transition Incentive Program | Newark | 7104 | 9 | 3.35 | Residential | Yes | Behind the Meter | Behind the Meter |  | None | Pro Custom Solar dba Momentum Solar | PSE&G | Eligible for TI Program | 2020-04-06 | 2020-04-10 | 2021-10-30 | Enphase Energy | IQ7-60-2-US | Inverters | 250 |  | 10 |  |  | 0.97 |  | Outdoor | roof
NJSTRE1545388137 | NJSRRE1544868400 | Transition Incentive Program | Manahawkin | 8050 | 18 | 5.12 | Residential | Yes | Behind the Meter | Net-metered residential rooftop and canopy |  | None | Vivint Solar Developer, LLC | AC Electric | Accepted |  | 2020-04-27 | 2021-10-30 | Solar Edge | SE3800H-US | Inverters | 3800 |  | 1 |  |  | 0.992 |  | Outdoor | Near the Utility Meter
NJSTRE1545388143 | NJSRRE1544868497 | Transition Incentive Program | TRENTON | 8690 | 12 | 4.48 | Residential | Yes | Behind the Meter | Net-metered residential rooftop and canopy |  | None | Vivint Solar Developer, LLC | PSE&G | Accepted | 2020-04-21 | 2020-04-27 | 2021-10-30 | SolarEdge | SE3800H-US | Inverters | 3800 |  | 1 |  |  | 0.992 |  | Outdoor | Near the Utility Meter
NJSTRE1545388176 | NJSRRE1544593075 | Transition Incentive Program | Belleville Twp | 7109 | 9 | 7.52 | Residential | No | Behind the Meter | Net-metered residential rooftop and canopy |  | None | SunnyMac LLC | PSE&G | Accepted |  | 2020-03-09 | 2021-10-30 | Enphase | IQ7XS-96-ACM-US | Inverters | 0.315 |  | 6 |  |  | 0.99 |  | Outdoor | roof
NJSTRE1545388200 | NJSRRE1544626099 | Transition Incentive Program | PLEASANTVILLE | 8232 | 19 | 18.5 | Commercial | No | Behind the Meter | Behind the Meter |  | None | KISS ELECTRIC LLC | AC Electric | Eligible for TI Program | 2020-03-11 | 2020-03-16 | 2021-10-30 | SOLAR EDGE | SE7600H-US | Inverters | 7600 |  | 2 |  |  | 0.99 |  | Outdoor | ON SIDE OF BUILDING
NJSTRE1545388223 | NJSRRE1544905064 | Transition Incentive Program | Lebanon | 8833 | 4 | 8.38 | Residential | No | Behind the Meter | Behind the Meter |  | None | Green Power Energy | JCP&L | Eligible for TI Program | 2020-04-27 | 2020-04-30 | 2021-10-30 | Solar Edge | SE6000H-US | Inverters | 6000 |  | 1 |  |  | 0.97 |  | Outside | next to meter
NJSTRE1545388228 | NJSRRE1544754464 | Transition Incentive Program | Neptune | 7753 | 17 | 4.76 | Residential | No | Behind the Meter | Net-metered residential rooftop and canopy |  | None | Trinity Solar | JCP&L | Final As-Built Received | 2020-03-23 | 2020-03-25 | 2021-10-30 | SOLAR EDGE | SE3800H-US | Inverters | 3800 |  | 1 |  |  | 0.97 |  | Outside | SIDE OF HOME
NJSTRE1545388232 | NJSRRE1544805413 | Transition Incentive Program | Clifton | 7011 | 6 | 2.21 | Residential | Yes | Behind the Meter | Behind the Meter |  | None | Trinity Solar | PSE&G | Eligible for TI Program | 2020-04-07 | 2020-04-10 | 2021-10-30 | Enphase | IQ7-60-2-US | Inverters | 240 |  | 7 |  |  | 0.97 |  | Outside | outside
NJSTRE1545388237 | NJSRRE1544724278 | Transition Incentive Program | CLIFTON | 7011 | 6 | 5.76 | Residential | Yes | Behind the Meter | Net-metered residential rooftop and canopy |  | None | Vivint Solar Developer, LLC | PSE&G | Accepted | 2020-03-19 | 2020-03-24 | 2021-10-30 | SOLAREDGE | SE3800H-US | Inverters | 3800 |  | 1 |  |  | 0.992 |  | Outdoor | Near the Utility Meter
NJSTRE1545388241 | NJSRRE1544857829 | Transition Incentive Program | BRIDGEWATER | 8807 | 5 | 3.2 | Residential | Yes | Behind the Meter | Net-metered residential rooftop and canopy |  | None | Vivint Solar Developer, LLC | PSE&G | Accepted | 2020-04-21 | 2020-04-24 | 2021-10-30 | SOLAREDGE | SE3800H-US | Inverters | 3800 |  | 1 |  |  | 0.992 |  | Outdoor | Near the Utility Meter
NJSTRE1545388253 | NJSRRE1544613399 | Transition Incentive Program | Hawthorne | 7506 | 6 | 7.48 | Residential | Yes | Behind the Meter | Behind the Meter |  | None | Trinity Solar | PSE&G | Eligible for TI Program | 2020-03-06 | 2020-03-11 | 2021-10-30 | SOLAR EDGE | SE6000H-US | Inverters | 6000 |  | 1 |  |  | 0.97 |  | Outside | SIDE OF HOME
NJSTRE1545388258 | NJSRRE1544869515 | Transition Incentive Program | somers point | 8224 | 13 | 15.36 | Residential | No | Behind the Meter | Behind the Meter |  | ACE | Sun Up Zero Down | AC Electric | Eligible for TI Program | 2020-04-22 | 2020-04-28 | 2021-10-30 | Solaredge | SE11400H-US | Inverters | 11400 |  | 1 |  |  | 0.98 |  | Outdoor | outside wall
NJSTRE1545388155 | NJSRRE1544857733 | Transition Incentive Program | Marmora | 8223 | 21 | 12.58 | Residential | No | Behind the Meter | Net-metered residential rooftop and canopy |  | None | Castle Energy, LLC | AC Electric | Final As-Built Received | 2020-04-20 | 2020-04-23 | 2021-10-30 | Enphase Energy | IQ7-60-2-US | Inverters | 240 |  | 37 |  |  | 0.967 |  | Outdoor | on the rooftop under each solar panel
NJSTRE1545388165 | NJSRRE1544777648 | Transition Incentive Program | Moorestown | 8057 | 13 | 11.2 | Residential | Yes | Behind the Meter | Net-metered residential rooftop and canopy |  | None | Vivint Solar Developer, LLC | PSE&G | Accepted | 2020-04-01 | 2020-04-09 | 2021-10-30 | SolarEdge | SE7600H-US | Inverters | 7600 |  | 1 |  |  | 0.992 |  | Outdoor | Near the Utility Meter
NJSTRE1545388174 | NJSRRE1544767343 | Transition Incentive Program | Mckee City | 8234 | 19 | 10.85 | Residential | Yes | Behind the Meter | Net-metered residential rooftop and canopy |  | None | Bright Planet Solar | AC Electric | Accepted |  | 2020-03-31 | 2021-10-30 | SOLAR EDGE | SE10000H-USRGM | Inverters | 10000 |  | 1 |  |  | 0.98 |  | Outdoor | OUTSIDE
NJSTRE1545388193 | NJSRRE1544813211 | Transition Incentive Program | Teaneck | 7666 | 7 | 11.03 | Residential | Yes | Behind the Meter | Net-metered residential rooftop and canopy |  | None | Trinity Solar | PSE&G | Final As-Built Received |  | 2020-04-14 | 2021-10-30 | Solar Edge | SE10000H-US000BNC4 | Inverters | 10000 |  | 1 |  |  | 0.97 |  | Outdoor | side of home
NJSTRE1545388215 | NJSRRE1544886356 | Transition Incentive Program | NEW BRUNSWICK | 8901 | 11 | 13.76 | Residential | Yes | Behind the Meter | Net-metered residential rooftop and canopy |  | None | Vivint Solar Developer, LLC | PSE&G | Accepted | 2020-04-23 | 2020-04-28 | 2021-10-30 | SolarEdge | SE7600H-US | Inverters | 7600 |  | 1 |  |  | 0.992 |  | Outdoor | Near the Utility Meter
NJSTRE1545388217 | NJSRRE1544626009 | Transition Incentive Program | South Brunswick | 8824 | 11 | 6.27 | Residential | No | Behind the Meter | Net-metered residential rooftop and canopy |  | None | Whitman Construction, LLC | PSE&G | Accepted | 2020-03-11 | 2020-03-16 | 2021-10-30 | Enphase energy | IQ7X-96-2-US | Inverters | 0.315 |  | 19 |  |  | 0.975 |  | Outside | Roof
NJSTRE1545388226 | NJSRRE1544736075 | Transition Incentive Program | WHARTON | 7885 | 3 | 6.72 | Residential | Yes | Behind the Meter | Net-metered residential rooftop and canopy |  | None | Vivint Solar Developer, LLC | JCP&L | Accepted |  | 2020-03-24 | 2021-10-30 | SOLAREDGE | SE7600H-US | Inverters | 7600 |  | 1 |  |  | 0.992 |  | Outdoor | Near the Utility Meter
NJSTRE1545388240 | NJSRRE1544868084 | Transition Incentive Program | Pennsauken Township | 8109 | 14 | 5.36 | Residential | No | Behind the Meter | Behind the Meter |  | None | Green Power Energy | PSE&G | Eligible for TI Program | 2020-04-21 | 2020-04-27 | 2021-10-30 | Solar Edge | SE5000H-US | Inverters | 5000 |  | 1 |  |  | 0.97 |  | Outside | next to meter
NJSTRE1545388249 | NJSRRE1544805354 | Transition Incentive Program | Willingboro | 8046 | 13 | 5.58 | Residential | Yes | Behind the Meter | Behind the Meter |  | None | Sunrun Installation Services, Inc. | PSE&G | Eligible for TI Program | 2020-04-07 | 2020-04-10 | 2021-10-30 | Enphase Energy | IQ7-60-x-US (240V) | Inverters | 240 |  | 18 |  |  | 0.96 |  | Outdoor | Rooftop
NJSTRE1545388250 | NJSRRE1544695666 | Transition Incentive Program | Del Haven | 8251 | 21 | 9.52 | Residential | Yes | Behind the Meter | Behind the Meter |  | None | Trinity Solar | AC Electric | Eligible for TI Program | 2020-03-16 | 2020-03-18 | 2021-10-30 | Solar Edge | SE7600H-US | Inverters | 7600 |  | 1 |  |  | 0.97 |  | Outside | SIDE OF HOME
NJSTRE1545388260 | NJSRRE1544760895 | Transition Incentive Program | Gloucester City | 8030 | 14 | 8.16 | Residential | Yes | Behind the Meter | Behind the Meter |  | None | Trinity Solar | PSE&G | Eligible for TI Program | 2020-03-24 | 2020-03-27 | 2021-10-30 | SOLAR EDGE | SE7600H-US | Inverters | 7600 |  | 1 |  |  | 0.97 |  | Outside | SIDE OF HOME
NJSTRE1545388271 | NJSRRE1544610826 | Transition Incentive Program | SICKLERVILLE | 8081 | 14 | 14 | Residential | No | Behind the Meter | Behind the Meter |  | None | Infinity Solar Systems | AC Electric | Eligible for TI Program | 2020-03-05 | 2020-03-10 | 2021-10-30 | ENPHASE | IQ7PLUS-72-X-US | Inverters | 290 |  | 40 |  |  | 0.97 |  | Outside | MICROINVERTERS
NJSTRE1545385084 | NJSRRE1544430901 | Transition Incentive Program | Bergenfield | 7621 | 7 | 6.54 | Residential | Yes | Behind the Meter | Behind the Meter |  | None | Kamtech Solar Solutions | PSE&G | Eligible for TI Program | 2020-02-12 | 2020-02-13 | 2021-10-30 | SunPower | SunPower- Type E(20) | Inverters | 320 |  | 20 |  |  | 0.96 |  | Other | ROOF TOP
NJSTRE1545385089 | NJSRRE1543463379 | Transition Incentive Program | Westville | 8093 | 15 | 4.41 | Residential | No | Behind the Meter | Behind the Meter |  | None | Trinity Solar | PSE&G | Eligible for TI Program | 2019-12-02 | 2019-12-04 | 2021-10-30 | Solar Edge | SE3800 | Inverters | 3800 |  | 1 |  |  | 0.97 |  | Outside | side of home
NJSTRE1545385102 | NJSRRE1544334757 | Transition Incentive Program | RUNNEMEDE | 8078 | 14 | 15.75 | Residential | Yes | Behind the Meter | Behind the Meter |  | None | Vivint Solar Developer, LLC | PSE&G | Eligible for TI Program | 2020-01-30 | 2020-02-04 | 2021-10-30 | SolarEdge | SE3800H-US | Inverters | 3800 |  | 1 |  |  | 0.992 |  | Outdoor | Near the utility meter
NJSTRE1545385110 | NJSRRE1544456192 | Transition Incentive Program | Jobstown | 8041 | 13 | 13.23 | Residential | Yes | Behind the Meter | Behind the Meter |  | None | Trinity Solar | PSE&G | Eligible for TI Program | 2020-02-14 | 2020-02-18 | 2021-10-30 | Solar Edge | SE10000H-US000BNC4 | Inverters | 10000 |  | 1 |  |  | 0.97 |  | Outdoor | side of home
NJSTRE1545385127 | NJSRRE1544352839 | Transition Incentive Program | Hampton | 8827 | 4 | 12.54 | Residential | Yes | Behind the Meter | Net-metered residential rooftop and canopy |  | None | Sunrun Installation Services, Inc. | JCP&L | Accepted | 2020-02-04 | 2020-02-07 | 2021-10-30 | Delta Electronics | M5-TL-US | Inverters | 5000 |  | 2 |  |  | 0.96 |  | Outdoor | Next To Meter
NJSTRE1545385141 | NJSRRE1543828763 | Transition Incentive Program | Irvington Town | 7111 | 9 | 3.84 | Residential | Yes | Behind the Meter | Behind the Meter |  | None | Skyline Solar, LLC | PSE&G | Eligible for TI Program | 2019-12-31 | 2020-01-06 | 2021-10-30 | SolarEdge | SE3800H-US | Inverters | 3800 |  | 1 |  |  | 0.99 |  | Outside | within ten feet of meter
NJSTRE1545385149 | NJSRRE1543586554 | Transition Incentive Program | union | 7083 | 10 | 4.73 | Residential | Yes | Behind the Meter | Net-metered residential rooftop and canopy |  | None | Vision Solar LLC | PSE&G | Accepted | 2020-01-03 | 2020-01-03 | 2021-10-30 | enphase | iq7-60-2-us | Inverters | 0.25 |  | 15 |  |  | 0.96 |  | Other | behind panels
NJSTRE1545385154 | NJSRRE1544501836 | Transition Incentive Program | Bayonne | 7002 | 8 | 7.44 | Residential | Yes | Behind the Meter | Behind the Meter |  | None | Sunrun Installation Services, Inc. | PSE&G | Eligible for TI Program | 2020-02-19 | 2020-02-24 | 2021-10-30 | Delta Electronics | M6-TL-US | Inverters | 5760 |  | 1 |  |  | 0.96 |  | Outdoor | Next To Meter
NJSTRE1545386712 | NJSRRE1543820037 | Transition Incentive Program | Pine Hill | 8021 | 14 | 16.38 | Residential | Yes | Behind the Meter | Net-metered residential rooftop and canopy |  | None | Suntuity Solar LLC | AC Electric | Final As-Built Received | 2019-12-26 | 2019-12-31 | 2021-10-30 | Enphase Energy | IQ7-60-2-US | Inverters | 240 |  | 52 |  |  | 0.97 |  | Outdoor | Behind the PV Modules
NJSTRE1545386717 | NJSRRE1544309130 | Transition Incentive Program | Erial | 8081 | 14 | 8.4 | Residential | Yes | Behind the Meter | Behind the Meter |  | None | Pro Custom Solar dba Momentum Solar | AC Electric | Eligible for TI Program | 2020-01-27 | 2020-01-29 | 2021-10-30 | ENPHASE ENERGY | IQ7PLUS-72-2-US | Inverters | 295 |  | 24 |  |  | 0.97 |  | Outdoor | ROOF
NJSTRE1545386732 | NJSRRE1544211879 | Transition Incentive Program | Hamilton | 8619 | 12 | 5.12 | Residential | Yes | Behind the Meter | Behind the Meter |  | None | Skyline Solar, LLC | PSE&G | Eligible for TI Program | 2020-01-22 | 2020-01-28 | 2021-10-30 | SolarEdge | SE3800H-US | Inverters | 3800 |  | 1 |  |  | 0.99 |  | Outside | within ten feet of meter
NJSTRE1545386741 | NJSRRE1543447016 | Transition Incentive Program | Woodcliff Lake | 7677 | 7 | 12.47 | Residential | No | Behind the Meter | Behind the Meter |  | None | Sunrun Installation Services, Inc. | PSE&G | Eligible for TI Program | 2019-11-26 | 2019-12-02 | 2021-10-30 | Enphase Energy | IQ7-60-x-US (240V) | Inverters | 240 |  | 43 |  |  | 0.96 |  | Outdoor | Rooftop
NJSTRE1545388037 | NJSRRE1544626053 | Transition Incentive Program | Mount Holly | 8060 | 13 | 5.76 | Residential | Yes | Behind the Meter | Behind the Meter |  | None | All Season Solar | PSE&G | Eligible for TI Program | 2020-03-11 | 2020-03-16 | 2021-10-30 | Enphase | IQ7 | Inverters | 240 |  | 18 |  |  | 0.97 |  | Outdoor | Under Module
NJSTRE1545388038 | NJSRRE1544736402 | Transition Incentive Program | TUCKERTON | 8087 | 18 | 4.16 | Residential | Yes | Behind the Meter | Net-metered residential rooftop and canopy |  | None | Vivint Solar Developer, LLC | AC Electric | Accepted | 2020-03-23 | 2020-03-25 | 2021-10-30 | SOLAREDGE | SE3800H-US | Inverters | 3800 |  | 1 |  |  | 0.992 |  | Outdoor | Near the Utility Meter
NJSTRE1545388055 | NJSRRE1544695770 | Transition Incentive Program | Moorestown Twp | 8057 | 13 | 5.04 | Residential | Yes | Behind the Meter | Net-metered residential rooftop and canopy |  | None | Bright Planet Solar | PSE&G | Accepted |  | 2020-03-19 | 2021-10-30 | SOLAR EDGE | SE5000H-USRGM | Inverters | 5000 |  | 1 |  |  | 0.98 |  | Outdoor | OUTSIDE
NJSTRE1545388066 | NJSRRE1544796084 | Transition Incentive Program | Somerset | 8873 | 5 | 9.6 | Residential | Yes | Behind the Meter | Behind the Meter |  | None | Steve Whitman LLC | PSE&G | Eligible for TI Program | 2020-04-03 | 2020-04-09 | 2021-10-30 | SolarEdge | SE7600H-US | Inverters | 7600 |  | 1 |  |  | 0.99 |  | Outside | within ten feet of meter
NJSTRE1545388071 | NJSRRE1544698996 | Transition Incentive Program | Sewell | 8080 | 15 | 9.6 | Residential | No | Behind the Meter | Net-metered residential rooftop and canopy |  | None | Sun Up Zero Down | AC Electric | Accepted | 2020-03-16 | 2020-03-19 | 2021-10-30 | Solaredge | SE7600H-US | Inverters | 7600 |  | 1 |  |  | 0.973 |  | Outdoor | outside wall
NJSTRE1545388072 | NJSRRE1544767360 | Transition Incentive Program | Haddonfield Boro | 8033 | 14 | 3.78 | Residential | No | Behind the Meter | Net-metered residential rooftop and canopy |  | None | Tesla Energy Operations Inc | PSE&G | Accepted | 2020-03-26 | 2020-03-31 | 2021-10-30 | Delta Electronics | M4-TL-US [240V] | Inverters | 3840 |  | 1 |  |  | 0.975 |  | Outdoor | Outdoor
NJSTRE1545388077 | NJSRRE1544720054 | Transition Incentive Program | Waldwick | 7463 | 7 | 13.4 | Residential | No | Behind the Meter | Net-metered residential rooftop and canopy |  | None | Solar Living, Inc. | PSE&G | Accepted | 2020-03-18 | 2020-03-24 | 2021-10-30 | Enphase | IQ7+ | Inverters | 290 |  | 40 |  |  | 0.97 |  | Outdoor | below modules
NJSTRE1545388093 | NJSRRE1544623058 | Transition Incentive Program | Flemington | 8822 | 4 | 7.04 | Residential | Yes | Behind the Meter | Behind the Meter |  | None | Skyline Solar, LLC | JCP&L | Eligible for TI Program | 2020-03-10 | 2020-03-12 | 2021-10-30 | SolarEdge | SE5000H-US | Inverters | 5000 |  | 1 |  |  | 0.99 |  | Outside | within ten feet of meter
NJSTRE1545388099 | NJSRRE1544852623 | Transition Incentive Program | Belvidere | 7823 | 2 | 7.71 | Residential | Yes | Behind the Meter | Behind the Meter |  | None | Pro Custom Solar dba Momentum Solar | JCP&L | Eligible for TI Program | 2020-04-16 | 2020-04-23 | 2021-10-30 | Enphase Energy | IQ7-60-2-US | Inverters | 240 |  | 23 |  |  | 0.97 |  | Outdoor | Roof
NJSTRE1545388100 | NJSRRE1544759072 | Transition Incentive Program | LINDEN | 7036 | 10 | 8.32 | Residential | Yes | Behind the Meter | Net-metered residential rooftop and canopy |  | None | Vivint Solar Developer, LLC | PSE&G | Accepted | 2020-03-23 | 2020-03-26 | 2021-10-30 | SOLAREDGE | SE7600H-US | Inverters | 7600 |  | 1 |  |  | 0.992 |  | Outdoor | Near the Utility Meter
NJSTRE1545388105 | NJSRRE1544623079 | Transition Incentive Program | Elizabeth City | 7202 | 10 | 4.34 | Residential | Yes | Behind the Meter | Net-metered residential rooftop and canopy |  | None | Bright Planet Solar | PSE&G | Accepted |  | 2020-03-12 | 2021-10-30 | SOLAR EDGE | SE3800H-USRGM | Inverters | 3800 |  | 1 |  |  | 0.98 |  | Outdoor | OUTSIDE
NJSTRE1545388122 | NJSRRE1544701629 | Transition Incentive Program | Emerson | 7630 | 7 | 10.05 | Residential | Yes | Behind the Meter | Net-metered residential rooftop and canopy |  | None | Vision Solar LLC | PSE&G | Accepted | 2020-03-16 | 2020-03-19 | 2021-10-30 | enphase | iq7-60-2-us | Inverters | 0.25 |  | 30 |  |  | 0.96 |  | Other | behind panels
NJSTRE1545342668 |  | Transition Incentive Program | Ridgefield Park | 7660 | 7 | 4.2 | Residential | Yes | Behind the Meter | Net-metered residential rooftop and canopy |  | None | Pro Custom Solar dba Momentum Solar | PSE&G | Accepted | 2020-07-24 | 2020-07-29 | 2021-07-29 | LG ELECTRONICS | LG 350N1C-V5 | Solar Panels |  | 0.35 | 6 | 105 | 41 |  | Fixed | Roof
NJSTRE1545349408 |  | Transition Incentive Program | BARNEGAT | 8005 | 18 | 7.8 | Residential | Yes | Behind the Meter | Net-metered residential rooftop and canopy |  | None | Vivint Solar Developer, LLC | AC Electric | Accepted | 2020-07-27 | 2020-07-30 | 2021-07-30 | Jinko Solar | JKM325M-60HBL | Solar Panels |  | 0.325 | 8 | 42 | 22 |  | Fixed | Roof
NJSTRE1545349466 | NJSRRE1544309245 | Transition Incentive Program | East Hanover | 7936 | 3 | 7.25 | Residential | No | Behind the meter | Net-metered residential rooftop and canopy |  | None | Trinity Solar | JCP&L | Final As-Built Received |  | 2020-01-30 | 2021-10-30 | Yingli 315 | YL315D-30b | Solar Panels |  | 0.315 | 23 | 217 | 24 |  | Fixed | Roof
NJSTRE1545349451 |  | Transition Incentive Program | Morganville | 7751 | 17 | 15.12 | Residential | No | Behind the Meter | Net-metered residential rooftop and canopy |  | None | Tesla Energy Operations Inc. | JCP&L | Final As-Built Received | 2020-07-27 | 2020-07-30 | 2021-10-30 | Hanwha Q CELLS | Q.PEAK DUO BLK-G5/SC315 | Solar Panels |  | 0.315 | 16 | 213 | 28 |  | Fixed | Roof
NJSTRE1545349483 | NJSRRE1544860720 | Transition Incentive Program | TURNERSVILLE | 8012 | 14 | 7.19 | Residential | Yes | Behind the meter | Net-metered residential rooftop and canopy |  | None | SEA BRIGHT SOLAR, LLC | AC Electric | Accepted | 2020-04-19 | 2020-04-24 | 2021-10-30 | SUNPOWER | SPR-327-COM | Solar Panels |  | 0.327 | 22 | 147 | 23 |  | Fixed | Roof | SE
NJSTRE1545388124 | NJSRRE1544710333 | Transition Incentive Program | Wood-Ridge | 7075 | 7 | 11.34 | Residential | No | Behind the Meter | Net-metered residential rooftop and canopy |  | None | Tesla Energy Operations | PSE&G | Accepted | 2020-03-18 | 2020-03-23 | 2021-10-30 | SolarEdge Technologies Ltd | SE10000H-US [240V] | Inverters | 10000 |  | 1 |  |  | 0.99 |  | Outdoor | Outside
NJSTRE1545388150 | NJSRRE1544869527 | Transition Incentive Program | Ocean | 7712 | 17 | 7.68 | Residential | No | Behind the Meter | Net-metered residential rooftop and canopy |  | None | Whitman Construction, LLC | JCP&L | Final As-Built Received | 2020-04-22 | 2020-04-27 | 2021-10-30 | ENPHASE ENERGY | IQ7-60-2-US | Inverters | 0.24 |  | 24 |  |  | 0.975 |  | Outdoor | microinverter located under module
NJSTRE1545388181 | NJSRRE1544729058 | Transition Incentive Program | Union Twp | 7083 | 10 | 13.95 | Residential | Yes | Behind the Meter | Net-metered residential rooftop and canopy |  | None | Bright Planet Solar | PSE&G | Accepted |  | 2020-03-24 | 2021-10-30 | SOLAR EDGE | SE11400H-USRGM | Inverters | 11400 |  | 1 |  |  | 0.98 |  | Outdoor | OUTSIDE
NJSTRE1545388185 | NJSRRE1544893954 | Transition Incentive Program | Cape May | 8204 | 21 | 8.4 | Residential | Yes | Behind the Meter | Behind the Meter |  | None | Pro Custom Solar dba Momentum Solar | AC Electric | Eligible for TI Program | 2020-04-24 | 2020-04-29 | 2021-10-30 | Enphase Energy | IQ7Plus-72-2-US | Inverters | 290 |  | 24 |  |  | 0.97 |  | Outdoor | Roof
NJSTRE1545388192 | NJSRRE1544759220 | Transition Incentive Program | Westhampton | 8060 | 13 | 10.54 | Residential | Yes | Behind the Meter | Net-metered residential rooftop and canopy |  | None | Bright Planet Solar | PSE&G | Accepted |  | 2020-03-26 | 2021-10-30 | SOLAR EDGE | SE3800H-USRGM | Inverters | 3800 |  | 1 |  |  | 0.98 |  | Outdoor | OUTSIDE
NJSTRE1545388196 | NJSRRE1544625676 | Transition Incentive Program | UNION | 7083 | 10 | 6.3 | Residential | Yes | Behind the Meter | Net-metered residential rooftop and canopy |  | None | Suntuity Solar LLC | PSE&G | Final As-Built Received | 2020-03-11 | 2020-03-16 | 2021-10-30 | Enphase Energy | IQ7-60-2-US | Inverters | 240 |  | 20 |  |  | 0.97 |  | Outdoor | Behind the PV Modules
NJSTRE1545388202 | NJSRRE1544865706 | Transition Incentive Program | Middletown | 7748 | 17 | 10.2 | Residential | Yes | Behind the Meter | Behind the Meter |  | None | Trinity Solar | JCP&L | Eligible for TI Program | 2020-04-20 | 2020-04-24 | 2021-10-30 | SOLAR EDGE | SE7600H-US | Inverters | 7600 |  | 1 |  |  | 0.97 |  | Outside | SIDE OF HOME
NJSTRE1545388207 | NJSRRE1544903555 | Transition Incentive Program | North Plainfield | 7060 | 10 | 7.04 | Residential | Yes | Behind the Meter | Behind the Meter |  | None | Steve Whitman LLC | PSE&G | Eligible for TI Program | 2020-04-27 | 2020-04-30 | 2021-10-30 | SolarEdge | SE5000H-US | Inverters | 5000 |  | 1 |  |  | 0.99 |  | Outside | within ten feet of meter
NJSTRE1545388094 | NJSRRE1544768866 | Transition Incentive Program | LAKEHURST | 8733 | 18 | 5.76 | Residential | Yes | Behind the Meter | Net-metered residential rooftop and canopy |  | None | Vivint Solar Developer, LLC | JCP&L | Accepted |  | 2020-04-01 | 2021-10-30 | SolarEdge | SE3800H-US | Inverters | 3800 |  | 1 |  |  | 0.992 |  | Outdoor | Near the Utility Meter
NJSTRE1545388106 | NJSRRE1544776352 | Transition Incentive Program | KEYPORT | 7735 | 17 | 9.6 | Residential | Yes | Behind the Meter | Net-metered residential rooftop and canopy |  | None | Vivint Solar Developer, LLC | JCP&L | Accepted | 2020-03-31 | 2020-04-09 | 2021-10-30 | SolarEdge | SE7600H-US | Inverters | 7600 |  | 1 |  |  | 0.992 |  | Outdoor | Near the Utility Meter
NJSTRE1545388111 | NJSRRE1544767426 | Transition Incentive Program | gloucester | 8012 | 14 | 13.07 | Residential | Yes | Behind the Meter | Net-metered residential rooftop and canopy |  | None | Vision Solar LLC | PSE&G | Accepted | 2020-03-26 | 2020-03-31 | 2021-10-30 | enphase | iq7-60-2-us | Inverters | 0.25 |  | 39 |  |  | 0.96 |  | Other | behind panels
NJSTRE1545388144 | NJSRRE1544884789 | Transition Incentive Program | West Windsor TWP | 8550 | 12 | 10.7 | Residential | No | Behind the Meter | Net-metered residential rooftop and canopy |  | None | Tesla Energy Operations Inc. | PSE&G | Accepted | 2020-04-22 | 2020-04-29 | 2021-10-30 | Delta Electronics | M8-TL-US [240V] | Inverters | 7680 |  | 1 |  |  | 0.975 |  | Outside | next to the meter
NJSTRE1545388144 | NJSRRE1544884789 | Transition Incentive Program | West Windsor TWP | 8550 | 12 | 10.7 | Residential | No | Behind the Meter | Net-metered residential rooftop and canopy |  | None | Tesla Energy Operations Inc. | PSE&G | Accepted | 2020-04-22 | 2020-04-29 | 2021-10-30 | Tesla | M4-TL-US [240V] | Inverters | 3840 |  | 1 |  |  | 0.975 |  | Outdoor | next to the meter
NJSTRE1545388148 | NJSRRE1544760991 | Transition Incentive Program | Medford | 8055 | 13 | 11.34 | Residential | Yes | Behind the Meter | Behind the Meter |  | None | Tesla Energy Operations Inc | AC Electric | Eligible for TI Program | 2020-03-24 | 2020-03-27 | 2021-10-30 | SolarEdge Technologies Ltd | SE11400A-US [240V] | Inverters | 11400 |  | 1 |  |  | 0.975 |  | Outdoor | Outdoor
NJSTRE1545388157 | NJSRRE1544612570 | Transition Incentive Program | Colts Neck | 7722 | 17 | 864 | Government Facility | No | Behind the Meter | Net-metered non-residential ground mount |  | None | CS Energy LLC | JCP&L | Accepted | 2020-03-12 | 2020-03-12 | 2021-10-30 | Solectria | XGI1500-125KW | Inverters | 125000 |  | 5 |  |  | 0.99 |  | Outdoor | Adjacent to PV arrays
NJSTRE1545388169 | NJSRRE1544776226 | Transition Incentive Program | Bridgeton | 8302 | 20 | 9.61 | Residential | No | Behind the Meter | Behind the Meter |  | None | Sunrun Installation Services, Inc. | AC Electric | Eligible for TI Program | 2020-03-31 | 2020-04-10 | 2021-10-30 | Enphase Energy | IQ7-60-x-US (240V) | Inverters | 240 |  | 31 |  |  | 0.96 |  | Outdoor | Rooftop
NJSTRE1545388177 | NJSRRE1544626006 | Transition Incentive Program | Plainfield | 7062 | 10 | 3.35 | Residential | Yes | Behind the Meter | Net-metered residential rooftop and canopy |  | None | Vision Solar LLC | PSE&G | Accepted | 2020-03-11 | 2020-03-16 | 2021-10-30 | enphase | iq7-60-2-us | Inverters | 0.25 |  | 10 |  |  | 0.96 |  | Other | behind panels
NJSTRE1545388188 | NJSRRE1544773655 | Transition Incentive Program | Morganville | 7751 | 17 | 7.13 | Residential | No | Behind the Meter | Behind the Meter |  | None | Sunrun Installation Services, Inc. | JCP&L | Eligible for TI Program | 2020-03-30 | 2020-04-09 | 2021-10-30 | SolarEdge Technologies | SE7600A-USS2RGM | Inverters | 7600 |  | 1 |  |  | 0.96 |  | Outdoor | Next To Meter
NJSTRE1545388189 | NJSRRE1544796840 | Transition Incentive Program | SOUTH ORANGE | 7079 | 9 | 19.52 | Residential | Yes | Behind the Meter | Net-metered residential rooftop and canopy |  | None | Vivint Solar Developer, LLC | PSE&G | Final As-Built Received |  | 2020-04-09 | 2021-10-30 | SOLAREDGE | SE7600H-US | Inverters | 7600 |  | 2 |  |  | 0.992 |  | Outdoor | Near the Utility Meter
NJSTRE1545388199 | NJSRRE1544903626 | Transition Incentive Program | Englewood | 7631 | 7 | 6.82 | Residential | Yes | Behind the Meter | Behind the Meter |  | None | Sunrun Installation Services, Inc. | PSE&G | Eligible for TI Program | 2020-04-27 | 2020-04-30 | 2021-10-30 | Enphase Energy | IQ7-60-x-US (240V) | Inverters | 240 |  | 22 |  |  | 0.96 |  | Outdoor | Rooftop
NJSTRE1545388273 | NJSRRE1544869487 | Transition Incentive Program | Cape May Court House | 8210 | 21 | 11.66 | Residential | Yes | Behind the Meter | Net-metered residential rooftop and canopy |  | None | Suntuity Solar LLC | AC Electric | Accepted | 2020-04-22 | 2020-04-27 | 2021-10-30 | Enphase Energy | IQ7-60-2-US | Inverters | 240 |  | 37 |  |  | 0.97 |  | Outdoor | Behind the PV Modules
NJSTRE1545388289 | NJSRRE1544624235 | Transition Incentive Program | Plainfield | 7060 | 10 | 8.37 | Residential | No | Behind the Meter | Behind the Meter |  | None | Sunrun Installation Services, Inc. | PSE&G | Eligible for TI Program | 2020-03-10 | 2020-03-13 | 2021-10-30 | Enphase Energy | IQ7-60-x-US (240V) | Inverters | 240 |  | 27 |  |  | 0.96 |  | Outdoor | Rooftop
NJSTRE1545388308 | NJSRRE1544624277 | Transition Incentive Program | Roselle Park | 7204 | 10 | 5.76 | Residential | Yes | Behind the Meter | Net-metered residential rooftop and canopy |  | None | Vivint Solar Developer, LLC | PSE&G | Accepted | 2020-03-10 | 2020-03-13 | 2021-10-30 | SolarEdge | SE3800H-US | Inverters | 3800 |  | 1 |  |  | 0.992 |  | Outdoor | Near the utility meter
NJSTRE1545388311 | NJSRRE1544768729 | Transition Incentive Program | Mount Laurel | 8054 | 13 | 9.92 | Residential | Yes | Behind the Meter | Net-metered residential ground mount |  | None | CE Team Inc. | PSE&G | Accepted | 2020-03-27 | 2020-04-01 | 2021-10-30 | Solar Edge | SE10000H-US | Inverters | 10000 |  | 1 |  |  | 0.992 |  | Indoor | Inside Garage
NJSTRE1545388321 | NJSRRE1544708797 | Transition Incentive Program | Moorestown | 8057 | 13 | 15.12 | Residential | Yes | Behind the Meter | Net-metered residential rooftop and canopy |  | None | Tesla Energy Operations | PSE&G | Accepted | 2020-03-17 | 2020-03-20 | 2021-10-30 | SolarEdge Technologies Ltd | SE7600H-US [240V] | Inverters | 7600 |  | 2 |  |  | 0.99 |  | Outdoor | Outside
NJSTRE1545388323 | NJSRRE1544767458 | Transition Incentive Program | Englewood Cliffs Boro | 8906 | 11 | 11.34 | Residential | Yes | Behind the Meter | Net-metered residential rooftop and canopy |  | None | Tesla Energy Operations Inc. | PSE&G | Accepted | 2020-03-26 | 2020-04-10 | 2021-10-30 | SolarEdge | SE11400A-US [240V] | Inverters | 11400 |  | 1 |  |  | 0.975 |  | Outside | Near Meter
NJSTRE1545388336 | NJSRRE1544869486 | Transition Incentive Program | Goshen | 8218 | 21 | 5.99 | Residential | Yes | Behind the Meter | Net-metered residential rooftop and canopy |  | None | Suntuity Solar LLC | AC Electric | Accepted | 2020-04-22 | 2020-04-28 | 2021-10-30 | Enphase Energy | IQ7-60-2-US | Inverters | 240 |  | 19 |  |  | 0.97 |  | Outdoor | Behind the PV Modules
NJSTRE1545388340 | NJSRRE1544852178 | Transition Incentive Program | Egg Harbor Township | 8234 | 19 | 7.85 | Residential | No | Behind the Meter | Net-metered residential rooftop and canopy |  | None | SunPower Capital, LLC | AC Electric | Accepted | 2020-04-16 | 2020-04-23 | 2021-10-30 | SunPower | SPR-E20-327-E-AC | Inverters | 320 |  | 24 |  |  | 0.975 |  | Outdoor | on the rooftop under each solar panel
NJSTRE1545388374 | NJSRRE1544868562 | Transition Incentive Program | MERCHANTVILLE | 8109 | 14 | 9.28 | Residential | Yes | Behind the Meter | Net-metered residential rooftop and canopy |  | None | Vivint Solar Developer, LLC | PSE&G | Accepted | 2020-04-21 | 2020-04-27 | 2021-10-30 | SolarEdge | SE7600H-US | Inverters | 7600 |  | 1 |  |  | 0.992 |  | Outdoor | Near the Utility Meter
NJSTRE1545388378 | NJSRRE1544867140 | Transition Incentive Program | Livingston | 7039 | 9 | 3.66 | Residential | Yes | Behind the Meter | Net-metered residential rooftop and canopy |  | None | Sunrun Installation Services, Inc. | JCP&L | Final As-Built Received |  | 2020-04-27 | 2021-10-30 | Enphase Energy | IQ7-60-x-US (240V) | Inverters | 240 |  | 12 |  |  | 0.96 |  | Outdoor | Rooftop
NJSTRE1545388386 | NJSRRE1544565284 | Transition Incentive Program | Hillsborough Twp | 8844 | 5 | 8.82 | Residential | Yes | Behind the Meter | Net-metered residential rooftop and canopy |  | None | Tesla Energy Operations Inc | PSE&G | Accepted | 2020-03-02 | 2020-03-05 | 2021-10-30 | SolarEdge Technologies Ltd | SE7600H-US [240V] | Inverters | 7600 |  | 1 |  |  | 0.99 |  | Indoor | Indoor
NJSTRE1545388388 | NJSRRE1544776044 | Transition Incentive Program | Hackensack | 7601 | 7 | 8.99 | Residential | Yes | Behind the Meter | Behind the Meter |  | None | Sunrun Installation Services, Inc. | PSE&G | Eligible for TI Program | 2020-03-31 | 2020-04-09 | 2021-10-30 | Enphase Energy | IQ7-60-x-US (240V) | Inverters | 240 |  | 29 |  |  | 0.96 |  | Outdoor | Rooftop
NJSTRE1545388080 | NJSRRE1544766453 | Transition Incentive Program | Willingboro | 8046 | 13 | 14.4 | Residential | Yes | Behind the Meter | Net-metered residential rooftop and canopy |  | None | Whitman Construction, LLC | PSE&G | Final As-Built Received | 2020-03-26 | 2020-03-31 | 2021-10-30 | Enphase Energy | IQ7-60-2-US | Inverters | 0.24 |  | 45 |  |  | 0.976 |  | Outside | Roof Top
NJSTRE1545388097 | NJSRRE1544817825 | Transition Incentive Program | North Middletown | 7748 | 17 | 10.2 | Residential | Yes | Behind the Meter | Behind the Meter |  | None | Trinity Solar | JCP&L | Eligible for TI Program | 2020-04-09 | 2020-04-15 | 2021-10-30 | SOLAR EDGE | SE7600H-US | Inverters | 7600 |  | 1 |  |  | 0.97 |  | Outside | SIDE OF HOME
NJSTRE1545388108 | NJSRRE1544612791 | Transition Incentive Program | Whippany | 7981 | 3 | 4.03 | Residential | Yes | Behind the Meter | Behind the Meter |  | None | 1st Light Energy Inc | JCP&L | Eligible for TI Program | 2020-03-06 | 2020-03-11 | 2021-10-30 | SolarEdge | SE3800H-USRGM (240V) | Inverters | 3800 |  | 1 |  |  | 0.97 |  | Outside | within 10 feet of meter
NJSTRE1545348558 |  | Transition Incentive Program | Cherry Hill | 8003 | 14 | 10.88 | Residential | No | Behind the Meter | Net-metered residential rooftop and canopy |  | None | Greentech Solar USA LLC | PSE&G | Accepted | 2020-07-26 | 2020-07-29 | 2021-07-29 | Canadian Solar | CS3K -520M | Solar Panels |  | 0.32 | 34 | 125 | 32 |  | Fixed | Roof
NJSTRE1545348981 |  | Transition Incentive Program | HOPATCONG | 7843 | 1 | 3.47 | Residential | Yes | Behind the Meter | Net-metered residential rooftop and canopy |  | None | Suntuity Solar LLC | JCP&L | Accepted | 2020-07-27 | 2020-07-30 | 2021-07-30 | Longi | LR6-60HPB-315M | Solar Panels |  | 0.315 | 5 | 305 | 22 |  | Fixed | Roof
NJSTRE1545348982 |  | Transition Incentive Program | Penns Grove | 8069 | 16 | 8.82 | Residential | Yes | Behind the Meter | Net-metered residential rooftop and canopy |  | None | Suntuity Solar LLC | AC Electric | Accepted | 2020-07-31 | 2020-08-04 | 2021-10-30 | Longi | LR6-60HPB-315M | Solar Panels |  | 0.315 | 6 | 235 | 28 |  | Fixed | Roof
NJSTRE1545348986 |  | Transition Incentive Program | Vineland | 8360 | 20 | 8.19 | Residential | Yes | Behind the Meter | Net-metered residential rooftop and canopy |  | None | Suntuity Solar LLC | Vineland Muni Electric | Accepted | 2020-07-27 | 2020-07-30 | 2021-07-30 | Longi | LR6-60HPB-315M | Solar Panels |  | 0.315 | 4 | 271 | 32 |  | Fixed | Roof
NJSTRE1545348994 |  | Transition Incentive Program | Franklinville | 8322 | 15 | 9.77 | Residential | No | Behind the Meter | Net-metered residential rooftop and canopy |  | None | Suntuity Solar LLC | AC Electric | Accepted | 2020-08-05 | 2020-08-07 | 2021-10-30 | Longi | LR6-60HPB-315M | Solar Panels |  | 0.315 | 20 | 271 | 25 |  | Fixed | Roof
NJSTRE1545348994 |  | Transition Incentive Program | Franklinville | 8322 | 15 | 9.77 | Residential | No | Behind the Meter | Net-metered residential rooftop and canopy |  | None | Suntuity Solar LLC | AC Electric | Accepted | 2020-08-05 | 2020-08-07 | 2021-10-30 | Longi | LR6-60HPB-315M | Solar Panels |  | 0.315 | 11 | 271 | 25 |  | Fixed | Roof
NJSTRE1545349110 |  | Transition Incentive Program | MOUNT HOLLY | 8060 | 13 | 12.6 | Residential | Yes | Behind the Meter | Net-metered residential rooftop and canopy |  | None | Suntuity Solar LLC | PSE&G | Accepted | 2020-07-31 | 2020-08-07 | 2021-10-30 | Longi | LR6-60HPB-315M | Solar Panels |  | 0.315 | 9 | 152 | 14 |  | Fixed | Roof
NJSTRE1545349110 |  | Transition Incentive Program | MOUNT HOLLY | 8060 | 13 | 12.6 | Residential | Yes | Behind the Meter | Net-metered residential rooftop and canopy |  | None | Suntuity Solar LLC | PSE&G | Accepted | 2020-07-31 | 2020-08-07 | 2021-10-30 | Longi | LR6-60HPB-315M | Solar Panels |  | 0.315 | 9 | 330 | 18 |  | Fixed | Roof
NJSTRE1545387967 | NJSRRE1544758860 | Transition Incentive Program | Ridgefield Park Village | 7660 | 7 | 9.38 | Residential | No | Behind the Meter | Net-metered residential rooftop and canopy |  | None | SunnyMac LLC | PSE&G | Accepted |  | 2020-03-26 | 2021-10-30 | Enphase | IQ7XS-96-ACM-US | Inverters | 0.315 |  | 28 |  |  | 0.99 |  | Outdoor | roof
NJSTRE1545387976 | NJSRRE1544776005 | Transition Incentive Program | South River | 8882 | 11 | 7.75 | Residential | Yes | Behind the Meter | Net-metered residential rooftop and canopy |  | None | Bright Planet Solar | South River | Accepted |  | 2020-04-09 | 2021-10-30 | SOLAR EDGE | SE6000H-USRGM | Inverters | 6000 |  | 1 |  |  | 0.98 |  | Outdoor | OUTSIDE
NJSTRE1545387989 | NJSRRE1544768802 | Transition Incentive Program | hammonton | 8037 | 19 | 14.41 | Residential | Yes | Behind the Meter | Net-metered residential rooftop and canopy |  | None | Vision Solar LLC | AC Electric | As-Built Incomplete | 2020-03-27 | 2020-04-01 | 2021-10-30 | enphase | iq7-60-2-us | Inverters | 0.25 |  | 43 |  |  | 0.96 |  | Other | behind panels
NJSTRE1545388001 | NJSRRE1544845633 | Transition Incentive Program | Monroeville | 8343 | 16 | 24.48 | Residential | Yes | Behind the Meter | Net-metered residential rooftop and canopy |  | None | Castle Energy, LLC | AC Electric | Final As-Built Received | 2020-04-15 | 2020-04-22 | 2021-10-30 | Enphase Energy | IQ7-60-2-US | Inverters | 240 |  | 72 |  |  | 0.967 |  | Outdoor | on the rooftop under each solar panel
NJSTRE1545388010 | NJSRRE1544728917 | Transition Incentive Program | Closter | 7624 | 7 | 5.36 | Residential | Yes | Behind the Meter | Net-metered residential rooftop and canopy |  | None | Suntuity Solar LLC | Orange Rockland Electric | Accepted | 2020-03-20 | 2020-03-24 | 2021-10-30 | Enphase Energy | IQ7-60-2-US | Inverters | 240 |  | 17 |  |  | 0.97 |  | Outdoor | Behind the PV Modules
NJSTRE1545388031 | NJSRRE1544639435 | Transition Incentive Program | Belleville | 7109 | 9 | 9.8 | Residential | No | Behind the Meter | Net-metered residential rooftop and canopy |  | None | Ampericon | PSE&G | Accepted | 2020-03-12 | 2020-03-17 | 2021-10-30 | EnPhase | IQ7 | Inverters | 240 |  | 28 |  |  | 0.965 |  | Other | Roof
NJSTRE1545388032 | NJSRRE1544621569 | Transition Incentive Program | New Milford | 7646 | 7 | 4.8 | Residential | Yes | Behind the Meter | Net-metered residential rooftop and canopy |  | None | Vivint Solar Developer, LLC | PSE&G | Accepted | 2020-03-10 | 2020-03-12 | 2021-10-30 | SOLAREDGE | SE3800H-US | Inverters | 3800 |  | 1 |  |  | 0.992 |  | Outdoor | Near the Utility Meter
NJSTRE1545388033 | NJSRRE1544892777 | Transition Incentive Program | Ocean City | 8226 | 21 | 5.36 | Residential | No | Behind the Meter | Behind the Meter |  | None | Solar Specialists of New Jersey LLC | AC Electric | Eligible for TI Program | 2020-04-24 | 2020-04-29 | 2021-10-30 | Enphase | IQ7 | Inverters | 0.24 |  | 17 |  |  | 0.98 |  | Outside | under panel
NJSTRE1545388042 | NJSRRE1544764935 | Transition Incentive Program | Hillsborough Township | 8844 | 5 | 11.34 | Residential | Yes | Behind the Meter | Net-metered residential rooftop and canopy |  | None | Tesla Energy Operations Inc. | PSE&G | Accepted | 2020-03-25 | 2020-03-30 | 2021-10-30 | SolarEdge Technologies | SE10000H-US | Inverters | 10000 |  | 1 |  |  | 0.99 |  | Outside | Near the meter
NJSTRE1545388044 | NJSRRE1544760194 | Transition Incentive Program | Bridgeton | 8302 | 20 | 3.84 | Residential | Yes | Behind the Meter | Behind the Meter |  | None | Skyline Solar, LLC | AC Electric | Eligible for TI Program | 2020-03-24 | 2020-03-26 | 2021-10-30 | SolarEdge | SE3800H-US | Inverters | 3800 |  | 1 |  |  | 0.99 |  | Outside | within ten feet of meter
NJSTRE1545388078 | NJSRRE1544729071 | Transition Incentive Program | Brigantine | 8203 | 19 | 12.73 | Residential | No | Behind the Meter | Behind the Meter |  | None | Green Power Energy | AC Electric | Eligible for TI Program | 2020-03-20 | 2020-03-24 | 2021-10-30 | Solar Edge | SE11400H-US | Inverters | 11400 |  | 1 |  |  | 0.97 |  | Outside | next to meter
NJSTRE1545388086 | NJSRRE1544690210 | Transition Incentive Program | Freehold | 7728 | 17 | 9.24 | Commercial | No | Behind the Meter | Behind the Meter |  | None | ECS Energy, Ltd. | JCP&L | Eligible for TI Program | 2020-03-14 | 2020-03-18 | 2021-10-30 | APsystems | QS1 microinverters | Inverters | 1200 |  | 6 |  |  | 0.96 |  | Outdoor | at panel
NJSTRE1545388213 | NJSRRE1544757134 | Transition Incentive Program | Rahway City | 7065 | 10 | 6.51 | Residential | No | Behind the Meter | Net-metered residential rooftop and canopy |  | None | Palmetto Solar LLC | PSE&G | Accepted | 2020-03-23 | 2020-03-26 | 2021-10-30 | SolarEdge Technologies | SE5000H-US | Inverters | 5000 |  | 1 |  |  | 0.9 |  | Outside | side of the house
NJSTRE1545388216 | NJSRRE1544551343 | Transition Incentive Program | GLASSBORO | 8028 | 15 | 8.32 | Residential | Yes | Behind the Meter | Net-metered residential rooftop and canopy |  | None | Vivint Solar Developer, LLC | AC Electric | Accepted | 2020-02-29 | 2020-03-04 | 2021-10-30 | SolarEdge | SE7600H-US | Inverters | 7600 |  | 1 |  |  | 0.992 |  | Outdoor | Near the utility meter
NJSTRE1545388244 | NJSRRE1544681475 | Transition Incentive Program | Delran | 8075 | 13 | 14.52 | Residential | No | Behind the Meter | Behind the Meter |  | None | NJ Solar Power, LLC | PSE&G | Eligible for TI Program | 2020-03-13 | 2020-03-18 | 2021-10-30 | SolarEdge | SE10000H-US | Inverters | 10000 |  | 1 |  |  | 0.99 |  | Indoor | Basement
NJSTRE1545388245 | NJSRRE1544764747 | Transition Incentive Program | Sicklerville | 8081 | 14 | 12.4 | Residential | Yes | Behind the Meter | Behind the Meter |  | None | Pro Custom Solar dba Momentum Solar | AC Electric | Eligible for TI Program | 2020-03-25 | 2020-03-31 | 2021-10-30 | Enphase Energy | IQ7-60-2-US | Inverters | 250 |  | 37 |  |  | 0.97 |  | Outdoor | roof
NJSTRE1545388257 | NJSRRE1544766987 | Transition Incentive Program | Lakewood | 7801 | 3 | 12.29 | Residential | No | Behind the Meter | Net-metered residential rooftop and canopy |  | None | Tesla Energy Operations | JCP&L | Accepted | 2020-03-26 | 2020-03-31 | 2021-10-30 | Delta Electronics | M8-TL-US [240V] | Inverters | 7680 |  | 1 |  |  | 0.975 |  | Outside | Outside
NJSTRE1545388261 | NJSRRE1544898376 | Transition Incentive Program | MORRIS PLAINS | 7950 | 3 | 9.28 | Residential | Yes | Behind the Meter | Net-metered residential rooftop and canopy |  | None | Vivint Solar Developer, LLC | JCP&L | Accepted | 2020-04-24 | 2020-04-30 | 2021-10-30 | Solar Edge | SE7600H-US | Inverters | 7600 |  | 1 |  |  | 0.992 |  | Outdoor | Near the Utility Meter
NJSTRE1545388266 | NJSRRE1544764725 | Transition Incentive Program | Elizabeth City | 7201 | 10 | 5.12 | Residential | Yes | Behind the Meter | Behind the Meter |  | None | Skyline Solar, LLC | PSE&G | Eligible for TI Program | 2020-03-25 | 2020-03-31 | 2021-10-30 | SolarEdge | SE3800H-US | Inverters | 3800 |  | 1 |  |  | 0.99 |  | Outside | within ten feet of meter
NJSTRE1545388272 | NJSRRE1544760944 | Transition Incentive Program | Whiting | 8759 | 18 | 6.46 | Residential | Yes | Behind the Meter | Net-metered residential rooftop and canopy |  | None | Trinity Solar | JCP&L | Accepted | 2020-03-24 | 2020-03-27 | 2021-10-30 | Solar Edge | SE5000 | Inverters | 5000 |  | 1 |  |  | 0.97 |  | Outside | side of home
NJSTRE1545388277 | NJSRRE1544613382 | Transition Incentive Program | North Plainsfield Boro | 7060 | 10 | 4.34 | Residential | No | Behind the Meter | Behind the Meter |  | None | 1st Light Energy Inc | PSE&G | Eligible for TI Program | 2020-03-06 | 2020-03-11 | 2021-10-30 | SMA | SB 3.8-1SP-US-41 (240V) | Inverters | 3800 |  | 1 |  |  | 0.97 |  | Outside | within 10 feet of meter
NJSTRE1545388290 | NJSRRE1544719773 | Transition Incentive Program | Williamstown | 8094 | 15 | 8.06 | Residential | No | Behind the Meter | Net-metered residential rooftop and canopy |  | None | Spectacular Solar | AC Electric | Accepted | 2020-03-18 | 2020-03-23 | 2021-10-30 | Solar Edge | SE7600H-US | Inverters | 7600 |  | 1 |  |  | 0.99 |  | Outside | Next to meter
NJSTRE1545388322 | NJSRRE1544612679 | Transition Incentive Program | CHERRY HILL | 8002 | 14 | 11.52 | Residential | Yes | Behind the Meter | Net-metered residential rooftop and canopy |  | None | Vivint Solar Developer, LLC | PSE&G | Accepted | 2020-03-06 | 2020-03-11 | 2021-10-30 | SolarEdge | SE7600H-US | Inverters | 7600 |  | 1 |  |  | 0.992 |  | Outdoor | Near the utility meter
NJSTRE1545388325 | NJSRRE1544611007 | Transition Incentive Program | Camden City | 8105 | 14 | 6.82 | Residential | Yes | Behind the Meter | Behind the Meter |  | None | 1st Light Energy Inc | PSE&G | Eligible for TI Program | 2020-03-05 | 2020-03-10 | 2021-10-30 | SolarEdge | SE6000H-USRGM (240V) | Inverters | 6000 |  | 1 |  |  | 0.99 |  | Outside | within 10 feet of meter
NJSTRE1545388274 | NJSRRE1544623036 | Transition Incentive Program | Atlantic City | 8401 | 19 | 3.35 | Residential | Yes | Behind the Meter | Net-metered residential rooftop and canopy |  | None | Vision Solar LLC | AC Electric | Accepted | 2020-03-10 | 2020-03-12 | 2021-10-30 | enphase | iq7-60-2-us | Inverters | 0.25 |  | 10 |  |  | 0.96 |  | Other | behind panels
NJSTRE1545388280 | NJSRRE1544624394 | Transition Incentive Program | Edison | 8817 | 11 | 4.14 | Residential | No | Behind the Meter | Behind the Meter |  | None | Pro Custom Solar dba Momentum Solar | PSE&G | Eligible for TI Program | 2020-03-10 | 2020-03-13 | 2021-10-30 | Enphase Energy | IQ7-60-2-US | Inverters | 240 |  | 12 |  |  | 0.97 |  | Outdoor | Roof
NJSTRE1545388282 | NJSRRE1544617467 | Transition Incentive Program | Manville | 8835 | 5 | 4.02 | Residential | Yes | Behind the Meter | Behind the Meter |  | None | Pro Custom Solar dba Momentum Solar | PSE&G | Eligible for TI Program | 2020-03-06 | 2020-03-11 | 2021-10-30 | Enphase Energy | IQ7-60-2-US | Inverters | 250 |  | 12 |  |  | 0.97 |  | Outdoor | roof
NJSTRE1545388288 | NJSRRE1544846903 | Transition Incentive Program | South Amboy | 8879 | 11 | 9.05 | Residential | Yes | Behind the Meter | Behind the Meter |  | None | Pro Custom Solar dba Momentum Solar | JCP&L | Eligible for TI Program | 2020-04-15 | 2020-04-22 | 2021-10-30 | Enphase Energy | IQ7Plus-60-2-US | Inverters | 240 |  | 27 |  |  | 0.97 |  | Outdoor | Roof
NJSTRE1545388291 | NJSRRE1544797775 | Transition Incentive Program | bridgewaterm twp | 8836 | 5 | 12.06 | Residential | Yes | Behind the Meter | Net-metered residential rooftop and canopy |  | None | Vision Solar LLC | PSE&G | Accepted | 2020-04-04 | 2020-04-09 | 2021-10-30 | enphase | iq7-60-2-us | Inverters | 0.24 |  | 36 |  |  | 0.96 |  | Other | behind panels
NJSTRE1545388315 | NJSRRE1544797769 | Transition Incentive Program | port republic | 8241 | 19 | 7.37 | Residential | Yes | Behind the Meter | Net-metered residential rooftop and canopy |  | None | Vision Solar LLC | AC Electric | Accepted | 2020-04-04 | 2020-04-09 | 2021-10-30 | enphase | iq7-60-2-us | Inverters | 0.24 |  | 22 |  |  | 0.96 |  | Other | behind panels
NJSTRE1545388320 | NJSRRE1544846399 | Transition Incentive Program | Toms River | 8753 | 18 | 12.22 | Residential | Yes | Behind the Meter | Net-metered residential rooftop and canopy |  | None | Vivint Solar Developer, LLC | JCP&L | Accepted | 2020-04-17 | 2020-04-22 | 2021-10-30 | Enphase Energy | M215-60-2LL-S22-IG (240) | Inverters | 215 |  | 47 |  |  | 0.96 |  | Other | Underneath each module
NJSTRE1545388331 | NJSRRE1544805332 | Transition Incentive Program | Sicklerville | 8081 | 14 | 58.5 | Commercial | No | Behind the Meter | Net-metered non-residential rooftop and canopy |  | None | Luminous Solar LLC | AC Electric | Accepted | 2020-04-07 | 2020-04-10 | 2021-10-30 | Solar Edge | SE43.2kus | Inverters | 58200 |  | 1 |  |  | 0.96 |  | Outdoor | Side of building
NJSTRE1545388344 | NJSRRE1544804753 | Transition Incentive Program | Newark | 7106 | 9 | 3.06 | Residential | Yes | Behind the Meter | Net-metered residential rooftop and canopy |  | None | Pro Custom Solar dba Momentum Solar | PSE&G | Accepted | 2020-04-07 | 2020-04-10 | 2021-10-30 | Enphase Energy | IQ7-60-2-US | Inverters | 250 |  | 9 |  |  | 0.97 |  | Outdoor | roof
NJSTRE1545388352 | NJSRRE1544869501 | Transition Incentive Program | West Deptford | 8096 | 15 | 3.25 | Residential | No | Behind the Meter | Net-metered residential rooftop and canopy |  | None | SunnyCorp | PSE&G | Accepted | 2020-04-22 | 2020-04-27 | 2021-10-30 | SolarEdge | SE3000H-US | Inverters | 3000 |  | 1 |  |  | 0.99 |  | Outdoor | Next to Meter
NJSTRE1545388362 | NJSRRE1544630517 | Transition Incentive Program | Harrison | 7029 | 8 | 7 | Residential | Yes | Behind the Meter | Behind the Meter |  | None | Pro Custom Solar dba Momentum Solar | PSE&G | Eligible for TI Program | 2020-03-12 | 2020-03-17 | 2021-10-30 | Enphase Energy | IQ7PLUS-72-2-US | Inverters | 295 |  | 20 |  |  | 0.97 |  | Outdoor | roof
NJSTRE1545388375 | NJSRRE1544836493 | Transition Incentive Program | Marlboro | 7746 | 17 | 8.64 | Residential | Yes | Behind the Meter | Net-metered residential rooftop and canopy |  | None | Vivint Solar Developer, LLC | JCP&L | Final As-Built Received | 2020-04-13 | 2020-04-20 | 2021-10-30 | Solar Edge | SE7600H-US | Inverters | 7600 |  | 1 |  |  | 0.992 |  | Outdoor | Near the Utility Meter
NJSTRE1545342680 |  | Transition Incentive Program | Mendham | 7945 | 3 | 12.92 | Residential | No | Behind the Meter | Net-metered residential rooftop and canopy |  | None | Tesla Energy Operations Inc. | JCP&L | Accepted | 2020-07-24 | 2020-07-29 | 2021-07-29 | Tesla | SR60T1 | Solar Panels |  | 0.05847 | 41 | 250 | 34 |  | Fixed | Roof
NJSTRE1545342775 |  | Transition Incentive Program | Millville | 8332 | 20 | 12.03 | Residential | Yes | Behind the Meter | Net-metered residential rooftop and canopy |  | None | Vivint Solar Developer, LLC | AC Electric | Accepted | 2020-08-11 | 2020-08-11 | 2021-10-30 | Jinko Solar | JKM325M-60HBL | Solar Panels |  | 0.325 | 16 | 229 | 27 |  | Fixed | Roof
NJSTRE1545348983 |  | Transition Incentive Program | BELLEVILLE TWP | 7109 | 9 | 3.78 | Residential | Yes | Behind the Meter | Net-metered residential rooftop and canopy |  | None | Suntuity Solar LLC | PSE&G | Accepted | 2020-07-30 | 2020-07-30 | 2021-07-30 | Longi | LR6-60HPB-315M | Solar Panels |  | 0.315 | 4 | 114 | 36 |  | Fixed | Roof
NJSTRE1545348984 |  | Transition Incentive Program | Parkertown | 8087 | 18 | 8.82 | Residential | No | Behind the Meter | Net-metered residential rooftop and canopy |  | None | Suntuity Solar LLC | AC Electric | Accepted | 2020-07-29 | 2020-07-30 | 2021-07-30 | Longi | LR6-60HPB-315M | Solar Panels |  | 0.315 | 7 | 176 | 45 |  | Fixed | Roof
NJSTRE1545348993 |  | Transition Incentive Program | East Rutherford | 7073 | 7 | 6.8 | Residential | Yes | Behind the Meter | Net-metered residential rooftop and canopy |  | None | Trinity Solar | PSE&G | Accepted | 2020-07-27 | 2020-07-29 | 2021-07-29 | Hanwha | Q.PEAK DUO BLK-G6 340 | Solar Panels |  | 0.34 | 20 | 215 | 30 |  | Fixed | Roof
NJSTRE1545348995 |  | Transition Incentive Program | VILLAS | 8251 | 21 | 8.82 | Residential | No | Behind the Meter | Net-metered residential rooftop and canopy |  | None | Suntuity Solar LLC | AC Electric | Accepted | 2020-07-27 | 2020-07-29 | 2021-07-29 | Longi | LR6-60HPB-315M | Solar Panels |  | 0.315 | 14 | 298 | 33 |  | Fixed | Roof
NJSTRE1545349034 |  | Transition Incentive Program | Egg Harbor Township | 8234 | 19 | 7.88 | Residential | No | Behind the Meter | Net-metered residential rooftop and canopy |  | None | Suntuity Solar LLC | AC Electric | Accepted | 2020-07-27 | 2020-07-29 | 2021-07-29 | Longi | LR6-60HPB-315M | Solar Panels |  | 0.315 | 23 | 189 | 40 |  | Fixed | Roof
NJSTRE1545349132 |  | Transition Incentive Program | Teaneck | 7666 | 7 | 3.02 | Residential | Yes | Behind the Meter | Net-metered residential rooftop and canopy |  | None | Trinity Solar | PSE&G | Accepted | 2020-07-27 | 2020-07-30 | 2021-07-30 | Hanwha 335 | Q.PEAK DUO BLK-G6 335 | Solar Panels |  | 0.335 | 5 | 202 | 38 |  | Fixed | Roof
NJSTRE1545349225 |  | Transition Incentive Program | Monmouth Beach | 7750 | 17 | 3.74 | Residential | Yes | Behind the Meter | Net-metered residential rooftop and canopy |  | None | Trinity Solar | JCP&L | Accepted | 2020-07-27 | 2020-07-30 | 2021-07-30 | Hanwha | Q.PEAK DUO BLK-G6 340 | Solar Panels |  | 0.34 | 5 | 75 | 23 |  | Fixed | Roof
NJSTRE1545349463 | NJSRRE1544819118 | Transition Incentive Program | Egg Harbor Township | 8234 | 19 | 5.44 | Residential | No | Behind the meter | Net-metered residential rooftop and canopy |  | None | Trinity Solar | AC Electric | Final As-Built Received |  | 2020-04-10 | 2021-10-30 | Hanwha 340 | Q.PEAK DUO BLK-G6 340 | Solar Panels |  | 0.34 | 16 | 177 | 30 |  | Fixed | Roof
NJSTRE1545349451 |  | Transition Incentive Program | Morganville | 7751 | 17 | 15.12 | Residential | No | Behind the Meter | Net-metered residential rooftop and canopy |  | None | Tesla Energy Operations Inc. | JCP&L | Final As-Built Received | 2020-07-27 | 2020-07-30 | 2021-10-30 | Hanwha Q CELLS | Q.PEAK DUO BLK-G5/SC315 | Solar Panels |  | 0.315 | 8 | 33 | 26 |  | Fixed | Roof
NJSTRE1545386743 | NJSRRE1543467725 | Transition Incentive Program | Hillsborough Township | 8821 | 5 | 5.61 | Residential | Yes | Behind the Meter | Behind the Meter |  | None | Sunrun Installation Services, Inc. | PSE&G | Eligible for TI Program | 2019-12-02 | 2019-12-05 | 2021-10-30 | Enphase Energy | IQ7-60-x-US (240V) | Inverters | 240 |  | 17 |  |  | 0.96 |  | Outdoor | Rooftop
NJSTRE1545386750 | NJSRRE1543848656 | Transition Incentive Program | NORTH BRUNSWICK | 8902 | 11 | 11.66 | Residential | Yes | Behind the Meter | Net-metered residential rooftop and canopy |  | None | Vivint Solar Developer, LLC | PSE&G | Accepted | 2020-01-02 | 2020-01-06 | 2021-10-30 | SOLAREDGE | SE7600H-US | Inverters | 7600 |  | 1 |  |  | 0.992 |  | Outdoor | Near the Utility Meter
NJSTRE1545386752 | NJSRRE1543477421 | Transition Incentive Program | Denville | 7834 | 3 | 9.14 | Residential | Yes | Behind the Meter | Net-metered residential rooftop and canopy |  | None | Vivint Solar Developer, LLC | JCP&L | Accepted | 2019-12-04 | 2019-12-06 | 2021-10-30 | Solar Edge | SE7600H-US | Inverters | 7600 |  | 1 |  |  | 0.992 |  | Outdoor | Near the utility meter
NJSTRE1545386758 | NJSRRE1544215920 | Transition Incentive Program | Jersey City | 7305 | 8 | 5.95 | Residential | Yes | Behind the Meter | Behind the Meter |  | None | Pro Custom Solar dba Momentum Solar | PSE&G | Eligible for TI Program | 2020-01-23 | 2020-01-28 | 2021-10-30 | ENPHASE ENERGY | IQ7PLUS-72-2-US | Inverters | 295 |  | 17 |  |  | 0.97 |  | Outdoor | ROOF
NJSTRE1545386762 | NJSRRE1543500251 | Transition Incentive Program | Washington TWP Ber | 7676 | 7 | 11.34 | Residential | Yes | Behind the Meter | Net-metered residential rooftop and canopy |  | None | Tesla Energy Operations Inc | PSE&G | Accepted | 2019-12-07 | 2019-12-10 | 2021-10-30 | SOLAREDGE | SE10000H-US000SNC2 | Inverters | 7600 |  | 1 |  |  | 0.98 |  | Outdoor | Outdoor
NJSTRE1545386771 | NJSRRE1543821264 | Transition Incentive Program | Keyport | 7735 | 17 | 9.45 | Residential | Yes | Behind the Meter | Net-metered residential rooftop and canopy |  | None | Vivint Solar Developer, LLC | JCP&L | Accepted | 2019-12-26 | 2019-12-31 | 2021-10-30 | Solar Edge | SE7600H-US | Inverters | 7600 |  | 1 |  |  | 0.992 |  | Outdoor | Near the utility meter
NJSTRE1545386781 | NJSRRE1544333422 | Transition Incentive Program | BERGENFIELD | 7621 | 7 | 9.14 | Residential | Yes | Behind the Meter | Net-metered residential rooftop and canopy |  | None | Vivint Solar Developer, LLC | PSE&G | Accepted | 2020-01-30 | 2020-02-03 | 2021-10-30 | SOLAREDGE | SE7600H-US | Inverters | 7600 |  | 1 |  |  | 0.992 |  | Outdoor | Near the Utility Meter
NJSTRE1545386793 | NJSRRE1544431772 | Transition Incentive Program | Paterson | 7502 | 6 | 11.73 | Residential | Yes | Behind the Meter | Behind the Meter |  | None | Pro Custom Solar dba Momentum Solar | PSE&G | Eligible for TI Program | 2020-02-11 | 2020-02-14 | 2021-10-30 | Enphase Energy | IQ7-60-2-US | Inverters | 240 |  | 35 |  |  | 0.97 |  | Outdoor | Roof
NJSTRE1545386804 | NJSRRE1543570722 | Transition Incentive Program | Newark | 7105 | 9 | 749.74 | Commercial | No | Behind the Meter | Net-metered non-residential rooftop and canopy |  | None | Solar Landscape | PSE&G | Accepted | 2019-12-19 | 2019-12-27 | 2021-10-30 | Solar Edge | SE33.3KUS | Inverters | 33300 |  | 3 |  |  | 0.981 |  | Outdoor | Roof
NJSTRE1545386812 | NJSRRE1543555888 | Transition Incentive Program | Elizabeth | 7208 | 10 | 8.51 | Residential | Yes | Behind the Meter | Behind the Meter |  | None | Pro Custom Solar dba Momentum Solar | PSE&G | Eligible for TI Program | 2019-12-17 | 2019-12-20 | 2021-10-30 | Enphase Energy | IQ6-60-2-US | Inverters | 230 |  | 27 |  |  | 0.97 |  | Outdoor | Roof
NJSTRE1545386815 | NJSRRE1544060039 | Transition Incentive Program | Jersey City | 7304 | 8 | 6.3 | Residential | Yes | Behind the Meter | Net-metered residential rooftop and canopy |  | None | Vivint Solar Developer, LLC | PSE&G | Final As-Built Received | 2020-01-06 | 2020-01-09 | 2021-10-30 | Solar Edge | SE7600H-US | Inverters | 7600 |  | 1 |  |  | 0.992 |  | Outdoor | Near the utility meter
NJSTRE1545386819 | NJSRRE1543421761 | Transition Incentive Program | Hillside | 7205 | 10 | 7.56 | Residential | Yes | Behind the Meter | Net-metered residential rooftop and canopy |  | None | Vivint Solar Developer, LLC | PSE&G | Accepted | 2019-11-25 | 2019-11-25 | 2021-10-30 | solar edge | SE7600H-US | Inverters | 7600 |  | 1 |  |  | 0.992 |  | Outdoor | near utility meter
NJSTRE1545349270 |  | Transition Incentive Program | UNION | 7083 | 10 | 7.8 | Residential | Yes | Behind the Meter | Net-metered residential rooftop and canopy |  | None | Vivint Solar Developer, LLC | PSE&G | Accepted | 2020-07-27 | 2020-07-30 | 2021-07-30 | JINKO SOLAR | JKM325M-60HBL | Solar Panels |  | 0.325 | 3 | 221 | 18 |  | Fixed | Roof
NJSTRE1545349270 |  | Transition Incentive Program | UNION | 7083 | 10 | 7.8 | Residential | Yes | Behind the Meter | Net-metered residential rooftop and canopy |  | None | Vivint Solar Developer, LLC | PSE&G | Accepted | 2020-07-27 | 2020-07-30 | 2021-07-30 | JINKO SOLAR | JKM325M-60HBL | Solar Panels |  | 0.325 | 9 | 311 | 30 |  | Fixed | Roof
NJSTRE1545349272 |  | Transition Incentive Program | willingboro | 8046 | 13 | 9.6 | Residential | No | Behind the Meter | Net-metered residential rooftop and canopy |  | None | Orbit Energy & Power, LLC | AC Electric | Accepted | 2020-07-27 | 2020-07-29 | 2021-07-29 | hanwha qcells | qpeak 320w | Solar Panels |  | 0.32 | 24 | 213 | 20 |  | Fixed | Roof
NJSTRE1545349300 |  | Transition Incentive Program | UNION BEACH | 7735 | 17 | 7.8 | Residential | Yes | Behind the Meter | Net-metered residential rooftop and canopy |  | None | Vivint Solar Developer, LLC | JCP&L | Accepted | 2020-07-27 | 2020-07-30 | 2021-07-30 | Jinko Solar | JKM325M-60HBL | Solar Panels |  | 0.325 | 6 | 223 | 19 |  | Fixed | Roof
NJSTRE1545349401 |  | Transition Incentive Program | Egg Harbor Township | 8234 | 19 | 8.5 | Residential | Yes | Behind the Meter | Net-metered residential rooftop and canopy |  | None | Trinity Solar | AC Electric | Accepted | 2020-07-27 | 2020-07-30 | 2021-07-30 | Hanwha | Q.PEAK DUO BLK-G6 340 | Solar Panels |  | 0.34 | 8 | 116 | 14 |  | Fixed | Roof
NJSTRE1545349408 |  | Transition Incentive Program | BARNEGAT | 8005 | 18 | 7.8 | Residential | Yes | Behind the Meter | Net-metered residential rooftop and canopy |  | None | Vivint Solar Developer, LLC | AC Electric | Accepted | 2020-07-27 | 2020-07-30 | 2021-07-30 | Jinko Solar | JKM325M-60HBL | Solar Panels |  | 0.325 | 8 | 222 | 22 |  | Fixed | Roof
NJSTRE1545349431 |  | Transition Incentive Program | Union | 7083 | 10 | 5.2 | Residential | Yes | Behind the Meter | Net-metered residential rooftop and canopy |  | None | Vivint Solar Developer, LLC | PSE&G | Accepted | 2020-07-27 | 2020-07-30 | 2021-07-30 | Jinko Solar | JKM325M-60HBL | Solar Panels |  | 0.325 | 12 | 40 | 34 |  | Fixed | Roof
NJSTRE1545349464 |  | Transition Incentive Program | Mount Laurel | 8054 | 13 | 4.88 | Residential | Yes | Behind the Meter | Net-metered residential rooftop and canopy |  | None | Vivint Solar Developer, LLC | PSE&G | Accepted | 2020-07-28 | 2020-07-30 | 2021-07-30 | Jinko Solar | JKM325M-60HBL | Solar Panels |  | 0.325 | 15 | 312 | 23 |  | Fixed | Roof
NJSTRE1545388127 | NJSRRE1544620158 | Transition Incentive Program | Medford Farms | 8088 | 13 | 13.65 | Residential | No | Behind the Meter | Behind the Meter |  | None | Raynor Electric | AC Electric | Eligible for TI Program | 2020-03-09 | 2020-03-12 | 2021-10-30 | solaredge | SE11400HDUS | Inverters | 11400 |  | 1 |  |  | 0.99 |  | Outdoor | Under ground array
NJSTRE1545388128 | NJSRRE1544838990 | Transition Incentive Program | Barnegat | 8005 | 18 | 45.05 | Commercial | No | Behind the Meter | Net-metered non-residential rooftop and canopy |  | None | Ameresco | JCP&L | Accepted |  | 2020-04-30 | 2021-10-30 | SolarEdge | SE43.2KUS | Inverters | 43.2 |  | 1 |  |  | 0.97 |  | Outdoor | N/A
NJSTRE1545388133 | NJSRRE1544597813 | Transition Incentive Program | Branchville | 7826 | 1 | 6.12 | Residential | No | Behind the Meter | Behind the Meter |  | None | Green Power Energy | JCP&L | Eligible for TI Program | 2020-03-04 | 2020-03-09 | 2021-10-30 | SolarEdge | SE6000H-US | Inverters | 6000 |  | 1 |  |  | 0.97 |  | Outside | Next to meter
NJSTRE1545388087 | NJSRRE1544708396 | Transition Incentive Program | Totowa | 7512 | 6 | 6.3 | Residential | Yes | Behind the Meter | Behind the Meter |  | None | Pro Custom Solar dba Momentum Solar | PSE&G | Eligible for TI Program | 2020-03-17 | 2020-03-20 | 2021-10-30 | Enphase Energy | IQ7PLUS-72-2-US | Inverters | 295 |  | 18 |  |  | 0.97 |  | Outdoor | roof
NJSTRE1545388110 | NJSRRE1544630798 | Transition Incentive Program | Neptune City | 7753 | 17 | 10.85 | Residential | Yes | Behind the Meter | Behind the Meter |  | None | Sunrun Installation Services, Inc. | JCP&L | Eligible for TI Program | 2020-03-12 | 2020-03-17 | 2021-10-30 | Enphase Energy | IQ7-60-x-US (240V) | Inverters | 240 |  | 35 |  |  | 0.96 |  | Outdoor | Rooftop
NJSTRE1545388132 | NJSRRE1544857797 | Transition Incentive Program | Wood-Ridge | 7075 | 7 | 9.6 | Residential | No | Behind the Meter | Net-metered residential rooftop and canopy |  | None | PlugPV, LLC | PSE&G | Accepted |  | 2020-04-23 | 2021-10-30 | SolarEdge | SE10000H-US | Inverters | 10000 |  | 1 |  |  | 0.995 |  | Outdoor | Near utility meter
NJSTRE1545388142 | NJSRRE1544886945 | Transition Incentive Program | Englishtown | 7726 | 17 | 15.08 | Residential | Yes | Behind the Meter | Net-metered residential rooftop and canopy |  | None | Vision Solar LLC | JCP&L | Accepted | 2020-04-23 | 2020-04-28 | 2021-10-30 | enphase | iq7-60-2-us | Inverters | 0.25 |  | 45 |  |  | 0.96 |  | Other | behind panels
NJSTRE1545388146 | NJSRRE1544701695 | Transition Incentive Program | Jackson | 8527 | 18 | 6.51 | Residential | Yes | Behind the Meter | Net-metered residential rooftop and canopy |  | None | Powerlutions | JCP&L | Accepted |  | 2020-03-19 | 2021-10-30 | SolarEdge | SE5000H-US | Inverters | 5 |  | 1 |  |  | 0.99 |  | Outdoor | near meter
NJSTRE1545388159 | NJSRRE1544560361 | Transition Incentive Program | Williamtown | 8094 | 15 | 7.04 | Residential | Yes | Behind the Meter | Behind the Meter |  | None | Skyline Solar, LLC | AC Electric | Eligible for TI Program | 2020-03-02 | 2020-03-05 | 2021-10-30 | SolarEdge | SE5000H-US | Inverters | 5000 |  | 1 |  |  | 0.99 |  | Outside | within ten feet of meter
NJSTRE1545388175 | NJSRRE1544819203 | Transition Incentive Program | Galloway | 8205 | 19 | 17.85 | Residential | Yes | Behind the Meter | Net-metered residential rooftop and canopy |  | None | Pro Custom Solar dba Momentum Solar | AC Electric | As-Built Incomplete - Review | 2020-04-10 | 2020-04-17 | 2021-10-30 | Enphase Energy | IQ7PLUS-72-2-US | Inverters | 290 |  | 51 |  |  | 0.97 |  | Outdoor | roof
NJSTRE1545388179 | NJSRRE1544566635 | Transition Incentive Program | Kenilworth | 7033 | 10 | 45.2 | Commercial | No | Behind the Meter | Net-metered non-residential rooftop and canopy |  | None | Spectacular Solar | PSE&G | Final As-Built Received | 2020-03-17 | 2020-03-18 | 2021-10-30 | Solar Edge | SE9KUS | Inverters | 9000 |  | 1 |  |  | 0.965 |  | Outside | Next to meter
NJSTRE1545388180 | NJSRRE1544836674 | Transition Incentive Program | Brick | 8723 | 18 | 11.2 | Residential | No | Behind the Meter | Net-metered residential rooftop and canopy |  | None | Whitman Construction, LLC | JCP&L | Final As-Built Received | 2020-04-13 | 2020-04-20 | 2021-10-30 | enphase | IQ7-60-2-US | Inverters | 0.24 |  | 35 |  |  | 0.976 |  | Other | ROOF TOP
NJSTRE1545388243 | NJSRRE1544728913 | Transition Incentive Program | Galloway | 8205 | 19 | 32.13 | Residential | No | Behind the Meter | Net-metered residential ground mount |  | None | Suntuity Solar LLC | AC Electric | Final As-Built Received | 2020-03-20 | 2020-03-24 | 2021-10-30 | Enphase Energy | IQ7-60-2-US | Inverters | 240 |  | 102 |  |  | 0.97 |  | Outdoor | Behind the PV Modules
NJSTRE1545388246 | NJSRRE1544905364 | Transition Incentive Program | Paulsboro | 8066 | 15 | 9.38 | Residential | Yes | Behind the Meter | Behind the Meter |  | None | Pro Custom Solar dba Momentum Solar | AC Electric | Eligible for TI Program | 2020-04-27 | 2020-04-30 | 2021-10-30 | Enphase Energy | IQ7-60-2-US | Inverters | 240 |  | 28 |  |  | 0.97 |  | Outdoor | Roof
NJSTRE1545388265 | NJSRRE1544844016 | Transition Incentive Program | Bergenfield | 7621 | 7 | 2.04 | Residential | Yes | Behind the Meter | Behind the Meter |  | None | Trinity Solar | PSE&G | Eligible for TI Program | 2020-04-15 | 2020-04-22 | 2021-10-30 | ENPHASE | ENPHASE IQ7 MICROINVERTERS (IQ7-60-2-US ) | Inverters | 0.23 |  | 6 |  |  | 0.98 |  | Outside | UNDER THE PANELS
NJSTRE1545349479 | NJSRRE1544860717 | Transition Incentive Program | TURNERSVILLE | 8012 | 14 | 147.48 | Non Profit | Yes | Behind the meter | Net-metered non-residential rooftop and canopy |  | None | SEA BRIGHT SOLAR, LLC | AC Electric | Accepted | 2020-04-19 | 2020-04-24 | 2021-10-30 | SUNPOWER | SPR-327-COM | Solar Panels |  | 0.327 | 101 | 220 | 45 |  | Fixed | Roof | SW
NJSTRE1545349469 |  | Transition Incentive Program | Northfield | 8225 | 19 | 8.64 | Residential | No | Behind the Meter | Net-metered residential rooftop and canopy |  | None | Sun Up Zero Down | AC Electric | Accepted | 2020-07-27 | 2020-07-30 | 2021-07-30 | trina | TSM-320-DD06M.05(II) | Solar Panels |  | 0.32 | 27 | 121 | 27 |  | Fixed | Roof
NJSTRE1545349517 |  | Transition Incentive Program | Bayville | 8721 | 18 | 12.92 | Residential | Yes | Behind the Meter | Net-metered residential rooftop and canopy |  | None | Trinity Solar | JCP&L | Accepted | 2020-07-27 | 2020-07-30 | 2021-07-30 | Hanwha | Q.PEAK DUO BLK-G6 340 | Solar Panels |  | 0.34 | 6 | 173 | 23 |  | Fixed | Roof
NJSTRE1545349453 |  | Transition Incentive Program | Jackson | 8527 | 18 | 25.84 | Residential | No | Behind the Meter | Net-metered residential rooftop and canopy |  | None | NJ Solar Power, LLC | JCP&L | Accepted | 2020-07-27 | 2020-07-30 | 2021-07-30 | panasonic | vbhn340sa17 | Solar Panels |  | 0.34 | 12 | 215 | 30 |  | Fixed | Roof
NJSTRE1545349538 |  | Transition Incentive Program | Flemington | 8822 | 4 | 12.4 | Residential | No | Behind the Meter | Net-metered residential rooftop and canopy |  | None | Bright Planet Solar | JCP&L | Accepted | 2020-07-27 | 2020-07-30 | 2021-07-30 | LONGI | LR6-60HPB-310M | Solar Panels |  | 0.31 | 13 | 15 | 39 |  | Fixed | Roof
NJSTRE1545388126 | NJSRRE1544708925 | Transition Incentive Program | Sewell | 8080 | 15 | 11.73 | Residential | Yes | Behind the Meter | Net-metered residential rooftop and canopy |  | None | Vision Solar LLC | AC Electric | Accepted | 2020-03-17 | 2020-03-20 | 2021-10-30 | enphase | iq7-60-2-us | Inverters | 0.24 |  | 35 |  |  | 0.96 |  | Outside | behind panels
NJSTRE1545388153 | NJSRRE1544582448 | Transition Incentive Program | SADDLE BROOK | 7663 | 7 | 3.84 | Residential | Yes | Behind the Meter | Net-metered residential rooftop and canopy |  | None | Vivint Solar Developer, LLC | PSE&G | Accepted | 2020-03-04 | 2020-03-06 | 2021-10-30 | SOLAREDGE | SE3800H-US | Inverters | 3800 |  | 1 |  |  | 0.992 |  | Outdoor | Near the Utility Meter
NJSTRE1545388158 | NJSRRE1544844052 | Transition Incentive Program | Union | 7083 | 10 | 6.82 | Residential | Yes | Behind the Meter | Behind the Meter |  | None | Sunrun Installation Services, Inc. | PSE&G | Eligible for TI Program | 2020-04-15 | 2020-04-27 | 2021-10-30 | Enphase Energy | IQ7-60-x-US (240V) | Inverters | 240 |  | 22 |  |  | 0.96 |  | Outdoor | Rooftop
NJSTRE1545388182 | NJSRRE1544773572 | Transition Incentive Program | Teaneck | 7666 | 7 | 4.91 | Residential | Yes | Behind the Meter | Net-metered residential rooftop and canopy |  | None | SunPower Corporation, Systems | PSE&G | Accepted |  | 2020-04-09 | 2021-10-30 | SUNPOWER | SPR-E20-327-E-AC | Inverters | 320 |  | 15 |  |  | 0.96 |  | Other | under each panel
NJSTRE1545388221 | NJSRRE1544805680 | Transition Incentive Program | Delran | 8075 | 13 | 9.72 | Residential | Yes | Behind the Meter | Behind the Meter |  | None | Pro Custom Solar dba Momentum Solar | PSE&G | Eligible for TI Program | 2020-04-07 | 2020-04-13 | 2021-10-30 | Enphase Energy | IQ7-60-2-US | Inverters | 250 |  | 29 |  |  | 0.97 |  | Outdoor | roof
NJSTRE1545388222 | NJSRRE1544724291 | Transition Incentive Program | Haddon | 8107 | 14 | 3.1 | Residential | Yes | Behind the Meter | Behind the Meter |  | None | Sunrun Installation Services, Inc. | PSE&G | Eligible for TI Program | 2020-03-19 | 2020-03-24 | 2021-10-30 | Enphase Energy | IQ7-60-x-US (240V) | Inverters | 240 |  | 10 |  |  | 0.96 |  | Outdoor | Rooftop
NJSTRE1545388233 | NJSRRE1544775872 | Transition Incentive Program | Howell | 7731 | 17 | 15.08 | Residential | Yes | Behind the Meter | Behind the Meter |  | None | Pro Custom Solar dba Momentum Solar | JCP&L | Eligible for TI Program | 2020-03-31 | 2020-04-09 | 2021-10-30 | Enphase Energy | IQ7-60-2-US | Inverters | 250 |  | 45 |  |  | 0.97 |  | Outdoor | roof
NJSTRE1545388239 | NJSRRE1544760247 | Transition Incentive Program | Palmyra | 8065 | 13 | 8.96 | Residential | No | Behind the Meter | Behind the Meter |  | None | Orbit Energy & Power, LLC | PSE&G | Eligible for TI Program | 2020-03-24 | 2020-03-27 | 2021-10-30 | Enphase | IQ7-60-2-US | Inverters | 0.24 |  | 28 |  |  | 0.99 |  | Outside | roof
NJSTRE1545388219 | NJSRRE1544620624 | Transition Incentive Program | Paterson | 7503 | 6 | 33.6 | Residential | No | Behind the Meter | Net-metered non-residential rooftop and canopy |  | None | Maier Solar Engineering dba Solar Me | PSE&G | Accepted |  | 2020-03-11 | 2021-10-30 | Solar Edge | SE30KUS | Inverters | 30 |  | 1 |  |  | 0.97 |  | Outside | Next to meter
NJSTRE1545388225 | NJSRRE1544805380 | Transition Incentive Program | East Orange | 7018 | 9 | 5.12 | Residential | Yes | Behind the Meter | Behind the Meter |  | None | Steve Whitman LLC | PSE&G | Eligible for TI Program | 2020-04-07 | 2020-04-13 | 2021-10-30 | SolarEdge | SE3800H-US | Inverters | 3800 |  | 1 |  |  | 0.99 |  | Outside | within ten feet of meter
NJSTRE1545388247 | NJSRRE1544705262 | Transition Incentive Program | EAST ORANGE | 7018 | 9 | 7.25 | Residential | Yes | Behind the Meter | Net-metered residential rooftop and canopy |  | None | Suntuity Solar LLC | PSE&G | Accepted | 2020-03-17 | 2020-03-19 | 2021-10-30 | Enphase Energy | IQ7-60-2-US | Inverters | 240 |  | 23 |  |  | 0.97 |  | Outdoor | Behind the PV Modules
NJSTRE1545388263 | NJSRRE1544768800 | Transition Incentive Program | Rochelle Park | 7662 | 7 | 6.7 | Residential | Yes | Behind the Meter | Net-metered residential rooftop and canopy |  | None | Pro Custom Solar dba Momentum Solar | PSE&G | Accepted | 2020-03-27 | 2020-04-01 | 2021-10-30 | Enphase Energy | IQ7-60-2-US | Inverters | 250 |  | 20 |  |  | 0.97 |  | Outdoor | roof
NJSTRE1545388269 | NJSRRE1544621560 | Transition Incentive Program | POMONA | 8240 | 19 | 3.52 | Residential | Yes | Behind the Meter | Net-metered residential rooftop and canopy |  | None | Vivint Solar Developer, LLC | AC Electric | Accepted | 2020-03-10 | 2020-03-12 | 2021-10-30 | SOLAREDGE | SE3800H-US | Inverters | 3800 |  | 1 |  |  | 0.992 |  | Outdoor | Near the Utility Meter
NJSTRE1545388270 | NJSRRE1544759429 | Transition Incentive Program | Woodstown | 8098 | 16 | 3.78 | Residential | Yes | Behind the Meter | Net-metered residential rooftop and canopy |  | None | Tesla Energy Operations Inc | AC Electric | Accepted | 2020-03-23 | 2020-03-26 | 2021-10-30 | SolarEdge Technologies Ltd | SE3800H-US [240V] | Inverters | 3800 |  | 1 |  |  | 0.99 |  | Outdoor | Outdoor
NJSTRE1545388284 | NJSRRE1544582452 | Transition Incentive Program | Montvale | 7645 | 7 | 10.72 | Residential | No | Behind the Meter | Behind the Meter |  | None | Green Power Energy | Orange Rockland Electric | Eligible for TI Program | 2020-03-03 | 2020-03-06 | 2021-10-30 | SolarEdge | SE10000H-US | Inverters | 10000 |  | 1 |  |  | 0.97 |  | Outside | NEXT TO METER
NJSTRE1545388298 | NJSRRE1544838737 | Transition Incentive Program | Ewing | 8618 | 12 | 7.37 | Residential | Yes | Behind the Meter | Behind the Meter |  | None | Pro Custom Solar dba Momentum Solar | PSE&G | Eligible for TI Program | 2020-04-14 | 2020-04-21 | 2021-10-30 | Enphase Energy | IQ7-60-2-US | Inverters | 240 |  | 22 |  |  | 0.97 |  | Outdoor | Roof
NJSTRE1545388304 | NJSRRE1544633826 | Transition Incentive Program | Cherry Hill | 8003 | 14 | 6.21 | Residential | No | Behind the Meter | Behind the Meter |  | None | Sunrun Installation Services, Inc. | PSE&G | Eligible for TI Program | 2020-03-12 | 2020-03-17 | 2021-10-30 | Delta Electronics | M5-TL-US | Inverters | 5000 |  | 1 |  |  | 0.96 |  | Outdoor | Next To Meter
NJSTRE1545388332 | NJSRRE1544622987 | Transition Incentive Program | Belleville | 7109 | 9 | 6.93 | Residential | No | Behind the Meter | Net-metered residential rooftop and canopy |  | None | Trinity Solar | PSE&G | Final As-Built Received | 2020-03-10 | 2020-03-12 | 2021-10-30 | SOLAR EDGE | SE6000H-US | Inverters | 6000 |  | 1 |  |  | 0.97 |  | Outside | SIDE OF HOME
NJSTRE1545388346 | NJSRRE1544852610 | Transition Incentive Program | Keyport | 7735 | 17 | 8.64 | Residential | Yes | Behind the Meter | Net-metered residential rooftop and canopy |  | None | Vivint Solar Developer, LLC | JCP&L | Accepted | 2020-04-17 | 2020-04-23 | 2021-10-30 | SolarEdge | SE7600H-US | Inverters | 7600 |  | 1 |  |  | 0.992 |  | Outdoor | Near the Utility Meter
NJSTRE1545388351 | NJSRRE1544805265 | Transition Incentive Program | Bridgewater | 8807 | 5 | 6.46 | Residential | No | Behind the Meter | Behind the Meter |  | None | Pro Custom Solar dba Momentum Solar | PSE&G | Eligible for TI Program | 2020-04-07 | 2020-04-10 | 2021-10-30 | Enphase Energy | IQ7-60-2-US | Inverters | 250 |  | 19 |  |  | 0.97 |  | Outdoor | roof
NJSTRE1545388134 | NJSRRE1544727875 | Transition Incentive Program | MARLTON | 8053 |  | 7.68 | Residential | Yes | Behind the Meter | Net-metered residential rooftop and canopy |  | None | Vivint Solar Developer, LLC | PSE&G | Accepted | 2020-03-19 | 2020-03-24 | 2021-10-30 | SolarEdge | SE7600H-US | Inverters | 7600 |  | 1 |  |  | 0.992 |  | Outdoor | NEAR THE UTILTY METER
NJSTRE1545388151 | NJSRRE1544759047 | Transition Incentive Program | Essex Fells TWP | 7021 | 9 | 9.77 | Residential | Yes | Behind the Meter | Net-metered residential rooftop and canopy |  | None | Tesla Energy Operations Inc. | PSE&G | Final As-Built Received | 2020-03-23 | 2020-03-26 | 2021-10-30 | SolarEdge Technologies | SE10000H-US | Inverters | 10000 |  | 1 |  |  | 0.99 |  | Outdoor | Outdoor
NJSTRE1545388166 | NJSRRE1544903646 | Transition Incentive Program | Nutley | 7110 | 9 | 3.1 | Residential | Yes | Behind the Meter | Behind the Meter |  | None | Sunrun Installation Services, Inc. | PSE&G | Eligible for TI Program | 2020-04-27 | 2020-04-30 | 2021-10-30 | Enphase Energy | IQ7-60-x-US (240V) | Inverters | 240 |  | 10 |  |  | 0.96 |  | Outdoor | Rooftop
NJSTRE1545388171 | NJSRRE1544582534 | Transition Incentive Program | South Plainfield | 7080 | 11 | 10.54 | Residential | No | Behind the Meter | Behind the Meter |  | None | Sunrun Installation Services, Inc. | PSE&G | Eligible for TI Program | 2020-03-03 | 2020-03-06 | 2021-10-30 | SolarEdge Technologies | SE5000H-USRGM | Inverters | 5000 |  | 1 |  |  | 0.96 |  | Outdoor | Next To Meter
NJSTRE1545388171 | NJSRRE1544582534 | Transition Incentive Program | South Plainfield | 7080 | 11 | 10.54 | Residential | No | Behind the Meter | Behind the Meter |  | None | Sunrun Installation Services, Inc. | PSE&G | Eligible for TI Program | 2020-03-03 | 2020-03-06 | 2021-10-30 | SolarEdge Technologies | SE3800A-USS2RGM | Inverters | 3800 |  | 1 |  |  | 0.96 |  | Outdoor | Next To Meter
NJSTRE1545388186 | NJSRRE1544626396 | Transition Incentive Program | Elizabeth | 7202 | 10 | 9.61 | Residential | No | Behind the Meter | Net-metered residential rooftop and canopy |  | None | Palmetto Solar LLC | PSE&G | Accepted | 2020-03-11 | 2020-03-16 | 2021-10-30 | SolarEdge | SE7600H-US | Inverters | 7600 |  | 1 |  |  | 0.98 |  | Outside | side of the house
NJSTRE1545388191 | NJSRRE1544779351 | Transition Incentive Program | estell manor | 8319 | 19 | 11.73 | Residential | Yes | Behind the Meter | Net-metered residential rooftop and canopy |  | None | Vision Solar LLC | AC Electric | Final As-Built Received | 2020-04-01 | 2020-04-09 | 2021-10-30 | enphase | iq7-60-2-us | Inverters | 0.25 |  | 35 |  |  | 0.96 |  | Other | behind meters
NJSTRE1545388192 | NJSRRE1544759220 | Transition Incentive Program | Westhampton | 8060 | 13 | 10.54 | Residential | Yes | Behind the Meter | Net-metered residential rooftop and canopy |  | None | Bright Planet Solar | PSE&G | Accepted |  | 2020-03-26 | 2021-10-30 | SOLAR EDGE | SE5000H-USRGM | Inverters | 5000 |  | 1 |  |  | 0.98 |  | Outdoor | OUTSIDE
NJSTRE1545388197 | NJSRRE1544817791 | Transition Incentive Program | Warren | 7059 | 5 | 5.58 | Residential | Yes | Behind the Meter | Behind the Meter |  | None | Sunrun Installation Services, Inc. | JCP&L | Eligible for TI Program | 2020-04-09 | 2020-04-15 | 2021-10-30 | Enphase Energy | IQ7-60-x-US (240V) | Inverters | 240 |  | 18 |  |  | 0.96 |  | Outdoor | Rooftop
NJSTRE1545388208 | NJSRRE1544565287 | Transition Incentive Program | Plainsboro | 8536 | 11 | 6.82 | Residential | No | Behind the Meter | Behind the Meter |  | None | Sunrun Installation Services, Inc. | PSE&G | Eligible for TI Program | 2020-03-02 | 2020-03-05 | 2021-10-30 | SolarEdge Technologies | SE7600A-USS2RGM | Inverters | 7600 |  | 1 |  |  | 0.96 |  | Outdoor | Next To Meter
NJSTRE1545388224 | NJSRRE1544775905 | Transition Incentive Program | Egg Harbor Township | 8234 | 19 | 6.7 | Residential | Yes | Behind the Meter | Net-metered residential rooftop and canopy |  | None | Castle Energy, LLC | AC Electric | Accepted | 2020-03-31 | 2020-04-09 | 2021-10-30 | Enphase Energy | IQ7-60-2-US | Inverters | 240 |  | 20 |  |  | 0.967 |  | Outdoor | on the rooftop under each solar panel
NJSTRE1545388235 | NJSRRE1544754557 | Transition Incentive Program | Wyckoff TWP | 7481 | 7 | 6.03 | Residential | No | Behind the Meter | Net-metered residential rooftop and canopy |  | None | Palmetto Solar LLC | PSE&G | Accepted | 2020-03-23 | 2020-03-26 | 2021-10-30 | SolarEdge | SE5000H-US | Inverters | 5000 |  | 1 |  |  | 0.9 |  | Outside | side of the house
NJSTRE1545386820 | NJSRRE1544220047 | Transition Incentive Program | Edison | 8837 | 11 | 4.34 | Residential | Yes | Behind the Meter | Behind the Meter |  | None | Sunrun Installation Services, Inc. | PSE&G | Eligible for TI Program | 2020-01-24 | 2020-01-28 | 2021-10-30 | Delta Electronics | M4-TL-US | Inverters | 3840 |  | 1 |  |  | 0.96 |  | Outdoor | Next To Meter
NJSTRE1545386829 | NJSRRE1544535766 | Transition Incentive Program | Elmwood Park | 7407 | 7 | 4.96 | Residential | Yes | Behind the Meter | Behind the Meter |  | None | Sunrun Installation Services, Inc. | PSE&G | Eligible for TI Program | 2020-02-25 | 2020-02-27 | 2021-10-30 | Enphase Energy | IQ7-60-x-US (240V) | Inverters | 240 |  | 16 |  |  | 0.96 |  | Outdoor | Rooftop
NJSTRE1545386835 | NJSRRE1544519563 | Transition Incentive Program | Roselle | 7203 | 10 | 2.79 | Residential | Yes | Behind the Meter | Behind the Meter |  | None | Sunrun Installation Services, Inc. | PSE&G | Eligible for TI Program | 2020-02-21 | 2020-02-25 | 2021-10-30 | Enphase Energy | IQ7-60-x-US (240V) | Inverters | 240 |  | 9 |  |  | 0.96 |  | Outdoor | Rooftop
NJSTRE1545386840 | NJSRRE1544514491 | Transition Incentive Program | TOMS RIVER | 8753 | 18 | 7.36 | Residential | Yes | Behind the Meter | Net-metered residential rooftop and canopy |  | None | Vivint Solar Developer, LLC | JCP&L | Accepted | 2020-02-24 | 2020-02-25 | 2021-10-30 | SOLAREDGE | SE7600H-US | Inverters | 7600 |  | 1 |  |  | 0.992 |  | Outdoor | Near the Utility Meter
NJSTRE1545386852 | NJSRRE1544308970 | Transition Incentive Program | Bergenfield Boro | 7621 | 7 | 5.12 | Residential | Yes | Behind the Meter | Behind the Meter |  | None | Skyline Solar, LLC | PSE&G | Eligible for TI Program | 2020-01-27 | 2020-01-29 | 2021-10-30 | SolarEdge | SE3800H-US | Inverters | 3800 |  | 1 |  |  | 0.99 |  | Outside | within ten feet of meter
NJSTRE1545386857 | NJSRRE1543436785 | Transition Incentive Program | Union | 7083 | 10 | 5.99 | Residential | Yes | Behind the Meter | Behind the Meter |  | None | Pro Custom Solar dba Momentum Solar | PSE&G | Eligible for TI Program | 2019-11-22 | 2019-11-26 | 2021-10-30 | Enphase Energy | IQ6-60-2-US | Inverters | 240 |  | 19 |  |  | 0.97 |  | Outdoor | Roof
NJSTRE1545310912 | NJSRRE1544545715 | Transition Incentive Program | Somerville | 8876 | 5 | 999 | Commercial | No | Behind the meter | Net-metered non-residential rooftop and canopy |  | None | EVERGREEN ENERGY | JCP&L | Accepted | 2020-02-27 | 2020-03-02 | 2021-10-30 | S-Energy | SN370M-15 | Solar Panels |  | 0.37 | 2700 | 197 | 10 |  | Fixed | Roof
NJSTRE1545311111 | NJSRRE1543442829 | Transition Incentive Program | Montclair | 7043 | 9 | 6.2 | Residential | No | Behind the meter | Net-metered residential rooftop and canopy |  | None | Skyline Solar LLC | PSE&G | Final As-Built Received | 2019-11-25 | 2019-11-27 | 2021-10-30 | Axitec | AC-310M | Solar Panels |  | 0.31 | 2 | 301 | 42 |  | Fixed | Roof
NJSTRE1545311156 |  | Transition Incentive Program | MILLVILLE | 8332 | 20 | 6.83 | Residential | Yes | Behind the Meter | Net-metered residential rooftop and canopy |  | RECO | Vivint Solar Developer, LLC | AC Electric | Accepted | 2020-07-20 | 2020-07-22 | 2021-07-22 | JINKO SOLAR | JKM325M-60HBL | Solar Panels |  | 0.325 | 5 | 285 | 21 |  | Fixed | Roof
NJSTRE1545311175 |  | Transition Incentive Program | Franklinville | 8322 | 15 | 13.55 | Residential | No | Behind the Meter | Net-metered residential rooftop and canopy |  | None | Advanced Renewable Solutions | AC Electric | Accepted | 2020-07-17 | 2020-07-22 | 2021-07-22 | CertainTeed | CT315M11-02 | Solar Panels |  | 0.315 | 7 | 271 | 39 |  | Fixed | Roof
NJSTRE1545311182 |  | Transition Incentive Program | EWING | 8618 | 12 | 9.75 | Residential | Yes | Behind the Meter | Net-metered residential rooftop and canopy |  | None | Vivint Solar Developer, LLC | PSE&G | Accepted | 2020-07-18 | 2020-07-22 | 2021-07-22 | JINKO SOLAR | JKM325M-60HBL | Solar Panels |  | 0.325 | 12 | 90 | 21 |  | Fixed | Roof
NJSTRE1545317938 |  | Transition Incentive Program | Gloucester Twp | 8012 | 14 | 7.25 | Residential | No | Behind the Meter | Net-metered residential rooftop and canopy |  | None | Suntuity Solar LLC | PSE&G | Accepted | 2020-07-20 | 2020-07-22 | 2021-07-22 | Longi | LR6-60HPB-315M | Solar Panels |  | 0.315 | 9 | 336 | 22 |  | Fixed | Roof
NJSTRE1545388356 | NJSRRE1544857770 | Transition Incentive Program | Galloway | 8205 | 19 | 7.04 | Residential | No | Behind the Meter | Behind the Meter |  | ACE | EMT Renewables | AC Electric | Eligible for TI Program | 2020-04-17 | 2020-04-24 | 2021-10-30 | Enphase | IQ7-60-2-US | Inverters | 240 |  | 22 |  |  | 0.97 |  | Outside | under the panles
NJSTRE1545388361 | NJSRRE1544868387 | Transition Incentive Program | Little Egg Harbor TWP | 8087 | 18 | 14.62 | Residential | Yes | Behind the Meter | Net-metered residential rooftop and canopy |  | None | Trinity Solar | AC Electric | Final As-Built Received |  | 2020-04-27 | 2021-10-30 | Solar Edge | SE11400 | Inverters | 11400 |  | 1 |  |  | 0.97 |  | Outside | side of home
NJSTRE1545388366 | NJSRRE1544886091 | Transition Incentive Program | WILLINGBORO | 8046 | 13 | 5.99 | Residential | Yes | Behind the Meter | Net-metered residential rooftop and canopy |  | None | Suntuity Solar LLC | PSE&G | Accepted | 2020-04-23 | 2020-04-28 | 2021-10-30 | Enphase Energy | IQ7-60-2-US | Inverters | 240 |  | 19 |  |  | 0.97 |  | Outdoor | Behind the PV Modules
NJSTRE1545388376 | NJSRRE1544566488 | Transition Incentive Program | MATAWAN | 7747 | 17 | 6.62 | Residential | No | Behind the Meter | Net-metered residential rooftop and canopy |  | None | Suntuity Solar LLC | JCP&L | Accepted | 2020-03-03 | 2020-03-05 | 2021-10-30 | Enphase Energy | IQ7-60-2-US | Inverters | 240 |  | 21 |  |  | 0.97 |  | Outdoor | Behind the PV Modules
NJSTRE1545388391 | NJSRRE1544734569 | Transition Incentive Program | North Bergen | 7047 | 8 | 8.04 | Residential | Yes | Behind the Meter | Net-metered residential rooftop and canopy |  | None | Pro Custom Solar dba Momentum Solar | PSE&G | Accepted |  | 2020-03-24 | 2021-10-30 | Enphase Energy | IQ7-60-2-US | Inverters | 250 |  | 24 |  |  | 0.97 |  | Outdoor | roof
NJSTRE1545388447 | NJSRRE1544903167 | Transition Incentive Program | Millville | 8332 | 20 | 9.75 | Residential | No | Behind the Meter | Behind the Meter |  | None | Solar Solutions LLC | AC Electric | Eligible for TI Program | 2020-04-26 | 2020-04-30 | 2021-10-30 | SolarEdge | SE10000H | Inverters | 10000 |  | 1 |  |  | 0.98 |  | Indoor | Garage
NJSTRE1545388458 | NJSRRE1544724186 | Transition Incentive Program | New Brunswick City | 8901 | 11 | 6.51 | Residential | No | Behind the Meter | Net-metered residential rooftop and canopy |  | None | Palmetto Solar LLC | PSE&G | Accepted | 2020-03-19 | 2020-03-24 | 2021-10-30 | SolarEdge | SE5000H-US | Inverters | 5000 |  | 1 |  |  | 0.98 |  | Outside | Side of house
NJSTRE1545388476 | NJSRRE1544553640 | Transition Incentive Program | Hillsborough | 8844 | 5 | 9.72 | Residential | Yes | Behind the Meter | Net-metered residential rooftop and canopy |  | None | Vision Solar LLC | PSE&G | Accepted | 2020-02-29 | 2020-03-04 | 2021-10-30 | enphase | iq7-60-2-us | Inverters | 0.25 |  | 29 |  |  | 0.96 |  | Other | behind panels
NJSTRE1545388489 | NJSRRE1544779617 | Transition Incentive Program | Randolph | 7869 | 3 | 5.56 | Residential | No | Behind the Meter | Net-metered residential rooftop and canopy |  | None | Ad Energy LLC | JCP&L | Accepted | 2020-04-01 | 2020-04-09 | 2021-10-30 | SMA | Sunny Boy 3.8-US | Inverters | 3840 |  | 1 |  |  | 0.967 |  | Outdoor | Next to utility meter
NJSTRE1545388500 | NJSRRE1544624391 | Transition Incentive Program | Swedesboro | 8085 | 15 | 14.41 | Residential | Yes | Behind the Meter | Behind the Meter |  | None | Pro Custom Solar dba Momentum Solar | AC Electric | Eligible for TI Program | 2020-03-10 | 2020-03-13 | 2021-10-30 | Enphase Energy | IQ7-60-2-US | Inverters | 240 |  | 43 |  |  | 0.97 |  | Outdoor | Roof
NJSTRE1545388538 | NJSRRE1544767374 | Transition Incentive Program | MANAHAWKIN | 8050 | 18 | 10.24 | Residential | Yes | Behind the Meter | Net-metered residential rooftop and canopy |  | None | Vivint Solar Developer, LLC | AC Electric | Accepted | 2020-03-27 | 2020-03-31 | 2021-10-30 | SolarEdge | SE7600H-US | Inverters | 7600 |  | 1 |  |  | 0.992 |  | Outdoor | Near the Utility Meter
NJSTRE1545388543 | NJSRRE1544758908 | Transition Incentive Program | West Windsor | 8550 | 12 | 10.54 | Residential | Yes | Behind the Meter | Net-metered residential rooftop and canopy |  | None | Bright Planet Solar | PSE&G | Accepted |  | 2020-03-26 | 2021-10-30 | SOLAR EDGE | SE10000H-USRGM | Inverters | 10000 |  | 1 |  |  | 0.98 |  | Outdoor | OUTSIDE
NJSTRE1545388330 | NJSRRE1544621038 | Transition Incentive Program | Mount Freedom | 7970 | 3 | 9.92 | Residential | Yes | Behind the Meter | Net-metered residential rooftop and canopy |  | None | Bright Planet Solar | JCP&L | Final As-Built Received |  | 2020-03-11 | 2021-10-30 | SOLAR EDGE | SE10000H-USRGM | Inverters | 10000 |  | 1 |  |  | 0.98 |  | Outdoor | OUTSIDE
NJSTRE1545388341 | NJSRRE1544620016 | Transition Incentive Program | Clifton | 7011 | 6 | 6.3 | Residential | Yes | Behind the Meter | Net-metered residential rooftop and canopy |  | None | Suntuity Solar LLC | PSE&G | Accepted | 2020-03-07 | 2020-03-12 | 2021-10-30 | Enphase Energy | IQ7-60-2-US | Inverters | 240 |  | 20 |  |  | 0.97 |  | Outdoor | Behind the PV Modules
NJSTRE1545388354 | NJSRRE1544680275 | Transition Incentive Program | Hackettstown | 7840 | 2 | 17.92 | Residential | No | Behind the Meter | Net-metered residential rooftop and canopy |  | None | Maier Solar Engineering dba Solar Me | JCP&L | Accepted | 2020-03-13 | 2020-03-18 | 2021-10-30 | Enphase | IQ7 | Inverters | 240 |  | 56 |  |  | 0.96 |  | Outdoor | Next to meter
NJSTRE1545388389 | NJSRRE1544864978 | Transition Incentive Program | Mantua | 8051 | 15 | 12.24 | Residential | Yes | Behind the Meter | Behind the Meter |  | None | Trinity Solar | AC Electric | Eligible for TI Program | 2020-04-20 | 2020-04-24 | 2021-10-30 | SOLAR EDGE | SE10000H-US | Inverters | 10000 |  | 1 |  |  | 0.97 |  | Outside | SIDE OF HOME
NJSTRE1545388394 | NJSRRE1544796513 | Transition Incentive Program | Cherry Hill | 8002 | 14 | 10.54 | Residential | Yes | Behind the Meter | Behind the Meter |  | None | Trinity Solar | PSE&G | Eligible for TI Program | 2020-04-03 | 2020-04-09 | 2021-10-30 | Solar Edge | SE10000 | Inverters | 10000 |  | 1 |  |  | 0.97 |  | Outside | side of home
NJSTRE1545388425 | NJSRRE1544562393 | Transition Incentive Program | Montclair | 7042 | 9 | 3.45 | Residential | Yes | Behind the Meter | Behind the Meter |  | None | Sunrun Installation Services, Inc. | PSE&G | Eligible for TI Program | 2020-03-02 | 2020-03-05 | 2021-10-30 | SolarEdge Technologies | SE3800A-USS2RGM | Inverters | 3800 |  | 1 |  |  | 0.96 |  | Outdoor | Next To Meter
NJSTRE1545388436 | NJSRRE1544854507 | Transition Incentive Program | Sicklerville | 8081 | 14 | 6.93 | Residential | Yes | Behind the Meter | Net-metered residential rooftop and canopy |  | None | Suntuity Solar LLC | AC Electric | Accepted | 2020-04-17 | 2020-04-24 | 2021-10-30 | Enphase Energy | IQ7-60-2-US | Inverters | 240 |  | 22 |  |  | 0.97 |  | Outdoor | Behind the PV Modules
NJSTRE1545388437 | NJSRRE1544802699 | Transition Incentive Program | Vineland | 8361 | 20 | 8.06 | Residential | No | Behind the Meter | Net-metered residential rooftop and canopy |  | None | Bright Planet Solar | Vineland Muni Electric | Final As-Built Received |  | 2020-04-10 | 2021-10-30 | Solar Edge | SE6000H-USRGM | Inverters | 6000 |  | 1 |  |  | 0.98 |  | Outdoor | Next to meter
NJSTRE1545388445 | NJSRRE1544849692 | Transition Incentive Program | Egg Harbor Township | 8234 | 19 | 4.08 | Residential | Yes | Behind the Meter | Behind the Meter |  | None | Trinity Solar | AC Electric | Eligible for TI Program | 2020-04-16 | 2020-04-23 | 2021-10-30 | Solar Edge | SE3800 | Inverters | 3800 |  | 1 |  |  | 0.97 |  | Outside | side of home
NJSTRE1545388446 | NJSRRE1544620467 | Transition Incentive Program | Englewood Cliffs | 7623 |  | 94.8 | Non Profit | No | Behind the Meter | Behind the Meter |  | None | TGI Solutions | PSE&G | Eligible for TI Program | 2020-03-08 | 2020-03-11 | 2021-10-30 | SMA | 33us | Inverters | 33000 |  | 1 |  |  | 0.975 |  | Outdoor | on roof
NJSTRE1545388455 | NJSRRE1544867121 | Transition Incentive Program | WESTWOOD | 7675 | 7 | 10.88 | Residential | Yes | Behind the Meter | Net-metered residential rooftop and canopy |  | None | Vivint Solar Developer, LLC | PSE&G | Final As-Built Received | 2020-04-21 | 2020-04-27 | 2021-10-30 | Solar Edge | SE7600H-US | Inverters | 7600 |  | 1 |  |  | 0.992 |  | Outdoor | Near the Utility Meter
NJSTRE1545388456 | NJSRRE1544626905 | Transition Incentive Program | ROCHELLE PARK | 7662 | 7 | 8.32 | Residential | Yes | Behind the Meter | Net-metered residential rooftop and canopy |  | None | Vivint Solar Developer, LLC | PSE&G | Accepted | 2020-03-12 | 2020-03-16 | 2021-10-30 | SolarEdge | SE7600H-US | Inverters | 7600 |  | 1 |  |  | 0.992 |  | Outdoor | Near the utility meter
NJSTRE1545388267 | NJSRRE1544779344 | Transition Incentive Program | South Hackensack | 7606 | 7 | 3.06 | Residential | No | Behind the Meter | Net-metered residential rooftop and canopy |  | None | Trinity Solar | PSE&G | Accepted |  | 2020-04-09 | 2021-10-30 | Solar Edge | SE3000H-US000BNC4 | Inverters | 3000 |  | 1 |  |  | 0.97 |  | Outdoor | side of home
NJSTRE1545388275 | NJSRRE1544816588 | Transition Incentive Program | Sicklerville | 8081 | 14 | 8.16 | Residential | Yes | Behind the Meter | Net-metered residential rooftop and canopy |  | None | Trinity Solar | AC Electric | Accepted | 2020-04-08 | 2020-04-15 | 2021-10-30 | Solar Edge | SE7600 | Inverters | 7600 |  | 1 |  |  | 0.97 |  | Outside | side of home
NJSTRE1545388285 | NJSRRE1544680286 | Transition Incentive Program | Absecon | 8205 | 19 | 7.68 | Residential | Yes | Behind the Meter | Net-metered residential rooftop and canopy |  | None | Vivint Solar Developer, LLC | AC Electric | Accepted | 2020-03-13 | 2020-03-18 | 2021-10-30 | SOLAREDGE | SE7600H-US | Inverters | 7600 |  | 1 |  |  | 0.992 |  | Outdoor | Near the Utility Meter
NJSTRE1545388286 | NJSRRE1544868569 | Transition Incentive Program | Swedesboro | 8085 | 15 | 12.1 | Residential | Yes | Behind the Meter | Behind the Meter |  | None | Seabright Solar | AC Electric | Eligible for TI Program | 2020-04-30 | 2020-04-30 | 2021-10-30 | Sunpower | SPR-E20-327 | Inverters | 0.32 |  | 37 |  |  | 0.99 |  | Outside | Roof
NJSTRE1545388307 | NJSRRE1544681450 | Transition Incentive Program | Long Branch | 7740 | 17 | 5.44 | Residential | Yes | Behind the Meter | Behind the Meter |  | None | Trinity Solar | JCP&L | Eligible for TI Program | 2020-03-13 | 2020-03-18 | 2021-10-30 | Solar Edge | SE5000 | Inverters | 5000 |  | 1 |  |  | 0.97 |  | Outside | side of home
NJSTRE1545388326 | NJSRRE1544796031 | Transition Incentive Program | deptford twp | 8096 | 15 | 12.06 | Residential | Yes | Behind the Meter | Net-metered residential rooftop and canopy |  | None | Vision Solar LLC | PSE&G | Final As-Built Received | 2020-04-03 | 2020-04-14 | 2021-10-30 | enphase | iq7-60-2-us | Inverters | 0.25 |  | 36 |  |  | 0.96 |  | Other | behind panels
NJSTRE1545388350 | NJSRRE1544567369 | Transition Incentive Program | Ewing | 8618 | 12 | 7.04 | Residential | Yes | Behind the Meter | Behind the Meter |  | None | Skyline Solar, LLC | PSE&G | Eligible for TI Program | 2020-03-03 | 2020-03-06 | 2021-10-30 | SolarEdge | SE5000H-US | Inverters | 5000 |  | 1 |  |  | 0.99 |  | Outside | within ten feet of meter
NJSTRE1545388369 | NJSRRE1544838587 | Transition Incentive Program | Irvington | 7111 | 9 | 6.51 | Residential | Yes | Behind the Meter | Behind the Meter |  | None | Sunrun Installation Services, Inc. | PSE&G | Eligible for TI Program | 2020-04-14 | 2020-04-21 | 2021-10-30 | Enphase Energy | IQ7-60-x-US (240V) | Inverters | 240 |  | 21 |  |  | 0.96 |  | Outdoor | Rooftop
NJSTRE1545388377 | NJSRRE1544631809 | Transition Incentive Program | Linden | 7036 | 10 | 8.37 | Residential | Yes | Behind the Meter | Behind the Meter |  | None | Sunrun Installation Services, Inc. | PSE&G | Eligible for TI Program | 2020-03-12 | 2020-03-17 | 2021-10-30 | Enphase Energy | IQ7-60-x-US (240V) | Inverters | 240 |  | 27 |  |  | 0.96 |  | Outdoor | Rooftop
NJSTRE1545388387 | NJSRRE1544720925 | Transition Incentive Program | Waretown | 8758 | 18 | 19.24 | Residential | No | Behind the Meter | Net-metered residential rooftop and canopy |  | None | Whitman Construction, LLC | JCP&L | Accepted | 2020-03-19 | 2020-03-23 | 2021-10-30 | Enphase Energy | IQ7Plus-72-2-us | Inverters | 0.295 |  | 52 |  |  | 0.975 |  | Outside | microinverters located under modules
NJSTRE1545388417 | NJSRRE1544865992 | Transition Incentive Program | Ocean Township | 7712 | 17 | 12.75 | Residential | No | Behind the Meter | Behind the Meter |  | None | Seabright Solar | AC Electric | Eligible for TI Program | 2020-04-22 | 2020-04-24 | 2021-10-30 | Sunpower | SPR-E20-327 | Inverters | 0.32 |  | 39 |  |  | 0.99 |  | Outside | Roof
NJSTRE1545388421 | NJSRRE1544820539 | Transition Incentive Program | Mt. Laurel Township | 8054 | 13 | 7.56 | Residential | Yes | Behind the Meter | Net-metered residential rooftop and canopy |  | None | Tesla Energy Operations | PSE&G | Accepted | 2020-04-10 | 2020-04-20 | 2021-10-30 | SolarEdge Technologies Ltd | SE7600H-US [240V] | Inverters | 7600 |  | 1 |  |  | 0.99 |  | Outside | Outside
NJSTRE1545388251 | NJSRRE1544626952 | Transition Incentive Program | Clifton | 7012 | 6 | 8.06 | Residential | Yes | Behind the Meter | Behind the Meter |  | None | Sunrun Installation Services, Inc. | PSE&G | Eligible for TI Program | 2020-03-11 | 2020-03-17 | 2021-10-30 | Enphase Energy | IQ7-60-x-US (240V) | Inverters | 240 |  | 26 |  |  | 0.96 |  | Outdoor | Rooftop
NJSTRE1545388252 | NJSRRE1544905106 | Transition Incentive Program | Cherry Hill | 8034 | 14 | 9.24 | Commercial | No | Behind the Meter | Net-metered non-residential rooftop and canopy |  | None | Ameresco | PSE&G | Accepted |  | 2020-04-30 | 2021-10-30 | SolarEdge | SE9KUS | Inverters | 9 |  | 1 |  |  | 0.965 |  | Outdoor | N/A
NJSTRE1545388257 | NJSRRE1544766987 | Transition Incentive Program | Lakewood | 7801 | 3 | 12.29 | Residential | No | Behind the Meter | Net-metered residential rooftop and canopy |  | None | Tesla Energy Operations | JCP&L | Accepted | 2020-03-26 | 2020-03-31 | 2021-10-30 | Delta Electronics | M4-TL-US [240V] | Inverters | 3840 |  | 1 |  |  | 0.975 |  | Outside | Outside
NJSTRE1545388294 | NJSRRE1544817939 | Transition Incentive Program | HOPATCONG | 7843 | 1 | 11.84 | Residential | Yes | Behind the Meter | Net-metered residential rooftop and canopy |  | None | Vivint Solar Developer, LLC | JCP&L | Accepted | 2020-04-09 | 2020-04-16 | 2021-10-30 | SOLAREDGE | SE10000H-US | Inverters | 10000 |  | 1 |  |  | 0.992 |  | Outdoor | Near the Utility Meter
NJSTRE1545388295 | NJSRRE1544813235 | Transition Incentive Program | BAYVILLE | 8721 | 18 | 8.37 | Residential | Yes | Behind the Meter | Behind the Meter |  | None | Sunrun Installation Services, Inc. | JCP&L | Eligible for TI Program | 2020-04-08 | 2020-04-14 | 2021-10-30 | Enphase Energy | IQ7-60-x-US | Inverters | 240 |  | 27 |  |  | 0.98 |  | Outdoor | rooftop
NJSTRE1545388300 | NJSRRE1544773831 | Transition Incentive Program | Spotswood | 8884 | 11 | 6.54 | Residential | No | Behind the Meter | Net-metered residential rooftop and canopy |  | None | SunPower Corporation, Systems | JCP&L | Accepted |  | 2020-04-09 | 2021-10-30 | SUNPOWER | SPR-E20-327-E-AC | Inverters | 320 |  | 20 |  |  | 0.96 |  | Other | under each panel
NJSTRE1545388312 | NJSRRE1544796136 | Transition Incentive Program | Hammonton | 8037 | 19 | 8.16 | Residential | No | Behind the Meter | Net-metered residential rooftop and canopy |  | None | Trinity Solar | AC Electric | Final As-Built Received | 2020-04-03 | 2020-04-09 | 2021-10-30 | SOLAR EDGE | SE7600 | Inverters | 7600 |  | 1 |  |  | 0.97 |  | Outside | SIDE OF HOME
NJSTRE1545388318 | NJSRRE1544905127 | Transition Incentive Program | Flemington | 8822 | 4 | 24.26 | Commercial | No | Behind the Meter | Net-metered non-residential rooftop and canopy |  | None | Ameresco | JCP&L | Accepted |  | 2020-04-30 | 2021-10-30 | SolarEdge | SE9KUS | Inverters | 9 |  | 2 |  |  | 0.965 |  | Outdoor | N/A
NJSTRE1545388329 | NJSRRE1544735635 | Transition Incentive Program | Kenilworth | 7033 | 10 | 9.18 | Residential | Yes | Behind the Meter | Behind the Meter |  | None | Trinity Solar | PSE&G | Eligible for TI Program | 2020-03-20 | 2020-03-24 | 2021-10-30 | Solar Edge | SE7600 | Inverters | 7600 |  | 1 |  |  | 0.97 |  | Outside | side of home
NJSTRE1545388342 | NJSRRE1544617421 | Transition Incentive Program | FAIR LAWN | 7410 | 7 | 2.56 | Residential | Yes | Behind the Meter | Net-metered residential rooftop and canopy |  | None | Vivint Solar Developer, LLC | PSE&G | Accepted | 2020-03-06 | 2020-03-11 | 2021-10-30 | SolarEdge | SE3800H-US | Inverters | 3800 |  | 1 |  |  | 0.992 |  | Outdoor | Near the utility meter
NJSTRE1545388365 | NJSRRE1544852635 | Transition Incentive Program | Pine Brook | 7058 | 3 | 11.34 | Residential | No | Behind the Meter | Net-metered residential rooftop and canopy |  | None | Tesla Energy Operations Inc | JCP&L | Accepted | 2020-04-16 | 2020-04-23 | 2021-10-30 | SolarEdge Technologies | SE10000H-US [240V] | Inverters | 10000 |  | 1 |  |  | 0.99 |  | Outdoor | Outdoor
NJSTRE1545388368 | NJSRRE1544818012 | Transition Incentive Program | Atco | 8004 | 14 | 6.4 | Residential | No | Behind the Meter | Behind the Meter |  | None | Orbit Energy & Power, LLC | AC Electric | Eligible for TI Program | 2020-04-09 | 2020-04-16 | 2021-10-30 | Enphase | IQ7-60-2-US | Inverters | 0.24 |  | 20 |  |  | 0.99 |  | Outside | roof
NJSTRE1545388373 | NJSRRE1544805633 | Transition Incentive Program | Moorestown | 8057 | 13 | 9.05 | Residential | Yes | Behind the Meter | Net-metered residential rooftop and canopy |  | None | Pro Custom Solar dba Momentum Solar | PSE&G | Final As-Built Received | 2020-04-07 | 2020-04-13 | 2021-10-30 | Enphase Energy | IQ7PLUS-72-2-US | Inverters | 240 |  | 27 |  |  | 0.97 |  | Outdoor | roof
NJSTRE1545388383 | NJSRRE1544805646 | Transition Incentive Program | PLAINFIELD | 7060 | 10 | 7.04 | Residential | Yes | Behind the Meter | Net-metered residential rooftop and canopy |  | None | Vivint Solar Developer, LLC | PSE&G | Accepted | 2020-04-07 | 2020-04-13 | 2021-10-30 | Solar Edge | SE7600H-US | Inverters | 7600 |  | 1 |  |  | 0.992 |  | Outdoor | Near the Utility Meter
NJSTRE1545388385 | NJSRRE1544769016 | Transition Incentive Program | East Hanover | 7936 | 3 | 8.32 | Residential | Yes | Behind the Meter | Net-metered residential rooftop and canopy |  | None | Whitman Construction, LLC | JCP&L | Final As-Built Received | 2020-03-27 | 2020-04-01 | 2021-10-30 | Enphase Energy | IQ7-60-2-US | Inverters | 0.24 |  | 26 |  |  | 0.976 |  | Outside | Roof Top
NJSTRE1545388393 | NJSRRE1544567240 | Transition Incentive Program | Linden | 7036 | 10 | 5.12 | Residential | Yes | Behind the Meter | Behind the Meter |  | None | Skyline Solar, LLC | PSE&G | Eligible for TI Program | 2020-03-03 | 2020-03-06 | 2021-10-30 | SolarEdge | SE3800H-US | Inverters | 3800 |  | 1 |  |  | 0.99 |  | Outside | within ten feet of meter
NJSTRE1545388405 | NJSRRE1544770275 | Transition Incentive Program | Stockton | 8559 | 4 | 11.46 | Residential | No | Behind the Meter | Net-metered residential rooftop and canopy |  | None | Tesla Energy Operations Inc. | JCP&L | Accepted | 2020-03-27 | 2020-04-09 | 2021-10-30 | Delta Electronics | M4-TL-US [240V] | Inverters | 3840 |  | 3 |  |  | 0.975 |  | Indoor | Garage
NJSTRE1545388413 | NJSRRE1544766635 | Transition Incentive Program | Vineland | 8361 | 20 | 4.76 | Residential | Yes | Behind the Meter | Net-metered residential rooftop and canopy |  | None | Trinity Solar | Vineland Muni Electric | Final As-Built Received |  | 2020-03-31 | 2021-10-30 | SOLAR EDGE | SE3800H-US | Inverters | 3800 |  | 1 |  |  | 0.97 |  | Outside | SIDE OF HOME
NJSTRE1545388414 | NJSRRE1544851225 | Transition Incentive Program | Hackensack City | 7601 | 7 | 3.78 | Residential | No | Behind the Meter | Net-metered residential rooftop and canopy |  | None | Tesla Energy Operations Inc | PSE&G | Accepted | 2020-04-16 | 2020-04-23 | 2021-10-30 | Delta | M4-TL-US [240V] | Inverters | 3840 |  | 1 |  |  | 0.975 |  | Outdoor | Outdoor
NJSTRE1545388423 | NJSRRE1544710154 | Transition Incentive Program | Little Silver | 7739 | 17 | 14 | Residential | No | Behind the Meter | Behind the Meter |  | None | Pro Custom Solar dba Momentum Solar | JCP&L | Eligible for TI Program | 2020-03-18 | 2020-03-23 | 2021-10-30 | Enphase Energy | IQ7PLUS-72-2-US | Inverters | 295 |  | 40 |  |  | 0.97 |  | Outdoor | Ground
NJSTRE1545388426 | NJSRRE1544680182 | Transition Incentive Program | ATCO | 8004 | 14 | 5.76 | Residential | Yes | Behind the Meter | Net-metered residential rooftop and canopy |  | None | Vivint Solar Developer, LLC | AC Electric | Accepted | 2020-03-13 | 2020-03-18 | 2021-10-30 | SOLAREDGE | SE3800H-US | Inverters | 3800 |  | 1 |  |  | 0.992 |  | Outdoor | Near the Utility Meter
NJSTRE1545388435 | NJSRRE1544719229 | Transition Incentive Program | Hackensack | 7601 | 7 | 7.04 | Residential | Yes | Behind the Meter | Behind the Meter |  | None | Skyline Solar, LLC | PSE&G | Eligible for TI Program | 2020-03-18 | 2020-03-23 | 2021-10-30 | SolarEdge | SE5000H-US | Inverters | 5000 |  | 1 |  |  | 0.99 |  | Outside | within ten feet of meter
NJSTRE1545388439 | NJSRRE1544790978 | Transition Incentive Program | West Berlin | 8091 | 14 | 9.52 | Residential | No | Behind the Meter | Net-metered residential rooftop and canopy |  | None | Trinity Solar | AC Electric | Accepted |  | 2020-04-09 | 2021-10-30 | Solar Edge | SE7600 | Inverters | 7600 |  | 1 |  |  | 0.97 |  | Outside | side of home
NJSTRE1545388461 | NJSRRE1544620018 | Transition Incentive Program | Bridgeton | 8302 | 20 | 6.62 | Residential | Yes | Behind the Meter | Net-metered residential rooftop and canopy |  | None | Suntuity Solar LLC | AC Electric | Accepted | 2020-03-07 | 2020-03-11 | 2021-10-30 | Enphase Energy | IQ7-60-2-US | Inverters | 240 |  | 21 |  |  | 0.97 |  | Outdoor | Behind the PV Modules
NJSTRE1545388463 | NJSRRE1544836541 | Transition Incentive Program | Whippany | 7981 | 3 | 6.2 | Residential | Yes | Behind the Meter | Behind the Meter |  | None | 1st Light Energy Inc | JCP&L | Eligible for TI Program | 2020-04-13 | 2020-04-20 | 2021-10-30 | Solaredge | SE5000H-USRGM | Inverters | 5000 |  | 1 |  |  | 0.98 |  | Outside | Next to Meter
NJSTRE1545388390 | NJSRRE1544762378 | Transition Incentive Program | Linden | 7036 | 10 | 3.78 | Residential | No | Behind the Meter | Behind the Meter |  | None | Trinity Solar | PSE&G | Eligible for TI Program | 2020-03-25 | 2020-03-27 | 2021-10-30 | SOLAR EDGE | SE3000H-US | Inverters | 3000 |  | 1 |  |  | 0.97 |  | Outside | SIDE OF HOME
NJSTRE1545388403 | NJSRRE1544758931 | Transition Incentive Program | Egg Harbor City | 8215 | 19 | 14.74 | Residential | No | Behind the Meter | Behind the Meter |  | None | Green Power Energy | AC Electric | Eligible for TI Program | 2020-03-23 | 2020-03-26 | 2021-10-30 | SolarEdge | SE6000H-US | Inverters | 6000 |  | 2 |  |  | 0.97 |  | Outside | next to meter
NJSTRE1545388404 | NJSRRE1544801919 | Transition Incentive Program | Glendora | 8029 | 14 | 7.59 | Residential | Yes | Behind the Meter | Net-metered residential rooftop and canopy |  | None | Whitman Construction, LLC | PSE&G | Accepted | 2020-04-06 | 2020-04-09 | 2021-10-30 | Enphase Energy | IQ7X-96-2-US | Inverters | 0.315 |  | 23 |  |  | 0.975 |  | Outside | roof top
NJSTRE1545388410 | NJSRRE1544817643 | Transition Incentive Program | Little Ferry | 7643 | 7 | 5.36 | Residential | Yes | Behind the Meter | Behind the Meter |  | None | Trinity Solar | PSE&G | Eligible for TI Program | 2020-04-09 | 2020-04-15 | 2021-10-30 | SOLAR EDGE | SE5000H-US | Inverters | 5000 |  | 1 |  |  | 0.97 |  | Outside | SIDE OF HOME
NJSTRE1545388418 | NJSRRE1544767356 | Transition Incentive Program | Eatontown | 7724 | 17 | 464.1 | Commercial | No | Behind the Meter | Behind the Meter |  | None | InFEWsion, LLC | JCP&L | Eligible for TI Program | 2020-03-30 | 2020-03-31 | 2021-10-30 | Sungrow | SG60KU-M | Inverters | 60000 |  | 6 |  |  | 0.989 |  | Outdoor | Rooftop
NJSTRE1545388424 | NJSRRE1544805340 | Transition Incentive Program | Wayne | 7470 | 6 | 14.57 | Residential | Yes | Behind the Meter | Behind the Meter |  | None | Sunrun Installation Services, Inc. | PSE&G | Eligible for TI Program | 2020-04-07 | 2020-04-10 | 2021-10-30 | Enphase Energy | IQ7-60-x-US (240V) | Inverters | 240 |  | 47 |  |  | 0.96 |  | Outdoor | Rooftop
NJSTRE1545388438 | NJSRRE1544623023 | Transition Incentive Program | Clayton | 8312 | 15 | 5.94 | Residential | No | Behind the Meter | Net-metered residential rooftop and canopy |  | None | Whitman Construction, LLC | AC Electric | Accepted | 2020-03-10 | 2020-03-12 | 2021-10-30 | Enphase Energy | IQ7X-96-2-US | Inverters | 0.315 |  | 18 |  |  | 0.975 |  | Outside | roof
NJSTRE1545388440 | NJSRRE1544892915 | Transition Incentive Program | New Brunswick | 8901 | 11 | 13.64 | Commercial | No | Behind the Meter | Behind the Meter |  | None | All Season Solar | PSE&G | Eligible for TI Program | 2020-04-24 | 2020-04-29 | 2021-10-30 | Enphase | IQ7 | Inverters | 240 |  | 44 |  |  | 0.97 |  | Outdoor | under module
NJSTRE1545388468 | NJSRRE1544775991 | Transition Incentive Program | Ocean | 7712 | 17 | 4.8 | Residential | No | Behind the Meter | Net-metered residential rooftop and canopy |  | None | SunPower Corporation, Systems | JCP&L | Accepted |  | 2020-04-09 | 2021-10-30 | SUNPOWER | SPR-A400-G-AC | Inverters | 349 |  | 12 |  |  | 0.97 |  | Other | under each panel
NJSTRE1545388471 | NJSRRE1544770231 | Transition Incentive Program | Plainfield | 7062 | 10 | 3.6 | Residential | Yes | Behind the Meter | Net-metered residential rooftop and canopy |  | None | SunPower Corporation, Systems | PSE&G | Accepted |  | 2020-04-02 | 2021-10-30 | SUNPOWER | SPR-E20-327-E-AC | Inverters | 320 |  | 11 |  |  | 0.96 |  | Other | under each panel
NJSTRE1545388478 | NJSRRE1544593106 | Transition Incentive Program | Belleville Twp | 7109 | 9 | 7.52 | Residential | No | Behind the Meter | Net-metered residential rooftop and canopy |  | None | SunnyMac LLC | PSE&G | Accepted |  | 2020-03-09 | 2021-10-30 | Enphase | IQ7XS-96-ACM-US | Inverters | 0.315 |  | 12 |  |  | 0.99 |  | Outdoor | roof
NJSTRE1545388533 | NJSRRE1544680282 | Transition Incentive Program | MOORESTOWN | 8057 | 13 | 16.75 | Residential | No | Behind the Meter | Behind the Meter |  | None | Infinity Solar Systems | PSE&G | Eligible for TI Program | 2020-03-13 | 2020-03-18 | 2021-10-30 | ENPHASE | IQ7-60-X-US | Inverters | 240 |  | 50 |  |  | 0.97 |  | Outside | MICROINVERTERS
NJSTRE1545388552 | NJSRRE1544768990 | Transition Incentive Program | Cranford Twp | 7016 | 10 | 5.74 | Residential | No | Behind the Meter | Net-metered residential rooftop and canopy |  | None | SunnyMac LLC | PSE&G | Accepted |  | 2020-04-01 | 2021-10-30 | SunPower | SPWR-A4 | Inverters | 0.349 |  | 14 |  |  | 0.99 |  | Outdoor | roof
NJSTRE1545388480 | NJSRRE1544761148 | Transition Incentive Program | Glassboro | 8028 | 15 | 2.04 | Residential | Yes | Behind the Meter | Net-metered residential rooftop and canopy |  | None | Trinity Solar | AC Electric | Accepted |  | 2020-03-27 | 2021-10-30 | Enphase | IQ7PLUS-72-2-US | Inverters | 290 |  | 6 |  |  | 0.96 |  | Outside | under panels
NJSTRE1545388492 | NJSRRE1544868454 | Transition Incentive Program | ELIZABETH | 7206 | 10 | 2.88 | Residential | Yes | Behind the Meter | Net-metered residential rooftop and canopy |  | None | Vivint Solar Developer, LLC | PSE&G | Accepted | 2020-04-21 | 2020-04-27 | 2021-10-30 | Solar Edge | SE3800H-US | Inverters | 3800 |  | 1 |  |  | 0.992 |  | Outdoor | Near the Utility Meter
NJSTRE1545388509 | NJSRRE1544865385 | Transition Incentive Program | Hammonton | 8037 | 19 | 9.72 | Residential | No | Behind the Meter | Net-metered residential rooftop and canopy |  | None | Green Power Energy | AC Electric | Final As-Built Received |  | 2020-04-24 | 2021-10-30 | Solar Edge | SE10000H-US | Inverters | 10000 |  | 1 |  |  | 0.97 |  | Outside | next to meter
NJSTRE1545388525 | NJSRRE1544806876 | Transition Incentive Program | Montgomery | 8502 | 5 | 35.2 | Residential | No | Behind the Meter | Behind the Meter |  | None | Green Power Energy | PSE&G | Eligible for TI Program | 2020-04-08 | 2020-04-14 | 2021-10-30 | Enphase Energy | IQ7PLUS-72-2-US | Inverters | 290 |  | 88 |  |  | 0.97 |  | Outside | next to meter
NJSTRE1545388531 | NJSRRE1544868053 | Transition Incentive Program | Blackwood | 8012 | 14 | 4.08 | Residential | Yes | Behind the Meter | Net-metered residential rooftop and canopy |  | None | Trinity Solar | PSE&G | Final As-Built Received |  | 2020-04-27 | 2021-10-30 | SOLAR EDGE | SE3800H-US000BNC4 | Inverters | 3800 |  | 1 |  |  | 0.97 |  | Indoor | Garage
NJSTRE1545388541 | NJSRRE1544727505 | Transition Incentive Program | Moorestown | 8057 | 13 | 9.6 | Residential | Yes | Behind the Meter | Net-metered residential rooftop and canopy |  | None | Vivint Solar Developer, LLC | PSE&G | Final As-Built Received | 2020-03-20 | 2020-03-24 | 2021-10-30 | Solar Edge | SE7600H-US | Inverters | 7600 |  | 1 |  |  | 0.992 |  | Outdoor | Near the Utility Meter
NJSTRE1545388546 | NJSRRE1544855158 | Transition Incentive Program | New Brunswick | 8901 | 11 | 5.78 | Residential | Yes | Behind the Meter | Net-metered residential rooftop and canopy |  | None | Trinity Solar | PSE&G | Final As-Built Received | 2020-04-17 | 2020-04-23 | 2021-10-30 | Solar Edge | SE5000 | Inverters | 5000 |  | 1 |  |  | 0.97 |  | Outside | side of home
NJSTRE1545388559 | NJSRRE1544612641 | Transition Incentive Program | Freehold | 7728 | 17 | 18.52 | Residential | No | Behind the Meter | Net-metered residential rooftop and canopy |  | None | SureWave Solar | JCP&L | Accepted | 2020-03-07 | 2020-03-11 | 2021-10-30 | Enphase | IQ-60-2-US | Inverters | 240 |  | 28 |  |  | 0.97 |  | Outdoor | Under panel on rooftop
NJSTRE1545388577 | NJSRRE1544613443 | Transition Incentive Program | Moorestown | 8057 | 13 | 6.72 | Residential | Yes | Behind the Meter | Behind the Meter |  | None | Vivint Solar Developer, LLC | PSE&G | Eligible for TI Program | 2020-03-06 | 2020-03-11 | 2021-10-30 | SolarEdge | SE7600H-US | Inverters | 7600 |  | 1 |  |  | 0.992 |  | Outdoor | Near the utility meter
NJSTRE1545388580 | NJSRRE1544758082 | Transition Incentive Program | Passaic | 7055 | 6 | 7.04 | Residential | Yes | Behind the Meter | Behind the Meter |  | None | Skyline Solar, LLC | PSE&G | Eligible for TI Program | 2020-03-23 | 2020-03-26 | 2021-10-30 | SolarEdge | SE5000H-US | Inverters | 5000 |  | 1 |  |  | 0.99 |  | Outside | within ten feet of meter
NJSTRE1545388585 | NJSRRE1544884382 | Transition Incentive Program | Plainfield | 7062 | 10 | 6.4 | Residential | Yes | Behind the Meter | Net-metered residential rooftop and canopy |  | None | Vivint Solar Developer, LLC | PSE&G | Accepted | 2020-04-22 | 2020-04-28 | 2021-10-30 | Solar Edge | SE7600H-US | Inverters | 7600 |  | 1 |  |  | 0.992 |  | Outdoor | Near the Utility Meter
NJSTRE1545388601 | NJSRRE1544773647 | Transition Incentive Program | Irvington Town | 7111 | 9 | 8.68 | Residential | No | Behind the Meter | Net-metered residential rooftop and canopy |  | None | Palmetto Solar LLC | PSE&G | Accepted | 2020-03-31 | 2020-04-09 | 2021-10-30 | SolarEdge | SE7600H-US | Inverters | 7600 |  | 1 |  |  | 0.99 |  | Outside | side of the house
NJSTRE1545388236 | NJSRRE1544818057 | Transition Incentive Program | MANAHAWKIN | 8050 | 18 | 5.12 | Residential | Yes | Behind the Meter | Net-metered residential rooftop and canopy |  | None | Vivint Solar Developer, LLC | AC Electric | Accepted | 2020-04-09 | 2020-04-16 | 2021-10-30 | Solar Edge | SE3800H-US | Inverters | 3800 |  | 1 |  |  | 0.992 |  | Outdoor | Near the Utility Meter
NJSTRE1545388242 | NJSRRE1544560385 | Transition Incentive Program | Mantua | 8051 | 15 | 8.64 | Residential | No | Behind the Meter | Behind the Meter |  | None | Orbit Energy & Power, LLC | AC Electric | Eligible for TI Program | 2020-03-02 | 2020-03-04 | 2021-10-30 | ENPHASE | IQ7-60-2-US | Inverters | 0.24 |  | 27 |  |  | 0.97 |  | Outside | ROOF
NJSTRE1545388248 | NJSRRE1544765216 | Transition Incentive Program | Ocean City | 8226 | 21 | 14.74 | Residential | No | Behind the Meter | Behind the Meter |  | None | Green Power Energy | AC Electric | Eligible for TI Program | 2020-03-25 | 2020-03-30 | 2021-10-30 | SolarEdge | SE6000H-US | Inverters | 6000 |  | 2 |  |  | 0.97 |  | Outside | next to meter
NJSTRE1545388279 | NJSRRE1544626565 | Transition Incentive Program | Woodstown | 8098 | 16 | 16.25 | Residential | No | Behind the Meter | Behind the Meter |  | None | Sunny Corp | AC Electric | Eligible for TI Program | 2020-03-11 | 2020-03-16 | 2021-10-30 | SolarEdge | SE11400 | Inverters | 11400 |  | 1 |  |  | 0.996 |  | Outdoor | side of home
NJSTRE1545388293 | NJSRRE1544708843 | Transition Incentive Program | Randolph | 7869 | 3 | 15.81 | Residential | Yes | Behind the Meter | Behind the Meter |  | None | Sunrun Installation Services, Inc. | JCP&L | Eligible for TI Program | 2020-03-17 | 2020-03-20 | 2021-10-30 | Enphase Energy | IQ7-60-x-US (240V) | Inverters | 240 |  | 51 |  |  | 0.96 |  | Outdoor | Rooftop
NJSTRE1545388297 | NJSRRE1544766679 | Transition Incentive Program | Florence | 8518 | 13 | 5.78 | Residential | No | Behind the Meter | Behind the Meter |  | None | Trinity Solar | PSE&G | Eligible for TI Program | 2020-03-26 | 2020-03-31 | 2021-10-30 | Solar Edge | SE5000H-US000BNC4 | Inverters | 5000 |  | 1 |  |  | 0.97 |  | Outdoor | side of home
NJSTRE1545388299 | NJSRRE1544773193 | Transition Incentive Program | Wall Township | 7719 | 17 | 9.05 | Residential | No | Behind the Meter | Net-metered residential rooftop and canopy |  | None | Green Power Energy | JCP&L | Final As-Built Received |  | 2020-04-02 | 2021-10-30 | SolarEdge | SE10000H-US | Inverters | 10000 |  | 1 |  |  | 0.97 |  | Outside | next to meter
NJSTRE1545388303 | NJSRRE1544681509 | Transition Incentive Program | Cranford | 7016 | 10 | 6.65 | Residential | No | Behind the Meter | Net-metered residential rooftop and canopy |  | None | Pro Custom Solar dba Momentum Solar | PSE&G | Accepted |  | 2020-03-18 | 2021-10-30 | Enphase Energy | IQ7PLUS-72-2-US | Inverters | 290 |  | 19 |  |  | 0.97 |  | Outdoor | roof
NJSTRE1545388316 | NJSRRE1544724324 | Transition Incentive Program | CLIFTON | 7012 | 6 | 8.32 | Residential | Yes | Behind the Meter | Net-metered residential rooftop and canopy |  | None | Vivint Solar Developer, LLC | PSE&G | Accepted | 2020-03-19 | 2020-03-24 | 2021-10-30 | SOLAREDGE | SE7600H-US | Inverters | 7600 |  | 1 |  |  | 0.992 |  | Outdoor | Near the Utility Meter
NJSTRE1545388328 | NJSRRE1544767707 | Transition Incentive Program | Mount Laurel | 8054 | 13 | 11.39 | Residential | No | Behind the Meter | Behind the Meter |  | None | Green Power Energy | PSE&G | Eligible for TI Program | 2020-03-26 | 2020-03-31 | 2021-10-30 | SolarEdge | SE10000H-US | Inverters | 10000 |  | 1 |  |  | 0.97 |  | Outside | next to meter
NJSTRE1545388333 | NJSRRE1544905122 | Transition Incentive Program | Evesham Twp | 8053 | 13 | 30.8 | Commercial | No | Behind the Meter | Net-metered non-residential rooftop and canopy |  | None | Ameresco | PSE&G | Accepted |  | 2020-04-30 | 2021-10-30 | SolarEdge | SE14.4KUS | Inverters | 14.4 |  | 2 |  |  | 0.975 |  | Outdoor | N/A
NJSTRE1545388337 | NJSRRE1544854583 | Transition Incentive Program | Bergenfield | 7621 | 7 | 7.75 | Residential | Yes | Behind the Meter | Behind the Meter |  | None | Sunrun Installation Services, Inc. | PSE&G | Eligible for TI Program | 2020-04-17 | 2020-04-23 | 2021-10-30 | Enphase Energy | IQ7-60-x-US (240V) | Inverters | 240 |  | 25 |  |  | 0.96 |  | Outdoor | Rooftop
NJSTRE1545388345 | NJSRRE1544836961 | Transition Incentive Program | Middletown | 7748 | 17 | 7 | Residential | No | Behind the Meter | Net-metered residential rooftop and canopy |  | None | Solar Mite Solutions | JCP&L | Accepted | 2020-04-13 | 2020-04-21 | 2021-10-30 | Enphase | M250 | Inverters | 250 |  | 25 |  |  | 0.98 |  | Outdoor | Under modules
NJSTRE1545388422 | NJSRRE1544893048 | Transition Incentive Program | Little Egg Harbor Township | 8087 | 18 | 8.99 | Residential | Yes | Behind the Meter | Net-metered residential rooftop and canopy |  | None | Sunrun Installation Services, Inc. | AC Electric | Final As-Built Received | 2020-04-24 | 2020-04-29 | 2021-10-30 | Enphase Energy | IQ7-60-x-US (240V) | Inverters | 240 |  | 29 |  |  | 0.96 |  | Outdoor | Rooftop
NJSTRE1545388430 | NJSRRE1544727558 | Transition Incentive Program | ROSELLE | 7203 | 10 | 6.72 | Residential | Yes | Behind the Meter | Net-metered residential rooftop and canopy |  | None | Vivint Solar Developer, LLC | PSE&G | Accepted | 2020-03-19 | 2020-03-24 | 2021-10-30 | SolarEdge | SE7600H-US | Inverters | 7600 |  | 1 |  |  | 0.992 |  | Outdoor | near the utility meter
NJSTRE1545388433 | NJSRRE1544886316 | Transition Incentive Program | BLACKWOOD | 8012 | 14 | 5.76 | Residential | Yes | Behind the Meter | Net-metered residential rooftop and canopy |  | None | Vivint Solar Developer, LLC | AC Electric | Accepted | 2020-04-23 | 2020-04-28 | 2021-10-30 | SolarEdge | SE3800H-US | Inverters | 3800 |  | 1 |  |  | 0.992 |  | Outdoor | Near the Utility Meter
NJSTRE1545388454 | NJSRRE1544818081 | Transition Incentive Program | HASBROUCK HTS | 7604 | 7 | 6.08 | Residential | Yes | Behind the Meter | Net-metered residential rooftop and canopy |  | None | Vivint Solar Developer, LLC | PSE&G | Accepted | 2020-04-10 | 2020-04-16 | 2021-10-30 | SolarEdge | SE7600H-US | Inverters | 7600 |  | 1 |  |  | 0.992 |  | Outdoor | Near the Utility Meter
NJSTRE1545388457 | NJSRRE1544719655 | Transition Incentive Program | Newark | 7107 | 9 | 10.54 | Residential | Yes | Behind the Meter | Behind the Meter |  | None | Sunrun Installation Services, Inc. | PSE&G | Eligible for TI Program | 2020-03-18 | 2020-03-23 | 2021-10-30 | Enphase Energy | IQ7-60-x-US (240V) | Inverters | 240 |  | 34 |  |  | 0.96 |  | Outdoor | Rooftop
NJSTRE1545388469 | NJSRRE1544776327 | Transition Incentive Program | Howell | 7731 | 17 | 10.89 | Residential | No | Behind the Meter | Behind the Meter |  | None | Maier Solar Engineering dba Solar Me | JCP&L | Eligible for TI Program | 2020-03-31 | 2020-04-09 | 2021-10-30 | Enphase | IQ7X | Inverters | 315 |  | 33 |  |  | 0.96 |  | Outside | Under panels
NJSTRE1545388481 | NJSRRE1544838895 | Transition Incentive Program | Hackensack | 7601 | 7 | 6.37 | Residential | Yes | Behind the Meter | Net-metered residential rooftop and canopy |  | None | Pro Custom Solar dba Momentum Solar | PSE&G | Accepted | 2020-04-14 | 2020-04-22 | 2021-10-30 | Enphase Energy | IQ7-60-2-US | Inverters | 240 |  | 19 |  |  | 0.97 |  | Outdoor | Roof
NJSTRE1545388491 | NJSRRE1544708527 | Transition Incentive Program | Berlin | 8091 | 14 | 7.37 | Residential | Yes | Behind the Meter | Net-metered residential rooftop and canopy |  | None | Vision Solar LLC | AC Electric | As-Built Incomplete | 2020-03-17 | 2020-03-23 | 2021-10-30 | enphase | iq7-60-2-us | Inverters | 0.24 |  | 33 |  |  | 0.96 |  | Outside | behind panels
NJSTRE1545388495 | NJSRRE1544843985 | Transition Incentive Program | Scotch Plains | 7076 | 10 | 15.75 | Residential | No | Behind the Meter | Behind the Meter |  | None | Green Power Energy | PSE&G | Eligible for TI Program | 2020-04-15 | 2020-04-22 | 2021-10-30 | SolarEdge | SE7600H-US | Inverters | 7600 |  | 2 |  |  | 0.97 |  | Outside | next to meter
NJSTRE1545388516 | NJSRRE1544710368 | Transition Incentive Program | Pennsauken Twp | 8110 | 14 | 13.07 | Residential | Yes | Behind the Meter | Net-metered residential rooftop and canopy |  | None | Castle Energy, LLC | PSE&G | Accepted | 2020-03-18 | 2020-03-23 | 2021-10-30 | Enphase Energy | IQ7-60-2-US | Inverters | 290 |  | 39 |  |  | 0.967 |  | Outdoor | on the rooftop under each solar panel
NJSTRE1545388535 | NJSRRE1544708882 | Transition Incentive Program | Egg Harbor Township | 8234 | 19 | 13.08 | Residential | Yes | Behind the Meter | Net-metered residential rooftop and canopy |  | None | Castle Energy, LLC | AC Electric | Final As-Built Received | 2020-03-17 | 2020-03-20 | 2021-10-30 | SunPower | SPR-E20-327-E-AC | Inverters | 320 |  | 40 |  |  | 0.975 |  | Outdoor | on the rooftop under each solar panel
NJSTRE1545388549 | NJSRRE1544796544 | Transition Incentive Program | Trenton | 8620 | 12 | 16.08 | Residential | Yes | Behind the Meter | Behind the Meter |  | None | Pro Custom Solar dba Momentum Solar | PSE&G | Eligible for TI Program | 2020-04-03 | 2020-04-09 | 2021-10-30 | Enphase Energy | IQ7-60-2-US | Inverters | 250 |  | 48 |  |  | 0.97 |  | Outdoor | roof
NJSTRE1545388554 | NJSRRE1544868403 | Transition Incentive Program | Skillman | 8558 | 5 | 10.39 | Residential | Yes | Behind the Meter | Net-metered residential rooftop and canopy |  | None | Pro Custom Solar dba Momentum Solar | PSE&G | Accepted | 2020-04-21 | 2020-04-27 | 2021-10-30 | Enphase Energy | IQ7-60-2-US | Inverters | 240 |  | 31 |  |  | 0.97 |  | Outdoor | Roof
NJSTRE1545388559 | NJSRRE1544612641 | Transition Incentive Program | Freehold | 7728 | 17 | 18.52 | Residential | No | Behind the Meter | Net-metered residential rooftop and canopy |  | None | SureWave Solar | JCP&L | Accepted | 2020-03-07 | 2020-03-11 | 2021-10-30 | Enphase | IQ-6 | Inverters | 6960 |  | 29 |  |  | 0.97 |  | Outdoor | Rooftop Under Panel
NJSTRE1545388562 | NJSRRE1544766609 | Transition Incentive Program | Paterson | 7502 | 6 | 2.52 | Residential | Yes | Behind the Meter | Behind the Meter |  | None | Trinity Solar | PSE&G | Eligible for TI Program | 2020-03-26 | 2020-03-31 | 2021-10-30 | SOLAR EDGE | SE3000H-US | Inverters | 3000 |  | 1 |  |  | 0.97 |  | Outside | SIDE OF HOME
NJSTRE1545388564 | NJSRRE1544766632 | Transition Incentive Program | Cranford | 7016 | 10 | 6.03 | Residential | Yes | Behind the Meter | Behind the Meter |  | None | Pro Custom Solar dba Momentum Solar | PSE&G | Eligible for TI Program | 2020-03-26 | 2020-03-31 | 2021-10-30 | Enphase Energy | IQ7-60-2-US | Inverters | 250 |  | 18 |  |  | 0.97 |  | Outdoor | roof
NJSTRE1545388572 | NJSRRE1544582409 | Transition Incentive Program | Scotch Plains | 7076 | 10 | 4.48 | Residential | Yes | Behind the Meter | Net-metered residential rooftop and canopy |  | None | Vivint Solar Developer, LLC | PSE&G | Accepted | 2020-03-04 | 2020-03-06 | 2021-10-30 | Solar Edge | SE3800H-US | Inverters | 3800 |  | 1 |  |  | 0.992 |  | Outdoor | Near the Utility Meter
NJSTRE1545388575 | NJSRRE1544566527 | Transition Incentive Program | PENNSAUKEN | 8109 | 14 | 6.4 | Residential | Yes | Behind the Meter | Net-metered residential rooftop and canopy |  | None | Vivint Solar Developer, LLC | PSE&G | Accepted | 2020-03-04 | 2020-03-05 | 2021-10-30 | SolarEdge | SE7600H-US | Inverters | 7600 |  | 1 |  |  | 0.992 |  | Outdoor | Near the utility meter
NJSTRE1545388578 | NJSRRE1544800727 | Transition Incentive Program | Clementon | 8021 | 14 | 10.54 | Residential | Yes | Behind the Meter | Behind the Meter |  | None | Trinity Solar | AC Electric | Eligible for TI Program | 2020-04-06 | 2020-04-09 | 2021-10-30 | Solar Edge | SE10000H-US | Inverters | 10000 |  | 1 |  |  | 0.97 |  | Outside | side of home
NJSTRE1545388588 | NJSRRE1544854504 | Transition Incentive Program | Eatontown | 7724 | 17 | 4.73 | Residential | Yes | Behind the Meter | Net-metered residential rooftop and canopy |  | None | Suntuity Solar LLC | JCP&L | Accepted | 2020-04-17 | 2020-04-24 | 2021-10-30 | Enphase Energy | IQ7-60-2-US | Inverters | 240 |  | 15 |  |  | 0.97 |  | Outdoor | Behind the PV Modules
NJSTRE1545388594 | NJSRRE1544761230 | Transition Incentive Program | Far Hills | 7931 | 5 | 29.45 | Residential | No | Behind the Meter | Behind the Meter |  | None | Sunrun Installation Services, Inc. | JCP&L | Eligible for TI Program | 2020-03-24 | 2020-03-27 | 2021-10-30 | Enphase Energy | IQ7-60-x-US (240V) | Inverters | 240 |  | 95 |  |  | 0.96 |  | Outdoor | Rooftop
NJSTRE1545388597 | NJSRRE1544680851 | Transition Incentive Program | Marlton | 8053 | 13 | 8.5 | Residential | No | Behind the Meter | Net-metered residential rooftop and canopy |  | None | Trinity Solar | PSE&G | Final As-Built Received | 2020-03-13 | 2020-03-18 | 2021-10-30 | Solar Edge | SE7600H-US000BNC4 | Inverters | 7600 |  | 1 |  |  | 0.97 |  | Outdoor | side of home
NJSTRE1545388614 | NJSRRE1544776336 | Transition Incentive Program | MOUNTAINSIDE | 7092 | 10 | 11.84 | Residential | Yes | Behind the Meter | Net-metered residential rooftop and canopy |  | None | Vivint Solar Developer, LLC | PSE&G | Accepted | 2020-03-31 | 2020-04-09 | 2021-10-30 | SolarEdge | SE10000H-US | Inverters | 10000 |  | 1 |  |  | 0.992 |  | Outdoor | Near the Utility Meter
NJSTRE1545388619 | NJSRRE1544777578 | Transition Incentive Program | Maplewood | 7040 | 9 | 20.65 | Residential | No | Behind the Meter | Behind the Meter |  | None | Green Power Energy | PSE&G | Eligible for TI Program | 2020-04-01 | 2020-04-09 | 2021-10-30 | SolarEdge | SE11400H-US | Inverters | 11400 |  | 2 |  |  | 0.97 |  | Outside | next to meter
NJSTRE1545317966 |  | Transition Incentive Program | Clifton | 7014 | 6 | 8.19 | Residential | No | Behind the Meter | Net-metered residential rooftop and canopy |  | None | Suntuity Solar LLC | PSE&G | Accepted | 2020-07-20 | 2020-07-22 | 2021-07-22 | Longi | LR6-60HPB-315M | Solar Panels |  | 0.315 | 6 | 304 | 25 |  | Fixed | Roof
NJSTRE1545317979 |  | Transition Incentive Program | MILLVILLE | 8332 | 20 | 11.97 | Residential | Yes | Behind the Meter | Net-metered residential rooftop and canopy |  | None | Suntuity Solar LLC | AC Electric | Final As-Built Received | 2020-07-20 | 2020-07-22 | 2021-10-30 | Longi | LR6-60HPB-315M | Solar Panels |  | 0.315 | 5 | 113 | 21 |  | Fixed | Roof
NJSTRE1545318074 |  | Transition Incentive Program | Scotch Plains | 7076 | 10 | 7.92 | Residential | No | Behind the Meter | Net-metered residential rooftop and canopy |  | None | Green Power Energy | PSE&G | Accepted | 2020-07-20 | 2020-07-22 | 2021-07-22 | LG Electronics | LG360Q1C-V5 | Solar Panels |  | 0.36 | 22 | 210 | 22 |  | Fixed | Roof
NJSTRE1545318246 |  | Transition Incentive Program | Beverly | 8010 | 13 | 10.54 | Residential | Yes | Behind the Meter | Net-metered residential rooftop and canopy |  | None | Trinity Solar | PSE&G | Final As-Built Received | 2020-07-20 | 2020-07-23 | 2021-10-30 | Hanwha | Q.PEAK DUO BLK-G6 340 | Solar Panels |  | 0.34 | 5 | 70 | 20 |  | Fixed | Roof
NJSTRE1545318289 |  | Transition Incentive Program | Springfield | 7081 | 10 | 10.15 | Residential | Yes | Behind the Meter | Net-metered residential rooftop and canopy |  | None | Pro Custom Solar dba Momentum Solar | JCP&L | Accepted | 2020-07-20 | 2020-07-23 | 2021-07-23 | LG ELECTRONICS | LG 350N1C-V5 | Solar Panels |  | 0.35 | 10 | 217 | 17 |  | Fixed | Roof
NJSTRE1545318280 |  | Transition Incentive Program | West Long Branch | 7764 | 17 | 19.53 | Residential | No | Behind the Meter | Net-metered residential rooftop and canopy |  | None | Tesla Energy Operations Inc. | JCP&L | Final As-Built Received | 2020-07-20 | 2020-07-23 | 2021-10-30 | SolarCity Corp | SC315B2 | Solar Panels |  | 0.315 | 9 | 169 | 30 |  | Fixed | Roof
NJSTRE1545318280 |  | Transition Incentive Program | West Long Branch | 7764 | 17 | 19.53 | Residential | No | Behind the Meter | Net-metered residential rooftop and canopy |  | None | Tesla Energy Operations Inc. | JCP&L | Final As-Built Received | 2020-07-20 | 2020-07-23 | 2021-10-30 | SolarCity Corp | SC315B2 | Solar Panels |  | 0.315 | 15 | 79 | 30 |  | Fixed | Roof
NJSTRE1545318321 |  | Transition Incentive Program | Vineland | 8360 | 20 | 5.1 | Residential | Yes | Behind the Meter | Net-metered residential rooftop and canopy |  | None | Trinity Solar | Vineland Muni Electric | Accepted | 2020-07-20 | 2020-07-23 | 2021-07-23 | Hanwha | Q.PEAK DUO BLK-G6 340 | Solar Panels |  | 0.34 | 15 | 273 | 23 |  | Fixed | Roof
NJSTRE1545318457 | NJSRRE1544864737 | Transition Incentive Program | Bayonne | 7002 | 8 | 112.05 | Commercial | Yes | Behind the meter | Net-metered non-residential rooftop and canopy |  | None | Green Hybrid Energy Solutions | PSE&G | Accepted | 2020-04-19 | 2020-04-24 | 2021-10-30 | Hanwha | Q.Peak Duo L-G8.2 | Solar Panels |  | 0.415 | 123 | 269 | 23 |  | Fixed | Roof
NJSTRE1545318460 | NJSRRE1544864758 | Transition Incentive Program | Bayonne | 7002 | 8 | 194.22 | Commercial | Yes | Behind the meter | Net-metered non-residential rooftop and canopy |  | None | Green Hybrid Energy Solutions | PSE&G | Accepted | 2020-04-20 | 2020-04-24 | 2021-10-30 | Hanwha | Q.Peak Duo L-G8.2 | Solar Panels |  | 0.415 | 144 | 204 | 10 |  | Fixed | Roof
NJSTRE1545318492 |  | Transition Incentive Program | Carteret | 7008 | 11 | 8.05 | Residential | Yes | Behind the Meter | Net-metered residential rooftop and canopy |  | None | Pro Custom Solar dba Momentum Solar | PSE&G | Accepted | 2020-07-20 | 2020-07-23 | 2021-07-23 | LG ELECTRONICS | LG 345N1C-V5 | Solar Panels |  | 0.35 | 4 | 1 | 29 |  | Fixed | Roof
NJSTRE1545318577 |  | Transition Incentive Program | Roselle | 7203 | 10 | 4.55 | Residential | Yes | Behind the Meter | Net-metered residential rooftop and canopy |  | None | Pro Custom Solar dba Momentum Solar | PSE&G | Accepted | 2020-07-20 | 2020-07-23 | 2021-07-23 | LG ELECTRONICS | LG 350N1C-V5 | Solar Panels |  | 0.35 | 10 | 139 | 38 |  | Fixed | Roof
NJSTRE1545388379 | NJSRRE1544617443 | Transition Incentive Program | Long Valley | 7853 | 3 | 9.8 | Residential | Yes | Behind the Meter | Behind the Meter |  | None | Pro Custom Solar dba Momentum Solar | JCP&L | Eligible for TI Program | 2020-03-06 | 2020-03-11 | 2021-10-30 | Enphase Energy | IQ7PLUS-72-2-US | Inverters | 295 |  | 28 |  |  | 0.97 |  | Outdoor | roof
NJSTRE1545388395 | NJSRRE1544623194 | Transition Incentive Program | Egg Harbor Township | 8234 | 19 | 19.62 | Residential | No | Behind the Meter | Net-metered residential ground mount |  | None | SunPower Capital, LLC | AC Electric | Accepted | 2020-03-10 | 2020-03-12 | 2021-10-30 | SunPower | SPR-E20-327-C-AC | Inverters | 320 |  | 60 |  |  | 0.975 |  | Outdoor | under each solar panel
NJSTRE1545388399 | NJSRRE1544892902 | Transition Incentive Program | KEYPORT | 7735 | 17 | 5.12 | Residential | Yes | Behind the Meter | Net-metered residential rooftop and canopy |  | None | Vivint Solar Developer, LLC | JCP&L | Accepted | 2020-04-24 | 2020-04-29 | 2021-10-30 | Solar Edge | SE3800H-US | Inverters | 3800 |  | 1 |  |  | 0.992 |  | Outdoor | Near the Utility Meter
NJSTRE1545388415 | NJSRRE1544796753 | Transition Incentive Program | Pleasantville | 8232 | 19 | 6.7 | Residential | Yes | Behind the Meter | Net-metered residential rooftop and canopy |  | None | Vision Solar LLC | AC Electric | Accepted | 2020-04-03 | 2020-04-09 | 2021-10-30 | enphase | iq7-60-2-us | Inverters | 0.25 |  | 20 |  |  | 0.96 |  | Other | behind panels
NJSTRE1545388420 | NJSRRE1544867144 | Transition Incentive Program | Stanhope | 7874 | 1 | 9.05 | Residential | No | Behind the Meter | Behind the Meter |  | None | Green Power Energy | JCP&L | Eligible for TI Program | 2020-04-21 | 2020-04-27 | 2021-10-30 | Solar Edge | SE7600H-US | Inverters | 7600 |  | 1 |  |  | 0.97 |  | Outside | next to meter
NJSTRE1545388431 | NJSRRE1544610950 | Transition Incentive Program | Ewing TWP | 8628 | 12 | 4.73 | Residential | No | Behind the Meter | Behind the Meter |  | None | 1st Light Energy Inc | PSE&G | Eligible for TI Program | 2020-03-05 | 2020-03-10 | 2021-10-30 | SMA | SB 3.8-1SP-US-41 (240V) | Inverters | 3800 |  | 1 |  |  | 0.97 |  | Outside | within 10 feet of meter
NJSTRE1545388446 | NJSRRE1544620467 | Transition Incentive Program | Englewood Cliffs | 7623 |  | 94.8 | Non Profit | No | Behind the Meter | Behind the Meter |  | None | TGI Solutions | PSE&G | Eligible for TI Program | 2020-03-08 | 2020-03-11 | 2021-10-30 | SMA | 50us | Inverters | 50000 |  | 1 |  |  | 0.975 |  | Outside | on roof
NJSTRE1545388486 | NJSRRE1544695681 | Transition Incentive Program | Trenton | 8610 | 12 | 5.1 | Residential | No | Behind the Meter | Behind the Meter |  | None | Pro Custom Solar dba Momentum Solar | PSE&G | Eligible for TI Program | 2020-03-16 | 2020-03-18 | 2021-10-30 | Enphase Energy | IQ7-60-2-US | Inverters | 240 |  | 15 |  |  | 0.97 |  | Outdoor | Roof
NJSTRE1545388497 | NJSRRE1544768764 | Transition Incentive Program | Plainfield | 7060 | 10 | 5.12 | Residential | Yes | Behind the Meter | Behind the Meter |  | None | Skyline Solar, LLC | PSE&G | Eligible for TI Program | 2020-03-27 | 2020-04-01 | 2021-10-30 | SolarEdge | SE3800H-US | Inverters | 3800 |  | 1 |  |  | 0.99 |  | Outside | within ten feet of meter
NJSTRE1545388498 | NJSRRE1544721021 | Transition Incentive Program | Clifton | 7011 | 6 | 3.74 | Residential | Yes | Behind the Meter | Behind the Meter |  | None | Trinity Solar | PSE&G | Eligible for TI Program | 2020-03-19 | 2020-03-23 | 2021-10-30 | Solar Edge | SE3000 | Inverters | 3000 |  | 1 |  |  | 0.97 |  | Outdoor | side of home
NJSTRE1545388499 | NJSRRE1544612660 | Transition Incentive Program | West Milford | 7480 | 6 | 7.04 | Residential | Yes | Behind the Meter | Behind the Meter |  | None | Skyline Solar, LLC | Orange Rockland Electric | Eligible for TI Program | 2020-03-06 | 2020-03-11 | 2021-10-30 | SolarEdge | SE5000H-US | Inverters | 5000 |  | 1 |  |  | 0.99 |  | Outside | within ten feet of meter
NJSTRE1545388503 | NJSRRE1544854560 | Transition Incentive Program | Villas | 8251 | 21 | 9.3 | Residential | Yes | Behind the Meter | Behind the Meter |  | None | Sunrun Installation Services, Inc. | AC Electric | Eligible for TI Program | 2020-04-17 | 2020-04-23 | 2021-10-30 | Enphase Energy | IQ7-60-x-US (240V) | Inverters | 240 |  | 30 |  |  | 0.96 |  | Outdoor | Rooftop
NJSTRE1545388520 | NJSRRE1544695684 | Transition Incentive Program | Tewksbury | 8833 | 4 | 18.9 | Residential | No | Behind the Meter | Behind the Meter |  | None | Green Power energy | JCP&L | Eligible for TI Program | 2020-03-16 | 2020-03-18 | 2021-10-30 | SolarEdge Technologies | SE7600H-US | Inverters | 7600 |  | 2 |  |  | 0.97 |  | Outside | Next to meter
NJSTRE1545388544 | NJSRRE1544888043 | Transition Incentive Program | Franklin Township | 8823 | 5 | 12.95 | Residential | No | Behind the Meter | Net-metered residential rooftop and canopy |  | None | Momentum Solar | PSE&G | Final As-Built Received |  | 2020-04-29 | 2021-10-30 | Enphase Energy | IQ7PLUS-72-2-US | Inverters | 290 |  | 37 |  |  | 0.97 |  | Outdoor | Roof
NJSTRE1545388550 | NJSRRE1544610854 | Transition Incentive Program | Jersey City | 7306 | 8 | 14.25 | Residential | No | Behind the Meter | Net-metered residential rooftop and canopy |  | None | Spectacular Solar | PSE&G | Accepted | 2020-03-11 | 2020-03-17 | 2021-10-30 | Solar Edge | SE11400K | Inverters | 11400 |  | 1 |  |  | 0.992 |  | Outside | Next to Meter
NJSTRE1545388563 | NJSRRE1544898364 | Transition Incentive Program | Hammonton | 8037 | 19 | 16.17 | Commercial | No | Behind the Meter | Net-metered non-residential rooftop and canopy |  | None | Ameresco | AC Electric | Accepted |  | 2020-04-30 | 2021-10-30 | SolarEdge | SE14.4KUS | Inverters | 14.4 |  | 1 |  |  | 0.975 |  | Outdoor | None
NJSTRE1545388569 | NJSRRE1544836443 | Transition Incentive Program | Morris Plains | 7950 | 3 | 8.37 | Residential | Yes | Behind the Meter | Behind the Meter |  | None | Sunrun Installation Services, Inc. | JCP&L | Eligible for TI Program | 2020-04-13 | 2020-04-20 | 2021-10-30 | Enphase Energy | IQ7-60-x-US (240V) | Inverters | 240 |  | 27 |  |  | 0.96 |  | Outdoor | Rooftop
NJSTRE1545388574 | NJSRRE1544819221 | Transition Incentive Program | Montgomery | 8502 | 5 | 7.7 | Residential | No | Behind the Meter | Behind the Meter |  | None | Pro Custom Solar dba Momentum Solar | PSE&G | Eligible for TI Program | 2020-04-10 | 2020-04-17 | 2021-10-30 | Enphase Energy | IQ7PLUS-72-2-US | Inverters | 295 |  | 22 |  |  | 0.97 |  | Outdoor | roof
NJSTRE1545388592 | NJSRRE1544623786 | Transition Incentive Program | CLAYTON | 8312 | 15 | 6.4 | Residential | Yes | Behind the Meter | Behind the Meter |  | None | Orbit Energy & Power, LLC | AC Electric | Eligible for TI Program | 2020-03-10 | 2020-03-13 | 2021-10-30 | Enphase | IQ7-60-2-US | Inverters | 0.24 |  | 20 |  |  | 0.97 |  | Outside | ROOF
NJSTRE1545388604 | NJSRRE1544776282 | Transition Incentive Program | Union | 7083 | 10 | 7.44 | Residential | Yes | Behind the Meter | Behind the Meter |  | None | Sunrun Installation Services, Inc. | PSE&G | Eligible for TI Program | 2020-03-31 | 2020-04-09 | 2021-10-30 | Enphase Energy | IQ7-60-x-US (240V) | Inverters | 240 |  | 24 |  |  | 0.96 |  | Outdoor | Rooftop
NJSTRE1545388635 | NJSRRE1544612624 | Transition Incentive Program | OCEAN CITY | 8226 | 21 | 9.14 | Residential | Yes | Behind the Meter | Net-metered residential rooftop and canopy |  | None | Vivint Solar Developer, LLC | AC Electric | Accepted | 2020-03-06 | 2020-03-11 | 2021-10-30 | SOLAREDGE | SE7600H-US | Inverters | 7600 |  | 1 |  |  | 0.992 |  | Outdoor | Near the utility meter
NJSTRE1545388639 | NJSRRE1544761128 | Transition Incentive Program | Mays Landing | 8330 | 19 | 12.08 | Residential | Yes | Behind the Meter | Behind the Meter |  | None | Sunrun Installation Services, Inc. | AC Electric | Eligible for TI Program | 2020-03-24 | 2020-03-27 | 2021-10-30 | SolarEdge Technologies | SE6000H-USRGM | Inverters | 6000 |  | 1 |  |  | 0.96 |  | Outdoor | Next To Meter
NJSTRE1545388644 | NJSRRE1544749322 | Transition Incentive Program | Egg Harbor Township | 8234 | 19 | 15.04 | Residential | Yes | Behind the Meter | Net-metered residential rooftop and canopy |  | None | Vivint Solar Developer, LLC | AC Electric | Accepted | 2020-03-23 | 2020-03-25 | 2021-10-30 | SolarEdge | SE10000H-US | Inverters | 10000 |  | 1 |  |  | 0.992 |  | Outdoor | Near the utility meter
NJSTRE1545388650 | NJSRRE1544884419 | Transition Incentive Program | Elizabeth | 7208 | 10 | 7.48 | Residential | No | Behind the Meter | Behind the Meter |  | None | Pro Custom Solar dba Momentum Solar | PSE&G | Eligible for TI Program | 2020-04-22 | 2020-04-28 | 2021-10-30 | Enphase Energy | IQ7-60-2-US | Inverters | 240 |  | 22 |  |  | 0.97 |  | Outdoor | Roof
NJSTRE1545388691 | NJSRRE1544817819 | Transition Incentive Program | SUCCASUNNA | 7876 | 3 | 8.05 | Residential | No | Behind the Meter | Behind the Meter |  | None | Infinity Solar Systems | JCP&L | Eligible for TI Program | 2020-04-09 | 2020-04-15 | 2021-10-30 | ENPHASE | IQ7-60-X-US | Inverters | 240 |  | 23 |  |  | 0.97 |  | Outside | MICROINVERTERS
NJSTRE1545388607 | NJSRRE1544905343 | Transition Incentive Program | Union | 7083 | 10 | 40.43 | Commercial | No | Behind the Meter | Net-metered non-residential rooftop and canopy |  | None | Ameresco | PSE&G | Accepted |  | 2020-04-30 | 2021-10-30 | SolarEdge | SE14.4KUS | Inverters | 14.4 |  | 2 |  |  | 0.975 |  | Outdoor | N/A
NJSTRE1545388624 | NJSRRE1544559330 | Transition Incentive Program | Audubon | 8106 | 14 | 8 | Residential | No | Behind the Meter | Net-metered residential rooftop and canopy |  | None | Advanced Renewable Solutions | PSE&G | Final As-Built Received | 2020-02-29 | 2020-03-04 | 2021-10-30 | ENPHASE | IQ7-60-2-US | Inverters | 6000 |  | 25 |  |  | 0.976 |  | Outdoor | Mounted to underside of each Solar Module
NJSTRE1545388628 | NJSRRE1544855237 | Transition Incentive Program | Medford | 8055 | 13 | 25.6 | Residential | Yes | Behind the Meter | Net-metered residential rooftop and canopy |  | None | SunPower Corporation, Systems | AC Electric | Accepted |  | 2020-04-23 | 2021-10-30 | SUNPOWER | SPR-A400-G-AC | Inverters | 349 |  | 64 |  |  | 0.97 |  | Other | under each panel
NJSTRE1545388642 | NJSRRE1544802342 | Transition Incentive Program | DOVER | 7801 | 3 | 3.84 | Residential | Yes | Behind the Meter | Net-metered residential rooftop and canopy |  | None | Vivint Solar Developer, LLC | JCP&L | Accepted | 2020-04-06 | 2020-04-09 | 2021-10-30 | SOLAREDGE | SE3800H-US | Inverters | 3800 |  | 1 |  |  | 0.992 |  | Outdoor | Near the Utility Meter
NJSTRE1545388661 | NJSRRE1544886313 | Transition Incentive Program | Bargaintown | 8234 | 19 | 10.88 | Residential | Yes | Behind the Meter | Net-metered residential rooftop and canopy |  | None | All Season Solar | AC Electric | Final As-Built Received | 2020-04-23 | 2020-04-28 | 2021-10-30 | Enphase | IQ7 | Inverters | 240 |  | 34 |  |  | 0.97 |  | Outdoor | under module
NJSTRE1545388672 | NJSRRE1544736119 | Transition Incentive Program | Jersey City | 7306 | 8 | 3.41 | Residential | Yes | Behind the Meter | Net-metered residential rooftop and canopy |  | None | Bright Planet Solar | PSE&G | Accepted |  | 2020-03-25 | 2021-10-30 | SOLAR EDGE | SE3000H-USRGM | Inverters | 3000 |  | 1 |  |  | 0.98 |  | Outdoor | OUTSIDE
NJSTRE1545388733 | NJSRRE1544802594 | Transition Incentive Program | Raritan | 8869 | 5 | 5.58 | Residential | No | Behind the Meter | Behind the Meter |  | None | 1st Light Energy Inc | PSE&G | Eligible for TI Program | 2020-04-06 | 2020-04-10 | 2021-10-30 | SMA | SB-5.0-1SP-US-41 | Inverters | 5000 |  | 1 |  |  | 0.98 |  | Outside | next to meter
NJSTRE1545388738 | NJSRRE1544773210 | Transition Incentive Program | Chester | 7930 | 3 | 23.79 | Residential | No | Behind the Meter | Behind the Meter |  | None | Green power Energy | JCP&L | Eligible for TI Program | 2020-03-30 | 2020-04-09 | 2021-10-30 | SolarEdge | SE7600H-US | Inverters | 7600 |  | 2 |  |  | 0.97 |  | Outside | next to meter
NJSTRE1545388741 | NJSRRE1544630535 | Transition Incentive Program | Villas | 8251 | 21 | 9.77 | Residential | Yes | Behind the Meter | Behind the Meter |  | None | Trinity Solar | AC Electric | Eligible for TI Program | 2020-03-12 | 2020-03-17 | 2021-10-30 | Solar Edge | SE7600 | Inverters | 7600 |  | 1 |  |  | 0.97 |  | Outside | side of home
NJSTRE1545388747 | NJSRRE1544737104 | Transition Incentive Program | Long Valley | 7853 | 3 | 15.12 | Residential | Yes | Behind the Meter | Net-metered residential rooftop and canopy |  | None | Tesla Energy Operations Inc. | JCP&L | Accepted | 2020-03-20 | 2020-03-25 | 2021-10-30 | SolarEdge Technologies | SE7600H-US | Inverters | 15200 |  | 2 |  |  | 0.99 |  | Outside | Near the Meter
NJSTRE1545388756 | NJSRRE1544836969 | Transition Incentive Program | Red Bank | 7701 | 17 | 5.44 | Residential | No | Behind the Meter | Net-metered residential rooftop and canopy |  | None | Solar Mite Solutions | JCP&L | Accepted | 2020-04-13 | 2020-04-21 | 2021-10-30 | Enphase | IQ7 Plus | Inverters | 340 |  | 16 |  |  | 0.98 |  | Outdoor | Under solar modules
NJSTRE1545388771 | NJSRRE1544898419 | Transition Incentive Program | Piscataway | 8854 | 11 | 10.2 | Residential | No | Behind the Meter | Behind the Meter |  | None | Pro Custom Solar dba Momentum Solar | PSE&G | Eligible for TI Program | 2020-04-24 | 2020-04-30 | 2021-10-30 | Enphase Energy | IQ7-60-2-US | Inverters | 240 |  | 30 |  |  | 0.97 |  | Outdoor | Roof
NJSTRE1545388472 | NJSRRE1544868444 | Transition Incentive Program | SICKLERVILLE | 8081 | 14 | 11.52 | Residential | Yes | Behind the Meter | Net-metered residential rooftop and canopy |  | None | Vivint Solar Developer, LLC | AC Electric | Accepted | 2020-04-21 | 2020-04-27 | 2021-10-30 | SolarEdge | SE7600H-US | Inverters | 7600 |  | 1 |  |  | 0.992 |  | Outdoor | Near the Utility Meter
NJSTRE1545388474 | NJSRRE1544720973 | Transition Incentive Program | Robinsville | 8691 | 12 | 8 | Residential | No | Behind the Meter | Net-metered residential rooftop and canopy |  | None | Reliable Power and Solar | JCP&L | Final As-Built Received | 2020-03-19 | 2020-03-23 | 2021-10-30 | enphase | IQ7 | Inverters | 240 |  | 25 |  |  | 0.97 |  | Outdoor | roof
NJSTRE1545388484 | NJSRRE1544721002 | Transition Incentive Program | Plainfield City | 7063 | 10 | 5.03 | Residential | Yes | Behind the Meter | Net-metered residential rooftop and canopy |  | None | Vision Solar LLC | PSE&G | Accepted | 2020-03-19 | 2020-03-23 | 2021-10-30 | enphase | iq7-60-2-us | Inverters | 0.25 |  | 15 |  |  | 0.96 |  | Other | behind panels
NJSTRE1545388510 | NJSRRE1544553648 | Transition Incentive Program | EGG HARBOR TOWNSHIP | 8234 | 19 | 4.8 | Residential | Yes | Behind the Meter | Net-metered residential rooftop and canopy |  | None | Vivint Solar Developer, LLC | AC Electric | Accepted | 2020-02-29 | 2020-03-04 | 2021-10-30 | SOLAREDGE | SE3800H-US | Inverters | 3800 |  | 1 |  |  | 0.992 |  | Outdoor | Near the Utility Meter
NJSTRE1545388511 | NJSRRE1544775879 | Transition Incentive Program | Neshanic Station | 8853 | 5 | 10.54 | Residential | No | Behind the Meter | Net-metered residential rooftop and canopy |  | None | Spectacular Solar | JCP&L | Accepted | 2020-03-31 | 2020-04-09 | 2021-10-30 | Solar Edge | SE10000H-US | Inverters | 10000 |  | 1 |  |  | 0.992 |  | Outside | Next to meter
NJSTRE1545388519 | NJSRRE1544646650 | Transition Incentive Program | Bayville | 8721 | 18 | 9.52 | Residential | No | Behind the Meter | Behind the Meter |  | None | NJ Solar Power, LLC | JCP&L | Eligible for TI Program | 2020-03-12 | 2020-03-17 | 2021-10-30 | SolarEdge | SE7600H-US | Inverters | 7600 |  | 1 |  |  | 0.99 |  | Indoor | garage
NJSTRE1545388521 | NJSRRE1544813268 | Transition Incentive Program | Plainfield | 7062 | 10 | 6.21 | Residential | Yes | Behind the Meter | Behind the Meter |  | None | Sunrun Installation Services, Inc. | PSE&G | Eligible for TI Program | 2020-04-08 | 2020-04-15 | 2021-10-30 | Delta Electronics | M5-TL-US | Inverters | 5000 |  | 1 |  |  | 0.96 |  | Outdoor | Next To Meter
NJSTRE1545388539 | NJSRRE1544894003 | Transition Incentive Program | Jersey City | 7304 | 8 | 6.03 | Residential | Yes | Behind the Meter | Net-metered residential rooftop and canopy |  | None | Pro Custom Solar dba Momentum Solar | PSE&G | Accepted | 2020-04-24 | 2020-04-29 | 2021-10-30 | Enphase Energy | IQ7-60-2-US | Inverters | 240 |  | 18 |  |  | 0.97 |  | Outdoor | Roof
NJSTRE1545388542 | NJSRRE1544802335 | Transition Incentive Program | Monroeville | 8343 | 16 | 19.47 | Residential | No | Behind the Meter | Behind the Meter |  | None | Sunny Corp | AC Electric | Eligible for TI Program | 2020-04-06 | 2020-04-09 | 2021-10-30 | Solar Edge | SE7600H-US | Inverters | 7600 |  | 2 |  |  | 0.996 |  | Outdoor | In Garage
NJSTRE1545388565 | NJSRRE1544765142 | Transition Incentive Program | LINDEN | 7036 | 10 | 11.2 | Residential | Yes | Behind the Meter | Net-metered residential rooftop and canopy |  | None | Vivint Solar Developer, LLC | PSE&G | Accepted | 2020-03-26 | 2020-03-30 | 2021-10-30 | SOLAREDGE | SE7600H-US | Inverters | 7600 |  | 1 |  |  | 0.992 |  | Outdoor | Near the Utility Meter
NJSTRE1545388566 | NJSRRE1544865176 | Transition Incentive Program | Somerset | 8873 | 5 | 3.69 | Residential | Yes | Behind the Meter | Net-metered residential rooftop and canopy |  | None | Pro Custom Solar dba Momentum Solar | PSE&G | Accepted | 2020-04-20 | 2020-04-24 | 2021-10-30 | Enphase Energy | IQ7-60-2-US | Inverters | 240 |  | 11 |  |  | 0.97 |  | Outdoor | Roof
NJSTRE1545388586 | NJSRRE1544621134 | Transition Incentive Program | Belleville | 7109 | 9 | 7.52 | Residential | Yes | Behind the Meter | Behind the Meter |  | None | Seabright Solar | PSE&G | Eligible for TI Program | 2020-03-09 | 2020-03-11 | 2021-10-30 | Sunpower | SPR-E20-327 | Inverters | 0.32 |  | 23 |  |  | 0.99 |  | Outside | Roof
NJSTRE1545388357 | NJSRRE1544616426 | Transition Incentive Program | HASKELL | 7420 | 6 | 11.34 | Residential | No | Behind the Meter | Net-metered residential rooftop and canopy |  | None | Tesla Energy Operations Inc. | JCP&L | Accepted | 2020-03-06 | 2020-03-11 | 2021-10-30 | SolarEdge Technologies | SE10000H-US | Inverters | 10000 |  | 1 |  |  | 0.98 |  | Indoor | Indoor
NJSTRE1545388367 | NJSRRE1544894050 | Transition Incentive Program | Roselle Park | 7204 | 10 | 9.3 | Residential | Yes | Behind the Meter | Behind the Meter |  | None | Sunrun Installation Services, Inc. | PSE&G | Eligible for TI Program | 2020-04-24 | 2020-04-29 | 2021-10-30 | Enphase Energy | IQ7-60-x-US (240V) | Inverters | 240 |  | 30 |  |  | 0.96 |  | Outdoor | Rooftop
NJSTRE1545388370 | NJSRRE1544765210 | Transition Incentive Program | Blackwood | 8012 | 14 | 12.06 | Residential | No | Behind the Meter | Behind the Meter |  | None | Green Power Energy | PSE&G | Eligible for TI Program | 2020-03-25 | 2020-03-30 | 2021-10-30 | SolarEdge | SE11400H-US | Inverters | 11400 |  | 1 |  |  | 0.97 |  | Outside | next to meter
NJSTRE1545388382 | NJSRRE1544705276 | Transition Incentive Program | National Park | 8063 | 15 | 13.6 | Residential | Yes | Behind the Meter | Net-metered residential rooftop and canopy |  | None | Trinity Solar | PSE&G | Final As-Built Received | 2020-03-17 | 2020-03-19 | 2021-10-30 | SOLAR EDGE | SE11400H-US | Inverters | 11400 |  | 1 |  |  | 0.97 |  | Outside | SIDE OF HOME
NJSTRE1545388392 | NJSRRE1544624263 | Transition Incentive Program | Dover | 7801 | 3 | 15.04 | Residential | Yes | Behind the Meter | Net-metered residential rooftop and canopy |  | None | Seabright Solar | JCP&L | Accepted |  | 2020-03-13 | 2021-10-30 | Sunpower | SPR-E20-327 | Inverters | 0.32 |  | 46 |  |  | 0.99 |  | Outside | Roof
NJSTRE1545388397 | NJSRRE1544695676 | Transition Incentive Program | Monroe Township | 8831 | 11 | 13.07 | Residential | No | Behind the Meter | Behind the Meter |  | None | Green Power Energy | JCP&L | Eligible for TI Program | 2020-03-16 | 2020-03-18 | 2021-10-30 | SolarEdge | SE11400H-US | Inverters | 11400 |  | 1 |  |  | 0.97 |  | Outside | Next to meter
NJSTRE1545388402 | NJSRRE1544898379 | Transition Incentive Program | Perth Amboy | 8661 |  | 12.43 | Residential | Yes | Behind the Meter | Behind the Meter |  | None | Seabright Solar | PSE&G | Eligible for TI Program | 2020-04-30 | 2020-04-30 | 2021-10-30 | Sunpower | SPR-E20-327 | Inverters | 0.32 |  | 38 |  |  | 0.99 |  | Outside | Roof
NJSTRE1545388406 | NJSRRE1544560370 | Transition Incentive Program | Newark | 7103 | 9 | 9.92 | Residential | No | Behind the Meter | Net-metered residential rooftop and canopy |  | None | Palmetto Solar LLC | PSE&G | Accepted | 2020-03-02 | 2020-03-04 | 2021-10-30 | SolarEdge Technologies | SE7600H-US | Inverters | 7600 |  | 1 |  |  | 0.99 |  | Outside | side of the house
NJSTRE1545388434 | NJSRRE1544865686 | Transition Incentive Program | Willingboro | 8046 | 13 | 8.04 | Residential | Yes | Behind the Meter | Net-metered residential rooftop and canopy |  | None | Pro Custom Solar dba Momentum Solar | PSE&G | Accepted | 2020-04-20 | 2020-04-24 | 2021-10-30 | Enphase Energy | IQ7-60-2-US | Inverters | 240 |  | 24 |  |  | 0.97 |  | Outdoor | Roof
NJSTRE1545388441 | NJSRRE1544765082 | Transition Incentive Program | Vernon Township | 7462 | 1 | 11.34 | Residential | No | Behind the Meter | Behind the Meter |  | None | Tesla Energy Operations | JCP&L | Eligible for TI Program | 2020-03-25 | 2020-03-30 | 2021-10-30 | Delta Electronics | M10-TL-US [240V] | Inverters | 10000 |  | 1 |  |  | 0.975 |  | Outdoor | Outside
NJSTRE1545388448 | NJSRRE1544598062 | Transition Incentive Program | Newark | 7108 | 9 | 7.13 | Residential | No | Behind the Meter | Behind the Meter |  | None | Sunrun Installation Services, Inc. | PSE&G | Eligible for TI Program | 2020-03-04 | 2020-03-09 | 2021-10-30 | Enphase Energy | IQ7-60-x-US (240V) | Inverters | 240 |  | 23 |  |  | 0.96 |  | Outdoor | Rooftop
NJSTRE1545388464 | NJSRRE1544805337 | Transition Incentive Program | Audubon Boro | 8106 | 14 | 7.75 | Residential | Yes | Behind the Meter | Behind the Meter |  | None | 1st Light Energy Inc | PSE&G | Eligible for TI Program | 2020-04-07 | 2020-04-13 | 2021-10-30 | Solaredge | SE6000H-USRGM | Inverters | 6000 |  | 1 |  |  | 0.98 |  | Outside | Next to meter
NJSTRE1545388470 | NJSRRE1544710189 | Transition Incentive Program | Carneys Point | 8069 | 16 | 3.84 | Residential | Yes | Behind the Meter | Behind the Meter |  | None | Skyline Solar, LLC | AC Electric | Eligible for TI Program | 2020-03-18 | 2020-03-24 | 2021-10-30 | SolarEdge | SE3800H-US | Inverters | 3800 |  | 1 |  |  | 0.99 |  | Outside | within ten feet of meter
NJSTRE1545388610 | NJSRRE1544813210 | Transition Incentive Program | Brigantine | 8203 | 19 | 3.41 | Residential | Yes | Behind the Meter | Behind the Meter |  | None | Sunrun Installation Services, Inc. | AC Electric | Eligible for TI Program | 2020-04-08 | 2020-04-14 | 2021-10-30 | Enphase Energy | IQ7-60-x-US (240V) | Inverters | 240 |  | 11 |  |  | 0.96 |  | Outdoor | Rooftop
NJSTRE1545388611 | NJSRRE1544773643 | Transition Incentive Program | Hammonton | 8037 | 19 | 16.74 | Residential | Yes | Behind the Meter | Behind the Meter |  | None | Sunrun Installation Services, Inc. | AC Electric | Eligible for TI Program | 2020-03-30 | 2020-04-09 | 2021-10-30 | Enphase Energy | IQ7-60-x-US (240V) | Inverters | 240 |  | 54 |  |  | 0.96 |  | Outdoor | Rooftop
NJSTRE1545388613 | NJSRRE1544775257 | Transition Incentive Program | Cherry Hill | 8003 | 14 | 12.16 | Residential | No | Behind the Meter | Net-metered residential rooftop and canopy |  | None | Whitman Construction, LLC | PSE&G | Accepted | 2020-03-31 | 2020-04-09 | 2021-10-30 | Enphase Energy | IQ7-60-2-US | Inverters | 0.24 |  | 38 |  |  | 0.976 |  | Outside | Roof Top
NJSTRE1545388622 | NJSRRE1544775194 | Transition Incentive Program | Sayreville | 8872 | 11 | 3.69 | Residential | Yes | Behind the Meter | Behind the Meter |  | None | Trinity Solar | JCP&L | Eligible for TI Program | 2020-03-31 | 2020-04-09 | 2021-10-30 | SOLAR EDGE | SE3000H-US | Inverters | 3000 |  | 1 |  |  | 0.97 |  | Outside | SIDE OF HOME
NJSTRE1545388631 | NJSRRE1544771397 | Transition Incentive Program | fLEMINGTON | 8822 | 4 | 10.4 | Residential | No | Behind the Meter | Net-metered residential rooftop and canopy |  | None | SunPower Corporation, Systems | JCP&L | Accepted |  | 2020-04-02 | 2021-10-30 | SUNPOWER | SPR-A400-G-AC | Inverters | 349 |  | 26 |  |  | 0.97 |  | Other | under each panel
NJSTRE1545388633 | NJSRRE1544566576 | Transition Incentive Program | Haledon | 7508 | 6 | 6.21 | Residential | Yes | Behind the Meter | Behind the Meter |  | None | Sunrun Installation Services, Inc. | PSE&G | Eligible for TI Program | 2020-03-03 | 2020-03-05 | 2021-10-30 | Delta Electronics | M5-TL-US | Inverters | 4800 |  | 1 |  |  | 0.96 |  | Outdoor | Next To Meter
NJSTRE1545388640 | NJSRRE1544719797 | Transition Incentive Program | Cedar Grove | 7009 | 9 | 15.19 | Residential | Yes | Behind the Meter | Behind the Meter |  | None | Sunrun Installation Services, Inc. | PSE&G | Eligible for TI Program | 2020-03-18 | 2020-03-23 | 2021-10-30 | Enphase Energy | IQ7-60-x-US (240V) | Inverters | 240 |  | 49 |  |  | 0.96 |  | Outdoor | Rooftop
NJSTRE1545388651 | NJSRRE1544611486 | Transition Incentive Program | Brick | 8723 | 18 | 9.86 | Residential | No | Behind the Meter | Net-metered residential rooftop and canopy |  | None | NJ Solar Power, LLC | JCP&L | Accepted | 2020-03-05 | 2020-03-11 | 2021-10-30 | Solaredge | SE7600H-US | Inverters | 7600 |  | 1 |  |  | 0.99 |  | Indoor | garage
NJSTRE1545388653 | NJSRRE1544624224 | Transition Incentive Program | CHERRY HILL | 8034 | 14 | 10.71 | Residential | Yes | Behind the Meter | Net-metered residential rooftop and canopy |  | None | Vivint Solar Developer, LLC | PSE&G | Accepted | 2020-03-10 | 2020-04-27 | 2021-10-30 | SolarEdge | SE7600H-US | Inverters | 7600 |  | 1 |  |  | 0.992 |  | Outdoor | Near the utility meter
NJSTRE1545388659 | NJSRRE1544835884 | Transition Incentive Program | Browns Mills | 8015 | 13 | 5.78 | Residential | No | Behind the Meter | Net-metered residential rooftop and canopy |  | None | Trinity Solar | JCP&L | Accepted | 2020-04-13 | 2020-04-20 | 2021-10-30 | SOLAR EDGE | SE5000H-US | Inverters | 5000 |  | 1 |  |  | 0.97 |  | Outside | SIDE OF HOME
NJSTRE1545388674 | NJSRRE1544721018 | Transition Incentive Program | Millville | 8332 | 20 | 11.38 | Residential | No | Behind the Meter | Behind the Meter |  | None | Sunny Corp | AC Electric | Eligible for TI Program | 2020-03-19 | 2020-03-23 | 2021-10-30 | SolarEdge | Se7600 | Inverters | 7600 |  | 1 |  |  | 0.996 |  | Outdoor | side of home
NJSTRE1545388692 | NJSRRE1544617465 | Transition Incentive Program | Piscataway | 8854 | 11 | 327.25 | Commercial | No | Behind the Meter | Net-metered non-residential rooftop and canopy |  | None | Ampericon | PSE&G | Accepted | 2020-03-06 | 2020-03-11 | 2021-10-30 | EnPhase | IQ7 | Inverters | 240 |  | 850 |  |  | 0.965 |  | Other | Roof
NJSTRE1545388706 | NJSRRE1544777732 | Transition Incentive Program | Newark | 7106 | 9 | 3.69 | Residential | Yes | Behind the Meter | Net-metered residential rooftop and canopy |  | None | Pro Custom Solar dba Momentum Solar | PSE&G | Final As-Built Received | 2020-04-01 | 2020-04-09 | 2021-10-30 | Enphase Energy | IQ7-60-2-US | Inverters | 240 |  | 11 |  |  | 0.97 |  | Outdoor | roof
NJSTRE1545388593 | NJSRRE1544623669 | Transition Incentive Program | Manville | 8835 | 5 | 7.35 | Residential | Yes | Behind the Meter | Behind the Meter |  | None | Pro Custom Solar dba Momentum Solar | PSE&G | Eligible for TI Program | 2020-03-10 | 2020-03-13 | 2021-10-30 | Enphase Energy | IQ7PLUS-72-2-US | Inverters | 295 |  | 21 |  |  | 0.97 |  | Outdoor | roof
NJSTRE1545388598 | NJSRRE1544624217 | Transition Incentive Program | Boonton | 7005 | 3 | 6.51 | Residential | No | Behind the Meter | Behind the Meter |  | None | Sunrun Installation Services, Inc. | JCP&L | Eligible for TI Program | 2020-03-10 | 2020-03-13 | 2021-10-30 | Enphase Energy | IQ7-60-x-US (240V) | Inverters | 240 |  | 21 |  |  | 0.96 |  | Outdoor | Rooftop
NJSTRE1545388629 | NJSRRE1544838142 | Transition Incentive Program | Asbury | 8802 | 4 | 11.47 | Residential | No | Behind the Meter | Behind the Meter |  | None | Sunrun Installation Services, Inc. | JCP&L | Eligible for TI Program | 2020-04-14 | 2020-04-21 | 2021-10-30 | Enphase Energy | IQ7-60-x-US (240V) | Inverters | 240 |  | 37 |  |  | 0.96 |  | Outdoor | Rooftop
NJSTRE1545388636 | NJSRRE1544620989 | Transition Incentive Program | Howell | 7731 | 17 | 20 | Residential | No | Behind the Meter | Behind the Meter |  | None | Green Power Energy | JCP&L | Eligible for TI Program | 2020-03-09 | 2020-03-11 | 2021-10-30 | SolarEdge | SE10000H-US | Inverters | 10000 |  | 1 |  |  | 0.97 |  | Outside | Next to meter
NJSTRE1545388655 | NJSRRE1544802313 | Transition Incentive Program | Vineland | 8360 | 20 | 11.84 | Residential | Yes | Behind the Meter | Net-metered residential rooftop and canopy |  | None | Orbit Energy & Power, LLC | Vineland Muni Electric | Final As-Built Received |  | 2020-04-09 | 2021-10-30 | Enphase | IQ7-60-2-US | Inverters | 0.24 |  | 37 |  |  | 0.99 |  | Outside | roof
NJSTRE1545388656 | NJSRRE1544852675 | Transition Incentive Program | Newfoundland | 7435 | 6 | 8.5 | Residential | No | Behind the Meter | Behind the Meter |  | None | Pro Custom Solar dba Momentum Solar | JCP&L | Eligible for TI Program | 2020-04-16 | 2020-04-23 | 2021-10-30 | Enphase Energy | IQ7-60-2-US | Inverters | 240 |  | 25 |  |  | 0.97 |  | Outdoor | Roof
NJSTRE1545388665 | NJSRRE1544708355 | Transition Incentive Program | WATCHUNG | 7069 | 5 | 10.68 | Residential | No | Behind the Meter | Behind the Meter |  | None | Infinity Solar Systems | PSE&G | Eligible for TI Program | 2020-03-17 | 2020-03-20 | 2021-10-30 | ENPAHSE | IQ7-60-X-US | Inverters | 240 |  | 35 |  |  | 0.97 |  | Outside | MICROINVERTERS
NJSTRE1545388675 | NJSRRE1544902692 | Transition Incentive Program | WENONAH | 8090 | 15 | 14.4 | Residential | Yes | Behind the Meter | Net-metered residential rooftop and canopy |  | None | Vivint Solar Developer, LLC | AC Electric | Accepted | 2020-04-27 | 2020-04-30 | 2021-10-30 | Enphase | IQ7-60-2-US | Inverters | 240 |  | 45 |  |  | 0.976 |  | Other | Underneath each module
NJSTRE1545388689 | NJSRRE1544805411 | Transition Incentive Program | Colts Neck | 7722 | 17 | 21.6 | Residential | No | Behind the Meter | Net-metered residential rooftop and canopy |  | None | Solar Mite Solutions | JCP&L | Accepted | 2020-04-08 | 2020-04-13 | 2021-10-30 | Enphase | IQ7Plus | Inverters | 360 |  | 60 |  |  | 0.98 |  | Outdoor | Under solar modules
NJSTRE1545388701 | NJSRRE1544610940 | Transition Incentive Program | MOUNT HOLLY | 8060 | 13 | 10.56 | Residential | Yes | Behind the Meter | Net-metered residential rooftop and canopy |  | None | Vivint Solar Developer, LLC | PSE&G | Accepted | 2020-03-06 | 2020-03-10 | 2021-10-30 | SolarEdge | SE7600H-US | Inverters | 7600 |  | 1 |  |  | 0.992 |  | Outdoor | Near the utility meter
NJSTRE1545388709 | NJSRRE1544845641 | Transition Incentive Program | Pine Hill | 8021 | 14 | 6.46 | Residential | Yes | Behind the Meter | Net-metered residential rooftop and canopy |  | None | Trinity Solar | AC Electric | Final As-Built Received |  | 2020-04-23 | 2021-10-30 | Solar Edge | SE5000H-US000BNC4 | Inverters | 5000 |  | 1 |  |  | 0.97 |  | Outside | side of home
NJSTRE1545388711 | NJSRRE1544621091 | Transition Incentive Program | Hackensack | 7601 | 7 | 6.46 | Residential | Yes | Behind the Meter | Behind the Meter |  | None | Trinity Solar | PSE&G | Eligible for TI Program | 2020-03-09 | 2020-03-11 | 2021-10-30 | Solar Edge | SE5000 | Inverters | 5000 |  | 1 |  |  | 0.97 |  | Outside | side of home
NJSTRE1545388724 | NJSRRE1544611098 | Transition Incentive Program | Northfield | 8225 | 19 | 11.52 | Residential | No | Behind the Meter | Behind the Meter |  | None | Sun Up Zero Down | AC Electric | Eligible for TI Program | 2020-03-05 | 2020-03-10 | 2021-10-30 | solaredge | SE10000H-US | Inverters | 10000 |  | 1 |  |  | 0.975 |  | Outside | outside wall
NJSTRE1545388526 | NJSRRE1544776020 | Transition Incentive Program | Hamilton Township | 8690 | 12 | 19.84 | Residential | Yes | Behind the Meter | Behind the Meter |  | None | Sunrun Installation Services, Inc. | PSE&G | Eligible for TI Program | 2020-03-31 | 2020-04-09 | 2021-10-30 | Enphase Energy | IQ7-60-x-US (240V) | Inverters | 240 |  | 64 |  |  | 0.96 |  | Outdoor | Rooftop
NJSTRE1545388532 | NJSRRE1544611301 | Transition Incentive Program | BARNEGAT | 8005 | 18 | 4.48 | Residential | Yes | Behind the Meter | Net-metered residential rooftop and canopy |  | None | Vivint Solar Developer, LLC | JCP&L | Accepted | 2020-03-06 | 2020-03-11 | 2021-10-30 | SolarEdge | SE3800H-US | Inverters | 3800 |  | 1 |  |  | 0.992 |  | Outdoor | Near the utility meter
NJSTRE1545388548 | NJSRRE1544680130 | Transition Incentive Program | Bergenfield | 7621 | 7 | 5.44 | Residential | Yes | Behind the Meter | Behind the Meter |  | None | Trinity Solar | PSE&G | Eligible for TI Program | 2020-03-13 | 2020-03-17 | 2021-10-30 | SOLAR EDGE | SE5000H-US | Inverters | 5000 |  | 1 |  |  | 0.97 |  | Outside | SIDE
NJSTRE1545388560 | NJSRRE1544796626 | Transition Incentive Program | Atlantic City | 8401 | 19 | 6.5 | Residential | Yes | Behind the Meter | Net-metered residential rooftop and canopy |  | None | Castle Energy, LLC | AC Electric | Accepted | 2020-04-03 | 2020-04-09 | 2021-10-30 | Enphase Energy | IQ7-60-2-US | Inverters | 240 |  | 20 |  |  | 0.967 |  | Outdoor | on the rooftop under each solar panel
NJSTRE1545388581 | NJSRRE1544736096 | Transition Incentive Program | KENDALL PARK | 8824 | 11 | 2.88 | Residential | Yes | Behind the Meter | Net-metered residential rooftop and canopy |  | None | Vivint Solar Developer, LLC | PSE&G | Accepted | 2020-03-20 | 2020-03-25 | 2021-10-30 | SOLAREDGE | SE3800H-US | Inverters | 3800 |  | 1 |  |  | 0.992 |  | Outdoor | Near the Utility Meter
NJSTRE1545388584 | NJSRRE1544598228 | Transition Incentive Program | Mount Laurel Township | 8054 | 13 | 9.16 | Residential | No | Behind the Meter | Behind the Meter |  | None | Seabright Solar | PSE&G | Eligible for TI Program | 2020-03-04 | 2020-03-09 | 2021-10-30 | Sunpower | SPR-E20-327 | Inverters | 0.32 |  | 28 |  |  | 0.99 |  | Outside | Roof
NJSTRE1545388443 |  | Transition Incentive Program | Jackson | 8527 | 18 | 11.9 | Residential | No | Behind the Meter | Net-metered residential rooftop and canopy |  | JCPL | Vision Solar LLC | JCP&L | Accepted | 2020-08-01 | 2020-08-07 | 2021-10-30 | ENPHASE | IQ7-60-2-US | Inverters | 0.24 |  | 1 |  |  | 0.96 |  | Other | behind each panel
NJSTRE1545388596 | NJSRRE1544819106 | Transition Incentive Program | Egg Harbor City | 8215 | 19 | 13.86 | Residential | No | Behind the Meter | Net-metered residential rooftop and canopy |  | None | Suntuity Solar LLC | AC Electric | Accepted | 2020-04-10 | 2020-04-17 | 2021-10-30 | Enphase Energy | IQ7-60-2-US | Inverters | 240 |  | 44 |  |  | 0.97 |  | Outdoor | Behind the PV Modules
NJSTRE1545388600 | NJSRRE1544852588 | Transition Incentive Program | Bayonne | 7002 | 8 | 5.36 | Residential | Yes | Behind the Meter | Behind the Meter |  | None | Pro Custom Solar dba Momentum Solar | PSE&G | Eligible for TI Program | 2020-04-16 | 2020-04-23 | 2021-10-30 | Enphase Energy | IQ7-60-2-US | Inverters | 240 |  | 16 |  |  | 0.97 |  | Outdoor | Roof
NJSTRE1545388602 | NJSRRE1544868417 | Transition Incentive Program | Keyport | 7735 | 17 | 10.24 | Residential | Yes | Behind the Meter | Net-metered residential rooftop and canopy |  | None | Vivint Solar Developer, LLC | JCP&L | Accepted | 2020-04-21 | 2020-04-27 | 2021-10-30 | Solar Edge | SE7600H-US | Inverters | 7600 |  | 1 |  |  | 0.992 |  | Outdoor | Near the Utility Meter
NJSTRE1545388618 | NJSRRE1544853327 | Transition Incentive Program | East Brunswick | 8816 | 11 | 10.05 | Residential | No | Behind the Meter | Net-metered residential rooftop and canopy |  | None | Morgan Associates and Consulting LLC | PSE&G | Accepted |  | 2020-04-28 | 2021-10-30 | Enphase | IQ7 | Inverters | 0.24 |  | 30 |  |  | 0.99 |  | Outdoor | roof
NJSTRE1545388641 | NJSRRE1544905128 | Transition Incentive Program | Hainesport | 8036 | 13 | 15.4 | Commercial | No | Behind the Meter | Net-metered non-residential rooftop and canopy |  | None | Ameresco | PSE&G | Accepted |  | 2020-04-30 | 2021-10-30 | SolarEdge | SE14.4KUS | Inverters | 14.4 |  | 1 |  |  | 0.975 |  | Outdoor | N/A
NJSTRE1545320214 |  | Transition Incentive Program | Ocean | 7712 | 17 | 19.8 | Residential | Yes | Behind the Meter | Net-metered residential rooftop and canopy |  | None | Sunrun Installation Services, Inc. | JCP&L | Accepted | 2020-07-20 | 2020-07-23 | 2021-07-23 | LG Electronics | LG330N1C-A5 | Solar Panels |  | 0.33 | 32 | 85 | 25 |  | Fixed | Roof
NJSTRE1545321831 |  | Transition Incentive Program | WILLIAMSTOWN | 8094 | 15 | 8.82 | Residential | Yes | Behind the Meter | Net-metered residential rooftop and canopy |  | None | Suntuity Solar LLC | AC Electric | Accepted | 2020-07-21 | 2020-07-23 | 2021-07-23 | Longi | LR6-60HPB-315M | Solar Panels |  | 0.315 | 5 | 187 | 42 |  | Fixed | Roof
NJSTRE1545321832 |  | Transition Incentive Program | Clayton | 8312 | 15 | 9.45 | Residential | Yes | Behind the Meter | Net-metered residential rooftop and canopy |  | None | Suntuity Solar LLC | AC Electric | Accepted | 2020-07-21 | 2020-07-23 | 2021-07-23 | Longi | LR6-60HPB-315M | Solar Panels |  | 0.315 | 11 | 334 | 31 |  | Fixed | Roof
NJSTRE1545321839 |  | Transition Incentive Program | Weymouth | 8330 | 19 | 10.08 | Residential | Yes | Behind the Meter | Net-metered residential rooftop and canopy |  | None | Suntuity Solar LLC | AC Electric | Accepted | 2020-07-21 | 2020-07-23 | 2021-07-23 | Longi | LR6-60HPB-315M | Solar Panels |  | 0.315 | 32 | 179 | 20 |  | Fixed | Roof
NJSTRE1545321871 |  | Transition Incentive Program | BRANCHVILLE | 7826 | 1 | 9.52 | Residential | Yes | Behind the Meter | Net-metered residential rooftop and canopy |  | JCPL | Vision Solar LLC | JCP&L | Accepted | 2020-07-21 | 2020-07-23 | 2021-07-23 | HANWHA Q-CELLS | Q.PEAK DUO-G6 340 | Solar Panels |  | 0.34 | 2 | 201 | 26 |  | Fixed | Roof
NJSTRE1545321891 |  | Transition Incentive Program | Millville | 8332 | 20 | 7.82 | Residential | No | Behind the Meter | Net-metered residential rooftop and canopy |  | None | Trinity Solar | AC Electric | Accepted | 2020-07-21 | 2020-07-23 | 2021-07-23 | Hanwha 340 | Q.PEAK DUO BLK-G6 340 | Solar Panels |  | 0.34 | 23 | 200 | 23 |  | Fixed | Roof
NJSTRE1545321951 |  | Transition Incentive Program | MONROE TOWNSHIP | 8831 | 11 | 12.92 | Residential | Yes | Behind the Meter | Net-metered residential rooftop and canopy |  | JCPL | Vision Solar LLC | JCP&L | Accepted | 2020-07-21 | 2020-07-23 | 2021-07-23 | HANWHA Q-CELLS | Q.PEAK DUO-G6 340 | Solar Panels |  | 0.34 | 5 | 72 | 33 |  | Fixed | Roof
NJSTRE1545321951 |  | Transition Incentive Program | MONROE TOWNSHIP | 8831 | 11 | 12.92 | Residential | Yes | Behind the Meter | Net-metered residential rooftop and canopy |  | JCPL | Vision Solar LLC | JCP&L | Accepted | 2020-07-21 | 2020-07-23 | 2021-07-23 | HANWHA Q-CELLS | Q.PEAK DUO-G6 340 | Solar Panels |  | 0.34 | 4 | 342 | 26 |  | Fixed | Roof
NJSTRE1545321937 |  | Transition Incentive Program | Rutherford | 7070 | 7 | 5.67 | Residential | No | Behind the Meter | Net-metered residential rooftop and canopy |  | None | Tesla Energy Operations Inc. | PSE&G | Accepted | 2020-07-21 | 2020-07-23 | 2021-07-23 | Tesla | SR60T1 | Solar Panels |  | 0.05847 | 35 | 37 | 34 |  | Fixed | Roof
NJSTRE1545322232 |  | Transition Incentive Program | Hillsborough Township | 8844 | 5 | 7.52 | Residential | No | Behind the Meter | Net-metered residential rooftop and canopy |  | None | GenRenew, LLC | PSE&G | Accepted | 2020-07-21 | 2020-07-23 | 2021-07-23 | Sunpower | SPR-E20-327-E-AC | Solar Panels |  | 0.327 | 20 | 184 | 23 |  | Fixed | Roof
NJSTRE1545322250 |  | Transition Incentive Program | MULLICA HILL | 8062 | 15 | 12.58 | Residential | Yes | Behind the Meter | Net-metered residential rooftop and canopy |  | ACE | Vision Solar LLC | AC Electric | Accepted | 2020-07-21 | 2020-07-24 | 2021-07-24 | HANWHA Q-CELLS | Q.PEAK DUO-G6 340 | Solar Panels |  | 0.34 | 17 | 199 | 20 |  | Fixed | Roof
NJSTRE1545322249 |  | Transition Incentive Program | Wenonah | 8090 | 15 | 7.44 | Residential | No | Behind the Meter | Net-metered residential rooftop and canopy |  | None | Kaitanna Solar, LLC | PSE&G | Accepted | 2020-08-10 | 2020-08-11 | 2021-10-30 | Jinko | 310 | Solar Panels |  | 0.31 | 9 | 296 | 35 |  | Fixed | Roof
NJSTRE1545388490 | NJSRRE1544759164 | Transition Incentive Program | Paulsboro | 8066 | 15 | 5.44 | Residential | No | Behind the Meter | Behind the Meter |  | None | Orbit Energy & Power, LLC | AC Electric | Eligible for TI Program | 2020-03-23 | 2020-03-26 | 2021-10-30 | Enphase | IQ7-60-2-US | Inverters | 0.24 |  | 17 |  |  | 0.99 |  | Outside | roof
NJSTRE1545388496 | NJSRRE1544820556 | Transition Incentive Program | SADDLE BROOK | 7663 | 7 | 7.68 | Residential | Yes | Behind the Meter | Net-metered residential rooftop and canopy |  | None | Vivint Solar Developer, LLC | PSE&G | Accepted | 2020-04-10 | 2020-04-20 | 2021-10-30 | Solar Edge | SE7600H-US | Inverters | 7600 |  | 1 |  |  | 0.992 |  | Outdoor | Near the Utility Meter
NJSTRE1545388501 | NJSRRE1544597856 | Transition Incentive Program | Newark City | 7104 | 9 | 5.89 | Residential | Yes | Behind the Meter | Behind the Meter |  | None | Sunrun Installation Services, Inc. | PSE&G | Eligible for TI Program | 2020-03-04 | 2020-03-09 | 2021-10-30 | Enphase Energy | IQ7-60-x-US (240V) | Inverters | 240 |  | 19 |  |  | 0.96 |  | Outdoor | Rooftop
NJSTRE1545388505 | NJSRRE1544680791 | Transition Incentive Program | Brick Township | 8723 | 18 | 5.56 | Residential | No | Behind the Meter | Net-metered residential rooftop and canopy |  | None | SunPower Corporation, Systems | JCP&L | Accepted | 2020-03-13 | 2020-03-18 | 2021-10-30 | SUNPOWER | SPR-E20-327-E-AC | Inverters | 320 |  | 17 |  |  | 0.96 |  | Other | under each panel
NJSTRE1545388517 | NJSRRE1544884654 | Transition Incentive Program | Dover | 7801 | 3 | 14.07 | Residential | Yes | Behind the Meter | Net-metered residential rooftop and canopy |  | None | Pro Custom Solar dba Momentum Solar | JCP&L | Accepted | 2020-04-22 | 2020-04-28 | 2021-10-30 | Enphase Enegy | IQ7-60-2-US | Inverters | 240 |  | 42 |  |  | 0.97 |  | Outdoor | Roof
NJSTRE1545388524 | NJSRRE1544810430 | Transition Incentive Program | MANAHAWKIN | 8050 | 18 | 12.48 | Residential | Yes | Behind the Meter | Net-metered residential rooftop and canopy |  | None | Vivint Solar Developer, LLC | AC Electric | Accepted | 2020-04-08 | 2020-04-13 | 2021-10-30 | Solar Edge | SE10000H-US | Inverters | 10000 |  | 1 |  |  | 0.992 |  | Outdoor | Near the Utility Meter
NJSTRE1545388527 | NJSRRE1544802112 | Transition Incentive Program | Laurel Springs | 8021 | 14 | 8.32 | Residential | No | Behind the Meter | Net-metered residential rooftop and canopy |  | None | Whitman Construction, LLC | AC Electric | Accepted | 2020-04-07 | 2020-04-09 | 2021-10-30 | Enphase Energy | IQ7-60-2-US | Inverters | 0.24 |  | 26 |  |  | 0.976 |  | Outside | roof top
NJSTRE1545388529 | NJSRRE1544565285 | Transition Incentive Program | Blairstown | 7825 | 2 | 5.58 | Residential | Yes | Behind the Meter | Behind the Meter |  | None | Sunrun Installation Services, Inc. | JCP&L | Eligible for TI Program | 2020-03-02 | 2020-03-05 | 2021-10-30 | Enphase Energy | IQ7-60-x-US (240V) | Inverters | 240 |  | 18 |  |  | 0.96 |  | Outdoor | Rooftop
NJSTRE1545388537 | NJSRRE1544617388 | Transition Incentive Program | Sewell | 8080 | 15 | 8.45 | Residential | Yes | Behind the Meter | Net-metered residential rooftop and canopy |  | None | Seabright Solar | AC Electric | Accepted |  | 2020-03-11 | 2021-10-30 | Sunpower | PVI-3800 | Inverters | 0.32 |  | 2 |  |  | 0.99 |  | Outside | Roof
NJSTRE1545388557 | NJSRRE1544794068 | Transition Incentive Program | ELIZABETH | 7201 | 10 | 6.4 | Residential | Yes | Behind the Meter | Net-metered residential rooftop and canopy |  | None | Vivint Solar Developer, LLC | PSE&G | Accepted |  | 2020-04-09 | 2021-10-30 | SolarEdge | SE7600H-US | Inverters | 7600 |  | 1 |  |  | 0.992 |  | Outdoor | Near the Utility Meter
NJSTRE1545388568 | NJSRRE1544630776 | Transition Incentive Program | Wayne | 7470 | 6 | 9.3 | Residential | Yes | Behind the Meter | Behind the Meter |  | None | Sunrun Installation Services, Inc. | JCP&L | Eligible for TI Program | 2020-03-12 | 2020-03-17 | 2021-10-30 | Enphase Energy | IQ7-60-x-US (240V) | Inverters | 240 |  | 30 |  |  | 0.96 |  | Outdoor | Rooftop
NJSTRE1545388573 | NJSRRE1544561722 | Transition Incentive Program | Newark | 7114 | 9 | 3.35 | Residential | Yes | Behind the Meter | Behind the Meter |  | None | Pro Custom Solar dba Momentum Solar | PSE&G | Eligible for TI Program | 2020-03-02 | 2020-03-05 | 2021-10-30 | Enphase Energy | IQ7-60-2-US | Inverters | 250 |  | 10 |  |  | 0.97 |  | Outdoor | roof
NJSTRE1545388646 | NJSRRE1544796063 | Transition Incentive Program | Camden | 8105 | 14 | 5.12 | Residential | Yes | Behind the Meter | Behind the Meter |  | None | Steve Whitman LLC | PSE&G | Eligible for TI Program | 2020-04-03 | 2020-04-09 | 2021-10-30 | SolarEdge | SE3800H-US | Inverters | 3800 |  | 1 |  |  | 0.99 |  | Outside | within ten feet of meter
NJSTRE1545388647 | NJSRRE1544768872 | Transition Incentive Program | Trenton | 8619 | 12 | 6.65 | Residential | Yes | Behind the Meter | Behind the Meter |  | None | Pro Custom Solar dba Momentum Solar | PSE&G | Eligible for TI Program | 2020-03-27 | 2020-04-01 | 2021-10-30 | Enphase Energy | IQ7PLUS-72-2-US | Inverters | 295 |  | 19 |  |  | 0.97 |  | Outdoor | roof
NJSTRE1545388673 | NJSRRE1544796140 | Transition Incentive Program | Oak Ridge | 7438 | 6 | 7.04 | Residential | Yes | Behind the Meter | Behind the Meter |  | None | Steve Whitman LLC | JCP&L | Eligible for TI Program | 2020-04-03 | 2020-04-09 | 2021-10-30 | SolarEdge | SE5000H-US | Inverters | 5000 |  | 1 |  |  | 0.99 |  | Outside | within ten feet of meter
NJSTRE1545388678 | NJSRRE1544767290 | Transition Incentive Program | Burlington | 8016 | 13 | 6.3 | Residential | No | Behind the Meter | Net-metered residential rooftop and canopy |  | None | Vivint Solar Developer, LLC | PSE&G | Accepted | 2020-03-27 | 2020-03-31 | 2021-10-30 | SolarEdge | SE7600H-US | Inverters | 7600 |  | 1 |  |  | 0.992 |  | Outdoor | Near the Utility Meter
NJSTRE1545388681 | NJSRRE1544796637 | Transition Incentive Program | Blackwood | 8012 | 14 | 7.82 | Residential | Yes | Behind the Meter | Behind the Meter |  | None | Trinity Solar | PSE&G | Eligible for TI Program | 2020-04-03 | 2020-04-09 | 2021-10-30 | Solar Edge | SE6000 | Inverters | 6000 |  | 1 |  |  | 0.97 |  | Outside | side of home
NJSTRE1545388683 | NJSRRE1544857785 | Transition Incentive Program | EWING | 8638 | 12 | 5.12 | Residential | Yes | Behind the Meter | Net-metered residential rooftop and canopy |  | None | Vivint Solar Developer, LLC | PSE&G | Accepted | 2020-04-17 | 2020-04-24 | 2021-10-30 | SOLAREDGE | SE3800H-US | Inverters | 3800 |  | 1 |  |  | 0.992 |  | Outdoor | Near the Utility Meter
NJSTRE1545388688 | NJSRRE1544611201 | Transition Incentive Program | Belleville TWP | 7019 | 9 | 7.13 | Residential | No | Behind the Meter | Net-metered residential rooftop and canopy |  | None | Palmetto Solar LLC | PSE&G | Accepted | 2020-03-05 | 2020-03-11 | 2021-10-30 | SolarEdge | SE10000H-US | Inverters | 10000 |  | 1 |  |  | 0.98 |  | Outside | side of the house
NJSTRE1545388694 | NJSRRE1544708951 | Transition Incentive Program | Pennsauken | 8110 | 14 | 4.48 | Residential | Yes | Behind the Meter | Net-metered residential rooftop and canopy |  | None | Vivint Solar Developer, LLC | PSE&G | Accepted | 2020-03-19 | 2020-03-20 | 2021-10-30 | SolarEdge | SE3800H-US | Inverters | 3800 |  | 1 |  |  | 0.992 |  | Outdoor | Near the utility meter
NJSTRE1545388699 | NJSRRE1544562308 | Transition Incentive Program | Deptford | 8096 | 15 | 7.48 | Residential | No | Behind the Meter | Behind the Meter |  | None | Sunny Corp | PSE&G | Eligible for TI Program | 2020-03-02 | 2020-03-05 | 2021-10-30 | SolarEdge | SE6000 | Inverters | 6000 |  | 1 |  |  | 0.998 |  | Outdoor | side of home
NJSTRE1545388705 | NJSRRE1544582266 | Transition Incentive Program | Willingboro | 8046 | 13 | 7.04 | Residential | Yes | Behind the Meter | Behind the Meter |  | None | Skyline Solar, LLC | PSE&G | Eligible for TI Program | 2020-03-03 | 2020-03-06 | 2021-10-30 | SolarEdge | SE5000H-US | Inverters | 5000 |  | 1 |  |  | 0.99 |  | Outside | within ten feet of meter
NJSTRE1545388732 | NJSRRE1544846912 | Transition Incentive Program | PATERSON | 7502 | 6 | 4.2 | Residential | Yes | Behind the Meter | Net-metered residential rooftop and canopy |  | None | Pro Custom Solar dba Momentum Solar | PSE&G | Accepted | 2020-04-15 | 2020-04-23 | 2021-10-30 | Enphase Energy | IQ7Plus-72-2-US | Inverters | 290 |  | 12 |  |  | 0.97 |  | Outdoor | Roof
NJSTRE1545388742 | NJSRRE1544736409 | Transition Incentive Program | Englewood | 7631 | 7 | 9.92 | Residential | Yes | Behind the Meter | Net-metered residential rooftop and canopy |  | None | Vivint Solar Developer, LLC | PSE&G | Accepted | 2020-03-23 | 2020-03-25 | 2021-10-30 | SOLAREDGE | SE7600H-US | Inverters | 7600 |  | 1 |  |  | 0.992 |  | Outdoor | Near the Utility Meter
NJSTRE1545322261 |  | Transition Incentive Program | Pleasantville | 8232 | 19 | 7.04 | Residential | No | Behind the Meter | Net-metered residential rooftop and canopy |  | None | Sun Up Zero Down | AC Electric | Accepted | 2020-07-21 | 2020-07-24 | 2021-07-24 | Trina | TSM-320-DD06M.05(II) | Solar Panels |  | 0.32 | 8 | 322 | 30 |  | Fixed | Roof
NJSTRE1545322353 |  | Transition Incentive Program | Northfield | 8225 | 19 | 13.76 | Residential | Yes | Behind the Meter | Net-metered residential rooftop and canopy |  | None | Sun Up Zero Down | AC Electric | Accepted | 2020-07-21 | 2020-07-24 | 2021-07-24 | trina | TSM-320DD05H.05(II) | Solar Panels |  | 0.32 | 10 | 39 | 35 |  | Fixed | Roof
NJSTRE1545322363 |  | Transition Incentive Program | Swedesboro | 8085 | 15 | 17.34 | Residential | Yes | Behind the Meter | Net-metered residential rooftop and canopy |  | None | Trinity Solar | AC Electric | Accepted | 2020-07-21 | 2020-07-24 | 2021-07-24 | Hanwha | Q.PEAK DUO BLK-G6 340 | Solar Panels |  | 0.34 | 3 | 101 | 18 |  | Fixed | Roof
NJSTRE1545322396 |  | Transition Incentive Program | Oceanport | 7757 | 17 | 10.73 | Residential | No | Behind the Meter | Net-metered residential rooftop and canopy |  | None | Whitman Construction, LLC | JCP&L | Accepted | 2020-07-21 | 2020-07-24 | 2021-07-24 | solaria power | XT-370R-PD | Solar Panels |  | 0.37 | 11 | 190 | 19 |  | Fixed | Roof
NJSTRE1545322397 |  | Transition Incentive Program | Rahway | 7065 | 10 | 7 | Residential | Yes | Behind the Meter | Net-metered residential rooftop and canopy |  | None | Pro Custom Solar dba Momentum Solar | PSE&G | Final As-Built Received | 2020-07-21 | 2020-07-24 | 2021-10-30 | LG ELECTRONICS | LG 350N1C-V5 | Solar Panels |  | 0.35 | 12 | 190 | 35 |  | Fixed | Roof
NJSTRE1545322413 |  | Transition Incentive Program | carneys point | 8069 | 16 | 6.4 | Residential | No | Behind the Meter | Net-metered residential rooftop and canopy |  | None | Orbit Energy & Power, LLC | AC Electric | Accepted | 2020-07-21 | 2020-07-24 | 2021-07-24 | hanwha qcells | qpeak 320w | Solar Panels |  | 0.32 | 8 | 216 | 31 |  | Fixed | Roof
NJSTRE1545322426 |  | Transition Incentive Program | Somerset | 8873 | 5 | 6.65 | Residential | Yes | Behind the Meter | Net-metered residential rooftop and canopy |  | None | Pro Custom Solar dba Momentum Solar | PSE&G | Accepted | 2020-07-21 | 2020-07-24 | 2021-07-24 | LG ELECTRONICS | LG 350N1C-V5 | Solar Panels |  | 0.35 | 17 | 247 | 20 |  | Fixed | Roof
NJSTRE1545322456 |  | Transition Incentive Program | Williamstown | 8094 | 15 | 7.36 | Residential | No | Behind the Meter | Net-metered residential rooftop and canopy |  | None | Sun Up Zero Down | AC Electric | Accepted | 2020-07-28 | 2020-07-29 | 2021-07-29 | trina | TSM-320-DD06M.05(II) | Solar Panels |  | 0.32 | 23 | 147 | 30 |  | Fixed | Roof
NJSTRE1545322469 |  | Transition Incentive Program | Chesterfield | 8505 | 13 | 6.93 | Residential | No | Behind the Meter | Net-metered residential rooftop and canopy |  | None | Whitman Construction, LLC | PSE&G | Accepted | 2020-07-21 | 2020-07-24 | 2021-07-24 | Panasonic | VBHN330SA17 | Solar Panels |  | 0.33 | 21 | 181 | 25 |  | Fixed | Roof
NJSTRE1545322475 |  | Transition Incentive Program | Absecon | 8201 | 19 | 8.96 | Residential | Yes | Behind the Meter | Net-metered residential rooftop and canopy |  | None | All Season Solar | AC Electric | Accepted | 2020-07-21 | 2020-07-24 | 2021-07-24 | Trina | TSMDD06M.05II | Solar Panels |  | 0.32 | 6 | 223 | 20 |  | Fixed | Roof
NJSTRE1545322462 |  | Transition Incentive Program | LITTLE FALLS | 7424 | 6 | 4.23 | Residential | Yes | Behind the Meter | Net-metered residential rooftop and canopy |  | None | Vivint Solar Developer, LLC | PSE&G | Final As-Built Received | 2020-07-21 | 2020-07-24 | 2021-10-30 | JINKO SOLAR | JKM325M-60HBL | Solar Panels |  | 0.325 | 3 | 51 | 24 |  | Fixed | Roof
NJSTRE1545322664 |  | Transition Incentive Program | Pine Hill | 8021 | 14 | 7.7 | Residential | Yes | Behind the Meter | Net-metered residential rooftop and canopy |  | None | Pro Custom Solar dba Momentum Solar | AC Electric | Accepted | 2020-07-21 | 2020-07-24 | 2021-07-24 | LG ELECTRONICS | LG 350N1C-V5 | Solar Panels |  | 0.35 | 6 | 103 | 19 |  | Fixed | Roof
NJSTRE1545388662 | NJSRRE1544764650 | Transition Incentive Program | South Brunswick Township | 8852 | 11 | 6.82 | Residential | No | Behind the Meter | Behind the Meter |  | None | Sunrun Installation Services, Inc. | PSE&G | Eligible for TI Program | 2020-03-25 | 2020-03-30 | 2021-10-30 | Enphase Energy | IQ7-60-x-US (240V) | Inverters | 240 |  | 22 |  |  | 0.96 |  | Outdoor | Rooftop
NJSTRE1545388666 | NJSRRE1544849572 | Transition Incentive Program | Collingswood | 8108 | 14 | 3.41 | Residential | Yes | Behind the Meter | Net-metered residential rooftop and canopy |  | None | Sunrun Installation Services, Inc. | PSE&G | Final As-Built Received | 2020-04-16 | 2020-04-23 | 2021-10-30 | Enphase Energy | IQ7-60-x-US (240V) | Inverters | 240 |  | 11 |  |  | 0.96 |  | Outdoor | Rooftop
NJSTRE1545388669 | NJSRRE1544768713 | Transition Incentive Program | Carteret | 7008 | 11 | 5.12 | Residential | Yes | Behind the Meter | Behind the Meter |  | None | Skyline Solar, LLC | PSE&G | Eligible for TI Program | 2020-03-27 | 2020-04-01 | 2021-10-30 | SolarEdge | SE3800H-US | Inverters | 3800 |  | 1 |  |  | 0.99 |  | Outside | within ten feet of meter
NJSTRE1545388676 | NJSRRE1544797777 | Transition Incentive Program | Long Valley | 7853 | 3 | 9.38 | Residential | No | Behind the Meter | Behind the Meter |  | None | Green Power Energy | JCP&L | Eligible for TI Program | 2020-04-04 | 2020-04-09 | 2021-10-30 | SolarEdge | SE7600H-US | Inverters | 7600 |  | 1 |  |  | 0.97 |  | Outside | next to meter
NJSTRE1545388684 | NJSRRE1544761181 | Transition Incentive Program | Great Meadows | 7838 | 2 | 22.63 | Residential | Yes | Behind the Meter | Behind the Meter |  | None | Sunrun Installation Services, Inc. | JCP&L | Eligible for TI Program | 2020-03-24 | 2020-03-27 | 2021-10-30 | Enphase Energy | IQ7-60-x-US (240V) | Inverters | 240 |  | 73 |  |  | 0.96 |  | Outdoor | Rooftop
NJSTRE1545388690 | NJSRRE1544680295 | Transition Incentive Program | Delran Twp | 8075 | 13 | 14.26 | Residential | Yes | Behind the Meter | Net-metered residential rooftop and canopy |  | None | Bright Planet Solar | PSE&G | Accepted |  | 2020-03-18 | 2021-10-30 | SOLAR EDGE | SE10000H-USRGM | Inverters | 10000 |  | 1 |  |  | 0.98 |  | Outdoor | OUTSIDE
NJSTRE1545388703 | NJSRRE1544566590 | Transition Incentive Program | Montgomery | 8502 | 5 | 11.16 | Residential | No | Behind the Meter | Behind the Meter |  | None | Sunrun Installation Services, Inc. | PSE&G | Eligible for TI Program | 2020-03-03 | 2020-03-05 | 2021-10-30 | Enphase Energy | IQ7-60-x-US (240V) | Inverters | 240 |  | 36 |  |  | 0.96 |  | Outdoor | Rooftop
NJSTRE1545388715 | NJSRRE1544623087 | Transition Incentive Program | Far Hills | 7931 | 5 | 16.94 | Residential | No | Behind the Meter | Behind the Meter |  | None | Green Power energy | JCP&L | Eligible for TI Program | 2020-03-10 | 2020-03-12 | 2021-10-30 | SolarEdge | SE10000H-US | Inverters | 10000 |  | 2 |  |  | 0.97 |  | Outside | Next to meter
NJSTRE1545388717 | NJSRRE1544766455 | Transition Incentive Program | Union | 7083 | 10 | 2.35 | Residential | Yes | Behind the Meter | Net-metered residential rooftop and canopy |  | None | Trinity Solar | PSE&G | Final As-Built Received | 2020-03-26 | 2020-03-31 | 2021-10-30 | Enphase | IQ7PLUS-72-2-US | Inverters | 290 |  | 7 |  |  | 0.97 |  | Outside | side of home
NJSTRE1545388723 | NJSRRE1544868404 | Transition Incentive Program | Sicklerville | 8081 | 14 | 6.46 | Residential | Yes | Behind the Meter | Behind the Meter |  | None | Trinity Solar | AC Electric | Eligible for TI Program | 2020-04-21 | 2020-04-27 | 2021-10-30 | Solar Edge | SE5000 | Inverters | 5000 |  | 1 |  |  | 0.97 |  | Outside | side of home
NJSTRE1545388739 | NJSRRE1544712459 | Transition Incentive Program | Pennsauken | 8109 | 14 | 5.12 | Residential | Yes | Behind the Meter | Behind the Meter |  | None | Skyline Solar, LLC | PSE&G | Eligible for TI Program | 2020-03-18 | 2020-03-23 | 2021-10-30 | SolarEdge | SE3800H-US | Inverters | 3800 |  | 1 |  |  | 0.99 |  | Outside | within ten feet of meter
NJSTRE1545388752 | NJSRRE1544701544 | Transition Incentive Program | Runnemede Boro | 8078 | 14 | 22.72 | Residential | Yes | Behind the Meter | Net-metered residential rooftop and canopy |  | None | Sun Up Zero Down | JCP&L | Accepted | 2020-03-16 | 2020-03-19 | 2021-10-30 | Enphase | IQ7PLUS-72-2-US | Inverters | 320 |  | 71 |  |  | 0.976 |  | Other | outside wall
NJSTRE1545388599 | NJSRRE1544767321 | Transition Incentive Program | North Arlington | 7031 | 7 | 4.08 | Residential | Yes | Behind the Meter | Net-metered residential rooftop and canopy |  | None | Trinity Solar | PSE&G | Final As-Built Received |  | 2020-03-31 | 2021-10-30 | SOLAR EDGE | SE3800H-US | Inverters | 3800 |  | 1 |  |  | 0.97 |  | Outside | SIDE OF HOME
NJSTRE1545388609 | NJSRRE1544768975 | Transition Incentive Program | Union | 7083 | 10 | 5.25 | Residential | Yes | Behind the Meter | Behind the Meter |  | None | Pro Custom Solar dba Momentum Solar | PSE&G | Eligible for TI Program | 2020-03-27 | 2020-04-01 | 2021-10-30 | Hanwha | IQ7PLUS-72-2-US | Inverters | 295 |  | 15 |  |  | 0.97 |  | Outdoor | roof
NJSTRE1545388615 | NJSRRE1544611535 | Transition Incentive Program | Hohokus | 7423 | 7 | 3.78 | Residential | No | Behind the Meter | Net-metered residential rooftop and canopy |  | None | Tesla Energy Operations Inc | PSE&G | Accepted | 2020-03-05 | 2020-03-11 | 2021-10-30 | Delta Electronics | M4-TL-US [240V] | Inverters | 7680 |  | 1 |  |  | 0.975 |  | Outdoor | outdoor
NJSTRE1545388627 | NJSRRE1544709066 | Transition Incentive Program | Laurel Lake | 8332 | 20 | 8.64 | Residential | Yes | Behind the Meter | Net-metered residential rooftop and canopy |  | None | Sun Up Zero Down | AC Electric | Accepted | 2020-03-17 | 2020-03-20 | 2021-10-30 | Enphase | IQ7-60-2-US | Inverters | 320 |  | 27 |  |  | 0.976 |  | Other | outside wall
NJSTRE1545388630 | NJSRRE1544708790 | Transition Incentive Program | Roselle | 7203 | 10 | 14 | Residential | Yes | Behind the Meter | Net-metered residential rooftop and canopy |  | None | Pro Custom Solar dba Momentum Solar | PSE&G | Final As-Built Received | 2020-03-17 | 2020-04-09 | 2021-10-30 | Enphase Energy | IQ7PLUS-72-2-US | Inverters | 290 |  | 40 |  |  | 0.97 |  | Outdoor | roof
NJSTRE1545388639 | NJSRRE1544761128 | Transition Incentive Program | Mays Landing | 8330 | 19 | 12.08 | Residential | Yes | Behind the Meter | Behind the Meter |  | None | Sunrun Installation Services, Inc. | AC Electric | Eligible for TI Program | 2020-03-24 | 2020-03-27 | 2021-10-30 | SolarEdge Technologies | SE3800A-USS2RGM | Inverters | 3800 |  | 1 |  |  | 0.96 |  | Outdoor | Next To Meter
NJSTRE1545388658 | NJSRRE1544796535 | Transition Incentive Program | Lambertville | 8530 | 4 | 3.84 | Residential | Yes | Behind the Meter | Behind the Meter |  | None | Steve Whitman LLC | JCP&L | Eligible for TI Program | 2020-04-03 | 2020-04-09 | 2021-10-30 | SolarEdge | SE3800H-US | Inverters | 3800 |  | 1 |  |  | 0.99 |  | Outside | within ten feet of meter
NJSTRE1545388664 | NJSRRE1544720041 | Transition Incentive Program | Tenafly Boro | 7670 | 7 | 9.92 | Residential | Yes | Behind the Meter | Net-metered residential rooftop and canopy |  | None | Bright Planet Solar | PSE&G | Accepted |  | 2020-03-23 | 2021-10-30 | SOLAR EDGE | SE10000H-USRGM | Inverters | 10000 |  | 1 |  |  | 0.98 |  | Outdoor | OUTSIDE
NJSTRE1545388680 | NJSRRE1544768869 | Transition Incentive Program | North Cape May | 8204 | 21 | 11.22 | Residential | Yes | Behind the Meter | Behind the Meter |  | None | Trinity Solar | AC Electric | Eligible for TI Program | 2020-03-27 | 2020-04-01 | 2021-10-30 | SOLAR EDGE | SE10000H-US | Inverters | 10000 |  | 1 |  |  | 0.97 |  | Outside | SIDE OF HOME
NJSTRE1545388730 | NJSRRE1544767490 | Transition Incentive Program | WAYNE | 7470 | 6 | 11.34 | Residential | No | Behind the Meter | Behind the Meter |  | None | Tesla Energy Operations Inc. | JCP&L | Eligible for TI Program | 2020-03-26 | 2020-03-31 | 2021-10-30 | Delta Electronics | M10-TL-US | Inverters | 9600 |  | 1 |  |  | 0.975 |  | Outdoor | Outdoor
NJSTRE1545388736 | NJSRRE1544905354 | Transition Incentive Program | Bordentown | 8505 | 13 | 16.17 | Commercial | No | Behind the Meter | Net-metered non-residential rooftop and canopy |  | None | Ameresco | PSE&G | Accepted |  | 2020-04-30 | 2021-10-30 | SolarEdge | SE14.4KUS | Inverters | 14.4 |  | 1 |  |  | 0.975 |  | Outdoor | N/A
NJSTRE1545388744 | NJSRRE1544898417 | Transition Incentive Program | ELIZABETH | 7208 | 10 | 4.16 | Residential | Yes | Behind the Meter | Net-metered residential rooftop and canopy |  | None | Vivint Solar Developer, LLC | PSE&G | Accepted | 2020-04-24 | 2020-04-30 | 2021-10-30 | Solae Edge | SE3800H-US | Inverters | 3800 |  | 1 |  |  | 0.992 |  | Outdoor | Near the Utility Meter
NJSTRE1545388746 | NJSRRE1544776321 | Transition Incentive Program | Ridgefield | 7657 | 7 | 9.72 | Residential | Yes | Behind the Meter | Net-metered residential rooftop and canopy |  | None | Pro Custom Solar dba Momentum Solar | PSE&G | Accepted | 2020-03-31 | 2020-04-09 | 2021-10-30 | Enphase Energy | IQ7-60-2-US | Inverters | 250 |  | 29 |  |  | 0.97 |  | Outdoor | roof
NJSTRE1545388766 | NJSRRE1544598073 | Transition Incentive Program | Newark | 7107 | 9 | 548.64 | Commercial | No | Behind the Meter | Net-metered non-residential rooftop and canopy |  | None | Pfister Energy, Inc. | PSE&G | Accepted |  | 2020-03-09 | 2021-10-30 | SolarEdge | SE14.4KUS 280 | Inverters | 14.4 |  | 24 |  |  | 0.995 |  | Indoor | Basement
NJSTRE1545388767 | NJSRRE1544779237 | Transition Incentive Program | Blackwood | 8012 | 14 | 7.48 | Residential | Yes | Behind the Meter | Net-metered residential rooftop and canopy |  | None | Trinity Solar | AC Electric | Final As-Built Received |  | 2020-04-09 | 2021-10-30 | SOLAR EDGE | SE6000 | Inverters | 6000 |  | 1 |  |  | 0.97 |  | Indoor | garage
NJSTRE1545388775 | NJSRRE1544903604 | Transition Incentive Program | Newton | 7860 | 1 | 2.79 | Residential | Yes | Behind the Meter | Behind the Meter |  | None | Sunrun Installation Services, Inc. | JCP&L | Eligible for TI Program | 2020-04-27 | 2020-04-30 | 2021-10-30 | Enphase Energy | IQ7-60-x-US | Inverters | 240 |  | 9 |  |  | 0.98 |  | Outdoor | rooftop
NJSTRE1545388781 | NJSRRE1544816452 | Transition Incentive Program | Paterson | 7524 | 6 | 11.03 | Residential | Yes | Behind the Meter | Behind the Meter |  | None | Trinity Solar | PSE&G | Eligible for TI Program | 2020-04-08 | 2020-04-15 | 2021-10-30 | SOLAR EDGE | SE10000H-US | Inverters | 10000 |  | 1 |  |  | 0.97 |  | Outside | SIDE OF HOME
NJSTRE1545388787 | NJSRRE1544727617 | Transition Incentive Program | RUTHERFORD | 7070 | 7 | 6.72 | Residential | Yes | Behind the Meter | Net-metered residential rooftop and canopy |  | None | Vivint Solar Developer, LLC | PSE&G | Accepted | 2020-03-20 | 2020-03-24 | 2021-10-30 | SOLAREDGE | SE7600H-US | Inverters | 7600 |  | 1 |  |  | 0.992 |  | Outdoor | Near the Utility Meter
NJSTRE1545388795 | NJSRRE1544892870 | Transition Incentive Program | Atlantic City | 8401 | 19 | 5.27 | Residential | Yes | Behind the Meter | Behind the Meter |  | None | Sunrun Installation Services, Inc. | AC Electric | Eligible for TI Program | 2020-04-24 | 2020-04-29 | 2021-10-30 | Enphase Energy | IQ7-60-x-US (240V) | Inverters | 240 |  | 17 |  |  | 0.96 |  | Outdoor | Rooftop
NJSTRE1545388810 | NJSRRE1544621268 | Transition Incentive Program | Soiith Brunswick TWP | 8852 | 11 | 3.78 | Residential | No | Behind the Meter | Behind the Meter |  | None | Tesla Energy Operations Inc | PSE&G | Eligible for TI Program | 2020-03-10 | 2020-03-18 | 2021-10-30 | Delta Electronics | M4-TL-US 240V | Inverters | 3.84 |  | 1 |  |  | 0.975 |  | Outdoor | Outdoor
NJSTRE1545388816 | NJSRRE1544708339 | Transition Incentive Program | East Brunswick | 8816 | 11 | 7.48 | Residential | Yes | Behind the Meter | Net-metered residential rooftop and canopy |  | None | Trinity Solar | PSE&G | Final As-Built Received | 2020-03-17 | 2020-03-20 | 2021-10-30 | Solar Edge | SE6000 | Inverters | 6000 |  | 1 |  |  | 0.97 |  | Outside | side of home
NJSTRE1545388821 | NJSRRE1544892897 | Transition Incentive Program | Ringoes | 8551 | 4 | 13.73 | Residential | Yes | Behind the Meter | Behind the Meter |  | None | Sunrun Installation Services, Inc. | JCP&L | Eligible for TI Program | 2020-04-24 | 2020-04-29 | 2021-10-30 | Delta Electronics | M8-TL-US | Inverters | 8000 |  | 1 |  |  | 0.96 |  | Outdoor | Next To Meter
NJSTRE1545388836 | NJSRRE1544596716 | Transition Incentive Program | Edison | 8817 | 11 | 5.03 | Residential | Yes | Behind the Meter | Behind the Meter |  | None | Pro Custom Solar dba Momentum Solar | PSE&G | Eligible for TI Program | 2020-03-04 | 2020-03-09 | 2021-10-30 | Enphase Energy | IQ7-60-2-US | Inverters | 250 |  | 15 |  |  | 0.97 |  | Outdoor | roof
NJSTRE1545388837 | NJSRRE1544868440 | Transition Incentive Program | ELIZABETH | 7206 | 10 | 2.56 | Residential | Yes | Behind the Meter | Net-metered residential rooftop and canopy |  | None | Vivint Solar Developer, LLC | PSE&G | Accepted | 2020-04-21 | 2020-04-27 | 2021-10-30 | Solar Edge | SE3800H-US | Inverters | 3800 |  | 1 |  |  | 0.992 |  | Outdoor | Near the Utility Meter
NJSTRE1545322664 |  | Transition Incentive Program | Pine Hill | 8021 | 14 | 7.7 | Residential | Yes | Behind the Meter | Net-metered residential rooftop and canopy |  | None | Pro Custom Solar dba Momentum Solar | AC Electric | Accepted | 2020-07-21 | 2020-07-24 | 2021-07-24 | LG ELECTRONICS | LG 350N1C-V5 | Solar Panels |  | 0.35 | 8 | 283 | 13 |  | Fixed | Roof
NJSTRE1545322667 |  | Transition Incentive Program | PLEASANTVILLE | 8232 | 19 | 6.12 | Residential | Yes | Behind the Meter | Net-metered residential rooftop and canopy |  | ACE | Vision Solar LLC | AC Electric | Accepted | 2020-07-21 | 2020-07-24 | 2021-07-24 | HANWHA Q-CELLS | Q.PEAK DUO-G6 340 | Solar Panels |  | 0.34 | 8 | 91 | 46 |  | Fixed | Roof
NJSTRE1545322667 |  | Transition Incentive Program | PLEASANTVILLE | 8232 | 19 | 6.12 | Residential | Yes | Behind the Meter | Net-metered residential rooftop and canopy |  | ACE | Vision Solar LLC | AC Electric | Accepted | 2020-07-21 | 2020-07-24 | 2021-07-24 | HANWHA Q-CELLS | Q.PEAK DUO-G6 340 | Solar Panels |  | 0.34 | 2 | 91 | 16 |  | Fixed | Roof
NJSTRE1545322687 |  | Transition Incentive Program | Logan Township | 8085 | 15 | 20.93 | Residential | Yes | Behind the Meter | Net-metered residential rooftop and canopy |  | None | Seabright Solar | AC Electric | Accepted | 2020-07-21 | 2020-07-24 | 2021-07-24 | Sunpower | SPR-E20-327 | Solar Panels |  | 0.327 | 36 | 174 | 40 |  | Fixed | Roof
NJSTRE1545322785 |  | Transition Incentive Program | Ventnor City | 8406 | 19 | 6.65 | Residential | No | Behind the Meter | Net-metered residential rooftop and canopy |  | None | Pro Custom Solar dba Momentum Solar | AC Electric | Final As-Built Received | 2020-07-21 | 2020-07-24 | 2021-10-30 | LG ELECTRONICS | LG 350N1C-V5 | Solar Panels |  | 0.35 | 11 | 238 | 32 |  | Fixed | Roof
NJSTRE1545322820 |  | Transition Incentive Program | PEMBERTON | 8068 | 13 | 17.16 | Residential | Yes | Behind the Meter | Net-metered residential rooftop and canopy |  | None | Sunrun Installation Services, Inc. | JCP&L | Accepted | 2020-07-21 | 2020-07-24 | 2021-07-24 | LG Electronics | LG330N1C-A5 | Solar Panels |  | 0.33 | 11 | 133 | 28 |  | Fixed | Roof
NJSTRE1545322978 |  | Transition Incentive Program | Cherry Hill | 8003 | 14 | 9.45 | Residential | No | Behind the Meter | Net-metered residential rooftop and canopy |  | None | Seabright Solar | PSE&G | Accepted | 2020-07-21 | 2020-07-24 | 2021-07-24 | Sunpower | SPR-X21-350 | Solar Panels |  | 0.35 | 21 | 105 | 20 |  | Fixed | Roof
NJSTRE1545324607 |  | Transition Incentive Program | EAST ORANGE | 7017 | 9 | 5.8 | Residential | Yes | Behind the Meter | Net-metered residential rooftop and canopy |  | None | Sunrun Installation Services, Inc. | PSE&G | Accepted | 2020-07-22 | 2020-07-24 | 2021-07-24 | LONGi Green Energy Technology Co Ltd | LR6-60HPB-305M | Solar Panels |  | 0.305 | 11 | 130 | 30 |  | Fixed | Roof
NJSTRE1545324624 |  | Transition Incentive Program | RAHWAY | 7065 | 10 | 1.02 | Residential | Yes | Behind the Meter | Net-metered residential rooftop and canopy |  | PSEG | Vision Solar LLC | PSE&G | Accepted | 2020-07-22 | 2020-07-24 | 2021-07-24 | HANWHA Q-CELLS | Q.PEAK DUO-G6 340 | Solar Panels |  | 0.34 | 1 | 355 | 20 |  | Fixed | Roof
NJSTRE1545324730 |  | Transition Incentive Program | Marlboro Township | 7746 | 17 | 12.95 | Residential | No | Behind the Meter | Net-metered residential rooftop and canopy |  | None | Green Sun Energy Services, LLC | JCP&L | Accepted | 2020-07-24 | 2020-07-27 | 2021-07-27 | Solaria | PowerXT 370R-PD | Solar Panels |  | 0.37 | 35 | 171 | 37 |  | Fixed | Roof
NJSTRE1545325508 |  | Transition Incentive Program | Salem | 8079 | 16 | 10.24 | Residential | No | Behind the Meter | Net-metered residential rooftop and canopy |  | None | EMT Renewables | AC Electric | Accepted | 2020-07-22 | 2020-07-24 | 2021-07-24 | Trina | 320-BLK | Solar Panels |  | 0.32 | 12 | 163 | 17 |  | Fixed | Roof
NJSTRE1545325536 |  | Transition Incentive Program | HADDONFIELD | 8033 | 14 | 6.7 | Residential | Yes | Behind the Meter | Net-metered residential rooftop and canopy |  | PSEG | Vision Solar LLC | PSE&G | Accepted | 2020-07-22 | 2020-07-27 | 2021-07-27 | LG SOLAR | LG335N1K-V5 | Solar Panels |  | 0.335 | 20 | 198 | 10 |  | Fixed | Roof
NJSTRE1545386863 | NJSRRE1543556088 | Transition Incentive Program | Clifton | 7013 | 6 | 10.71 | Residential | Yes | Behind the Meter | Behind the Meter |  | None | Pro Custom Solar dba Momentum Solar | PSE&G | Eligible for TI Program | 2019-12-17 | 2019-12-20 | 2021-10-30 | Enphase Energy | IQ6-60-2-US | Inverters | 230 |  | 34 |  |  | 0.97 |  | Outdoor | Roof
NJSTRE1545388696 | NJSRRE1544810831 | Transition Incentive Program | Newark | 7108 | 9 | 4.8 | Residential | No | Behind the Meter | Behind the Meter |  | None | Green Power Energy | PSE&G | Eligible for TI Program | 2020-04-08 | 2020-04-14 | 2021-10-30 | SolarEdge | SE5000H-US | Inverters | 5000 |  | 1 |  |  | 0.97 |  | Outside | next to meter
NJSTRE1545388702 | NJSRRE1544776291 | Transition Incentive Program | South Brunswick Township | 8852 | 11 | 11.47 | Residential | No | Behind the Meter | Behind the Meter |  | None | Sunrun Installation Services, Inc. | PSE&G | Eligible for TI Program | 2020-03-31 | 2020-04-09 | 2021-10-30 | Enphase Energy | IQ7-60-x-US (240V) | Inverters | 240 |  | 37 |  |  | 0.96 |  | Outdoor | Rooftop
NJSTRE1545388708 | NJSRRE1544767352 | Transition Incentive Program | Woodbridge | 7064 | 11 | 7.26 | Residential | No | Behind the Meter | Net-metered residential rooftop and canopy |  | None | Whitman Construction, LLC | PSE&G | Accepted | 2020-03-26 | 2020-03-31 | 2021-10-30 | Enphase Energy | IQ7X-96-2-US | Inverters | 0.315 |  | 22 |  |  | 0.975 |  | Outside | Roof Top
NJSTRE1545388719 | NJSRRE1544770086 | Transition Incentive Program | Maple Shade Township | 8052 | 13 | 8.99 | Residential | Yes | Behind the Meter | Behind the Meter |  | None | Sunrun Installation Services, Inc. | PSE&G | Eligible for TI Program | 2020-03-27 | 2020-04-01 | 2021-10-30 | Enphase Energy | IQ7-60-x-US (240V) | Inverters | 240 |  | 29 |  |  | 0.96 |  | Outdoor | Rooftop
NJSTRE1545388743 | NJSRRE1544762539 | Transition Incentive Program | East Orange | 7017 | 9 | 4.42 | Residential | Yes | Behind the Meter | Behind the Meter |  | None | Trinity Solar | PSE&G | Eligible for TI Program | 2020-03-25 | 2020-03-30 | 2021-10-30 | Solar Edge | SE3800 | Inverters | 3800 |  | 1 |  |  | 0.97 |  | Outside | side of home
NJSTRE1545388750 | NJSRRE1544560298 | Transition Incentive Program | Whiting | 8759 | 18 | 11.78 | Residential | Yes | Behind the Meter | Net-metered residential rooftop and canopy |  | None | Whitman Construction, LLC | JCP&L | Final As-Built Received | 2020-03-02 | 2020-03-04 | 2021-10-30 | Enphase Energy | IQ7-60-2-US | Inverters | 0.24 |  | 38 |  |  | 0.976 |  | Outside | rooftop
NJSTRE1545388765 | NJSRRE1544816357 | Transition Incentive Program | Freehold | 7728 | 17 | 10.88 | Residential | Yes | Behind the Meter | Net-metered residential rooftop and canopy |  | None | Trinity Solar | JCP&L | Final As-Built Received | 2020-04-08 | 2020-04-14 | 2021-10-30 | SOLAR EDGE | SE10000H-US | Inverters | 10000 |  | 1 |  |  | 0.97 |  | Outside | SIDE OF HOME
NJSTRE1545388769 | NJSRRE1544593119 | Transition Incentive Program | Belleville Twp | 7109 | 9 | 7.52 | Residential | No | Behind the Meter | Net-metered residential rooftop and canopy |  | None | SunnyMac LLC | PSE&G | Accepted |  | 2020-03-09 | 2021-10-30 | Enphase | IQ7XS-96-ACM-US | Inverters | 0.315 |  | 5 |  |  | 0.99 |  | Outdoor | roof
NJSTRE1545388778 | NJSRRE1544818423 | Transition Incentive Program | Parsippany | 7054 | 3 | 13.4 | Residential | No | Behind the Meter | Net-metered residential rooftop and canopy |  | None | Morgan Associates and Consulting LLC | PSE&G | Accepted |  | 2020-04-17 | 2021-10-30 | Enphase | Iq7 | Inverters | 0.24 |  | 40 |  |  | 0.99 |  | Outdoor | roof
NJSTRE1545388794 | NJSRRE1544597828 | Transition Incentive Program | Wharton | 7885 | 3 | 6.21 | Residential | Yes | Behind the Meter | Behind the Meter |  | None | Sunrun Installation Services, Inc. | JCP&L | Eligible for TI Program | 2020-03-04 | 2020-03-09 | 2021-10-30 | Enphase Energy | IQ7PLUS-72-x-US (240V) | Inverters | 290 |  | 18 |  |  | 0.96 |  | Outdoor | Rooftop
NJSTRE1545388798 | NJSRRE1544867145 | Transition Incentive Program | Garfield | 7026 | 7 | 7.25 | Residential | Yes | Behind the Meter | Behind the Meter |  | None | Sunrun Installation Services, Inc. | PSE&G | Eligible for TI Program | 2020-04-21 | 2020-04-27 | 2021-10-30 | Delta Electronics | M6-TL-US | Inverters | 6000 |  | 1 |  |  | 0.96 |  | Outdoor | Next To Meter
NJSTRE1545388803 | NJSRRE1544773346 | Transition Incentive Program | Pleasantville | 8232 | 19 | 2.72 | Residential | Yes | Behind the Meter | Net-metered residential rooftop and canopy |  | None | Trinity Solar | AC Electric | Accepted |  | 2020-04-02 | 2021-10-30 | Enphase | IQ7PLUS-72-2-US | Inverters | 290 |  | 8 |  |  | 0.96 |  | Outside | under panels
NJSTRE1545388818 | NJSRRE1544796853 | Transition Incentive Program | Garwood | 7027 | 10 | 13.12 | Residential | Yes | Behind the Meter | Behind the Meter |  | None | Vivint Solar Developer, LLC | PSE&G | Eligible for TI Program | 2020-04-03 | 2020-04-09 | 2021-10-30 | SolarEdge | SE10000H-US | Inverters | 10000 |  | 1 |  |  | 0.992 |  | Outdoor | Near the Utility Meter
NJSTRE1545388790 | NJSRRE1544775182 | Transition Incentive Program | Parlin | 8859 | 11 | 5.36 | Residential | Yes | Behind the Meter | Net-metered residential rooftop and canopy |  | None | Suntuity Solar LLC | JCP&L | Accepted | 2020-03-31 | 2020-04-09 | 2021-10-30 | Enphase Energy | IQ7-60-2-US | Inverters | 240 |  | 17 |  |  | 0.97 |  | Outdoor | Behind the PV Modules
NJSTRE1545388791 | NJSRRE1544793905 | Transition Incentive Program | Galloway | 8205 | 19 | 7.82 | Residential | No | Behind the Meter | Net-metered residential rooftop and canopy |  | None | Trinity Solar | AC Electric | Accepted | 2020-04-02 | 2020-04-09 | 2021-10-30 | Solar Edge | SE6000H-US000BNC4 | Inverters | 6000 |  | 1 |  |  | 0.97 |  | Outdoor | side of home
NJSTRE1545388796 | NJSRRE1544776000 | Transition Incentive Program | Edison | 8820 | 11 | 4.65 | Residential | No | Behind the Meter | Behind the Meter |  | None | Sunrun Installation Services, Inc. | PSE&G | Eligible for TI Program | 2020-03-31 | 2020-04-09 | 2021-10-30 | Enphase Energy | IQ7-60-x-US (240V) | Inverters | 240 |  | 15 |  |  | 0.96 |  | Outdoor | Rooftop
NJSTRE1545388811 | NJSRRE1544612578 | Transition Incentive Program | PARSIPPANY | 7054 | 3 | 8.64 | Residential | Yes | Behind the Meter | Net-metered residential rooftop and canopy |  | None | Vivint Solar Developer, LLC | JCP&L | Accepted | 2020-03-06 | 2020-03-11 | 2021-10-30 | SOLAREDGE | SE7600H-US | Inverters | 7600 |  | 1 |  |  | 0.992 |  | Outdoor | Near the utility meter
NJSTRE1545388820 | NJSRRE1544778961 | Transition Incentive Program | Newark | 7106 | 9 | 3.69 | Residential | Yes | Behind the Meter | Net-metered residential rooftop and canopy |  | None | Pro Custom Solar dba Momentum Solar | PSE&G | Final As-Built Received | 2020-04-01 | 2020-04-09 | 2021-10-30 | Hanwha | IQ7-60-2-US | Inverters | 240 |  | 11 |  |  | 0.97 |  | Outdoor | roof
NJSTRE1545388821 | NJSRRE1544892897 | Transition Incentive Program | Ringoes | 8551 | 4 | 13.73 | Residential | Yes | Behind the Meter | Behind the Meter |  | None | Sunrun Installation Services, Inc. | JCP&L | Eligible for TI Program | 2020-04-24 | 2020-04-29 | 2021-10-30 | Delta Electronics | M4-TL-US | Inverters | 4000 |  | 1 |  |  | 0.96 |  | Outdoor | Next To Meter
NJSTRE1545388826 | NJSRRE1544781730 | Transition Incentive Program | Lake Hiawatha | 7034 | 3 | 11.16 | Residential | No | Behind the Meter | Net-metered residential rooftop and canopy |  | None | Sun 101 LLC | JCP&L | As-Built Incomplete | 2020-04-02 | 2020-04-09 | 2021-10-30 | SOLAREDGE | SE1000HUS | Inverters | 10000 |  | 1 |  |  | 0.99 |  | Outdoor | LEFT METER
NJSTRE1545388830 | NJSRRE1544700634 | Transition Incentive Program | Bayville | 8721 | 18 | 4.83 | Residential | Yes | Behind the Meter | Behind the Meter |  | None | Sunrun Installation Services, Inc. | JCP&L | Eligible for TI Program | 2020-03-16 | 2020-03-19 | 2021-10-30 | SolarEdge Technologies | SE3800A-USS2RGM | Inverters | 3800 |  | 1 |  |  | 0.96 |  | Outdoor | Next To Meter
NJSTRE1545348992 |  | Transition Incentive Program | ABSECON | 8201 | 19 | 7.25 | Residential | No | Behind the Meter | Net-metered residential rooftop and canopy |  | None | Suntuity Solar LLC | AC Electric | Accepted | 2020-07-27 | 2020-08-12 | 2021-10-30 | Longi | LR6-60HPB-315M | Solar Panels |  | 0.315 | 17 | 102 | 20 |  | Fixed | Roof
NJSTRE1545349034 |  | Transition Incentive Program | Egg Harbor Township | 8234 | 19 | 7.88 | Residential | No | Behind the Meter | Net-metered residential rooftop and canopy |  | None | Suntuity Solar LLC | AC Electric | Accepted | 2020-07-27 | 2020-07-29 | 2021-07-29 | Longi | LR6-60HPB-315M | Solar Panels |  | 0.315 | 2 | 99 | 35 |  | Fixed | Roof
NJSTRE1545349142 |  | Transition Incentive Program | millville | 8332 | 20 | 8 | Residential | No | Behind the Meter | Net-metered residential rooftop and canopy |  | None | Orbit Energy & Power, LLC | AC Electric | Accepted | 2020-07-27 | 2020-07-30 | 2021-07-30 | hanwha qcells | qpeak 320w | Solar Panels |  | 0.32 | 4 | 181 | 5 |  | Fixed | Roof
NJSTRE1545349322 |  | Transition Incentive Program | SICKLERVILLE | 8081 | 14 | 11.22 | Residential | Yes | Behind the Meter | Net-metered residential rooftop and canopy |  | None | Sunrun Installation Services, Inc. | AC Electric | Accepted | 2020-08-18 | 2020-08-19 | 2021-10-30 | LG Electronics | LG330N1C-A5 | Solar Panels |  | 0.33 | 3 | 72 | 18 |  | Fixed | Roof
NJSTRE1545388728 | NJSRRE1544761026 | Transition Incentive Program | Willingboro Twp | 8046 | 13 | 5.23 | Residential | Yes | Behind the Meter | Net-metered residential rooftop and canopy |  | None | SunnyMac LLC | PSE&G | Accepted |  | 2020-03-27 | 2021-10-30 | Enphase | IQ7XS-96-ACM-US | Inverters | 0.315 |  | 16 |  |  | 0.99 |  | Outdoor | roof
NJSTRE1545388737 | NJSRRE1544597855 | Transition Incentive Program | PENNSAUKEN | 8110 | 14 | 10.56 | Residential | Yes | Behind the Meter | Net-metered residential rooftop and canopy |  | None | Vivint Solar Developer, LLC | PSE&G | Accepted | 2020-03-04 | 2020-03-09 | 2021-10-30 | Solar Edge | SE7600H-US | Inverters | 7600 |  | 1 |  |  | 0.992 |  | Outdoor | Near the Utility Meter
NJSTRE1545388768 | NJSRRE1544597874 | Transition Incentive Program | MORRIS PLAINS | 7950 | 3 | 13.76 | Residential | Yes | Behind the Meter | Net-metered residential rooftop and canopy |  | None | Vivint Solar Developer, LLC | JCP&L | Final As-Built Received | 2020-03-04 | 2020-03-09 | 2021-10-30 | SOLAREDGE | SE10000H-US | Inverters | 10000 |  | 1 |  |  | 0.992 |  | Outdoor | Near the Utility Meter
NJSTRE1545388773 | NJSRRE1544623086 | Transition Incentive Program | Sussex | 7461 | 1 | 22.75 | Residential | Yes | Behind the Meter | Behind the Meter |  | None | Pro Custom Solar dba Momentum Solar | JCP&L | Eligible for TI Program | 2020-03-10 | 2020-03-12 | 2021-10-30 | Enphase Energy | IQ7Plus-72-x-US | Inverters | 290 |  | 65 |  |  | 0.97 |  | Outdoor | Roof
NJSTRE1545388776 | NJSRRE1544836494 | Transition Incentive Program | North Brunswick Township | 8902 | 11 | 8.38 | Residential | No | Behind the Meter | Net-metered residential rooftop and canopy |  | None | Green Power Energy | PSE&G | Final As-Built Received |  | 2020-04-20 | 2021-10-30 | SolarEdge | SE7600H-US | Inverters | 7600 |  | 1 |  |  | 0.97 |  | Outside | next to meter
NJSTRE1545388777 | NJSRRE1544598253 | Transition Incentive Program | NORTH PLAINFIELD | 7060 | 10 | 8.32 | Residential | Yes | Behind the Meter | Net-metered residential rooftop and canopy |  | None | Vivint Solar Developer, LLC | PSE&G | Accepted | 2020-03-05 | 2020-03-09 | 2021-10-30 | SOLAREDGE | SE7600H-US | Inverters | 7600 |  | 1 |  |  | 0.992 |  | Outdoor | Near the Utility Meter
NJSTRE1545388786 | NJSRRE1544562290 | Transition Incentive Program | Cliffwood Beach | 7735 | 17 | 8.37 | Residential | No | Behind the Meter | Net-metered residential rooftop and canopy |  | None | Sunrun Installation Services, Inc. | JCP&L | Final As-Built Received | 2020-03-02 | 2020-03-05 | 2021-10-30 | Enphase Energy | IQ7-60-x-US (240V) | Inverters | 240 |  | 27 |  |  | 0.96 |  | Outdoor | Rooftop
NJSTRE1545388805 | NJSRRE1544719376 | Transition Incentive Program | Monmouth Junction | 8852 | 11 | 21.08 | Residential | No | Behind the Meter | Net-metered residential rooftop and canopy |  | None | Trinity Solar | PSE&G | Accepted |  | 2020-03-23 | 2021-10-30 | Solar Edge | SE6000 | Inverters | 6000 |  | 1 |  |  | 0.97 |  | Outside | side of home
NJSTRE1545388827 | NJSRRE1544796512 | Transition Incentive Program | Newark | 7107 | 9 | 2.84 | Residential | No | Behind the Meter | Net-metered residential rooftop and canopy |  | None | Pro Custom Solar dba Momentum Solar | PSE&G | Accepted | 2020-04-03 | 2020-04-09 | 2021-10-30 | Enphase Energy | IQ7-60-2-US | Inverters | 250 |  | 9 |  |  | 0.97 |  | Outdoor | roof
NJSTRE1545388835 | NJSRRE1544818095 | Transition Incentive Program | VILLAS | 8251 | 21 | 8.64 | Residential | Yes | Behind the Meter | Net-metered residential rooftop and canopy |  | None | Vivint Solar Developer, LLC | AC Electric | Accepted | 2020-04-09 | 2020-04-16 | 2021-10-30 | Solar Edge | SE7600H-US | Inverters | 7600 |  | 1 |  |  | 0.992 |  | Outdoor | Near the Utility Meter
NJSTRE1545388847 | NJSRRE1544623872 | Transition Incentive Program | MAHWAH | 7430 | 7 | 20.48 | Residential | Yes | Behind the Meter | Net-metered residential rooftop and canopy |  | None | Vivint Solar Developer, LLC | Orange Rockland Electric | Final As-Built Received | 2020-03-10 | 2020-03-13 | 2021-10-30 | SolarEdge | SE7600H-US | Inverters | 7600 |  | 2 |  |  | 0.992 |  | Outdoor | Near the utility meter
NJSTRE1545388848 | NJSRRE1544849585 | Transition Incentive Program | Jersey City | 7302 | 8 | 7.92 | Commercial | No | Behind the Meter | Behind the Meter |  | None | Tafrow Electric | PSE&G | Eligible for TI Program | 2020-04-16 | 2020-04-23 | 2021-10-30 | Enphase | IQ6+ | Inverters | 280 |  | 24 |  |  | 0.975 |  | Outside | Affixed to Module
NJSTRE1545388740 | NJSRRE1544623885 | Transition Incentive Program | Egg Harbor Township | 8234 | 19 | 28.8 | Non Profit | Yes | Behind the Meter | Net-metered non-residential rooftop and canopy |  | None | All Season Solar | AC Electric | Accepted | 2020-03-10 | 2020-03-13 | 2021-10-30 | Enphase | IQ7 | Inverters | 240 |  | 90 |  |  | 0.97 |  | Outdoor | Under Module
NJSTRE1545388760 | NJSRRE1544868124 | Transition Incentive Program | Monroe Township | 8831 | 11 | 8.04 | Residential | Yes | Behind the Meter | Behind the Meter |  | None | Pro Custom Solar dba Momentum Solar | JCP&L | Eligible for TI Program | 2020-04-21 | 2020-04-27 | 2021-10-30 | Enphase Energy | IQ7-60-2-US | Inverters | 240 |  | 24 |  |  | 0.97 |  | Outdoor | Roof
NJSTRE1545388763 | NJSRRE1544773821 | Transition Incentive Program | Burlington | 8016 | 13 | 2.76 | Residential | Yes | Behind the Meter | Behind the Meter |  | None | Sunrun Installation Services, Inc. | PSE&G | Eligible for TI Program | 2020-03-30 | 2020-04-09 | 2021-10-30 | Delta Electronics | M4-TL-US | Inverters | 3840 |  | 1 |  |  | 0.96 |  | Outdoor | Next To Meter
NJSTRE1545388770 | NJSRRE1544768743 | Transition Incentive Program | PENNSAUKEN | 8109 | 14 | 11.2 | Residential | Yes | Behind the Meter | Net-metered residential rooftop and canopy |  | None | Vivint Solar Developer, LLC | PSE&G | Accepted | 2020-03-27 | 2020-04-01 | 2021-10-30 | SolarEdge | SE7600H-US | Inverters | 7600 |  | 1 |  |  | 0.992 |  | Outdoor | Near the Utility Meter
NJSTRE1545388772 | NJSRRE1544708480 | Transition Incentive Program | TOMS RIVER | 8757 | 18 | 8.64 | Residential | Yes | Behind the Meter | Net-metered residential rooftop and canopy |  | None | Vivint Solar Developer, LLC | JCP&L | Accepted | 2020-03-20 | 2020-03-20 | 2021-10-30 | SolarEdge | SE7600H-US | Inverters | 7600 |  | 1 |  |  | 0.992 |  | Outdoor | Near the utility meter
NJSTRE1545388779 | NJSRRE1544611279 | Transition Incentive Program | Sea Isle City | 8243 | 21 | 6.12 | Residential | No | Behind the Meter | Net-metered residential rooftop and canopy |  | None | Green Power Energy | AC Electric | Final As-Built Received | 2020-03-05 | 2020-03-11 | 2021-10-30 | SolarEdge | SE6000H-US | Inverters | 6000 |  | 1 |  |  | 0.97 |  | Outside | Next to meter
NJSTRE1545388783 | NJSRRE1544805897 | Transition Incentive Program | Port Monmouth | 7758 | 17 | 7.36 | Residential | Yes | Behind the Meter | Net-metered residential rooftop and canopy |  | None | Vivint Solar Developer, LLC | JCP&L | Accepted | 2020-04-07 | 2020-04-13 | 2021-10-30 | Solar Edge | SE7600H-US | Inverters | 7600 |  | 1 |  |  | 0.992 |  | Outdoor | Near the Utility Meter
NJSTRE1545388799 | NJSRRE1544868375 | Transition Incentive Program | Pennsville | 8070 | 16 | 6.03 | Residential | Yes | Behind the Meter | Behind the Meter |  | None | Pro Custom Solar dba Momentum Solar | AC Electric | Eligible for TI Program | 2020-04-21 | 2020-04-27 | 2021-10-30 | Enphase Energy | IQ7-60-2-US | Inverters | 240 |  | 18 |  |  | 0.97 |  | Outdoor | Roof
NJSTRE1545388812 | NJSRRE1544719776 | Transition Incentive Program | Bogota | 7603 | 7 | 4.34 | Residential | Yes | Behind the Meter | Behind the Meter |  | None | Sunrun Installation Services, Inc. | PSE&G | Eligible for TI Program | 2020-03-18 | 2020-03-23 | 2021-10-30 | Enphase Energy | IQ7-60-x-US (240V) | Inverters | 240 |  | 14 |  |  | 0.96 |  | Outdoor | Rooftop
NJSTRE1545388822 | NJSRRE1544836953 | Transition Incentive Program | WILLINGBORO | 8046 | 13 | 4.48 | Residential | Yes | Behind the Meter | Net-metered residential rooftop and canopy |  | None | Vivint Solar Developer, LLC | PSE&G | Accepted | 2020-04-14 | 2020-04-21 | 2021-10-30 | Solar Edge | SE3800H-US | Inverters | 3800 |  | 1 |  |  | 0.992 |  | Outdoor | Near the Utility Meter
NJSTRE1545388831 | NJSRRE1544762390 | Transition Incentive Program | Egg Harbor Township | 8234 | 19 | 7.48 | Residential | Yes | Behind the Meter | Net-metered residential rooftop and canopy |  | None | Trinity Solar | AC Electric | Final As-Built Received | 2020-03-25 | 2020-03-27 | 2021-10-30 | Solar Edge | SE6000 | Inverters | 6000 |  | 1 |  |  | 0.97 |  | Outside | side of home
NJSTRE1545388840 | NJSRRE1544776026 | Transition Incentive Program | Moorestown | 8057 | 13 | 5.89 | Residential | No | Behind the Meter | Net-metered residential rooftop and canopy |  | None | Sunrun Installation Services, Inc. | PSE&G | Final As-Built Received | 2020-03-31 | 2020-04-09 | 2021-10-30 | SolarEdge Technologies | SE7600A-USS2RGM | Inverters | 7600 |  | 1 |  |  | 0.96 |  | Outdoor | Next To Meter
NJSTRE1545388762 | NJSRRE1544624151 | Transition Incentive Program | Union | 7083 | 10 | 6.4 | Residential | Yes | Behind the Meter | Net-metered residential rooftop and canopy |  | None | All Season Solar | PSE&G | Accepted | 2020-03-10 | 2020-03-13 | 2021-10-30 | Enphase | IQ7 | Inverters | 240 |  | 20 |  |  | 0.97 |  | Outdoor | Under Module
NJSTRE1545388784 | NJSRRE1544623186 | Transition Incentive Program | Long Branch | 7740 | 17 | 5.7 | Residential | Yes | Behind the Meter | Behind the Meter |  | None | Pro Custom Solar dba Momentum Solar | JCP&L | Eligible for TI Program | 2020-03-10 | 2020-03-13 | 2021-10-30 | Enphase Energy | IQ7-60-2-US | Inverters | 250 |  | 17 |  |  | 0.97 |  | Outdoor | roof
NJSTRE1545388802 | NJSRRE1544864953 | Transition Incentive Program | Erial | 8081 | 14 | 7.88 | Residential | Yes | Behind the Meter | Net-metered residential rooftop and canopy |  | None | Suntuity Solar LLC | AC Electric | Final As-Built Received | 2020-04-21 | 2020-04-24 | 2021-10-30 | Enphase Energy | IQ7-60-2-US | Inverters | 240 |  | 25 |  |  | 0.97 |  | Outdoor | Behind the PV Modules
NJSTRE1545388805 | NJSRRE1544719376 | Transition Incentive Program | Monmouth Junction | 8852 | 11 | 21.08 | Residential | No | Behind the Meter | Net-metered residential rooftop and canopy |  | None | Trinity Solar | PSE&G | Accepted |  | 2020-03-23 | 2021-10-30 | Solar Edge | SE10000 | Inverters | 10000 |  | 1 |  |  | 0.97 |  | Outside | side of home
NJSTRE1545388814 | NJSRRE1544838556 | Transition Incentive Program | Irvington | 7111 | 9 | 7.13 | Residential | Yes | Behind the Meter | Behind the Meter |  | None | Sunrun Installation Services, Inc. | PSE&G | Eligible for TI Program | 2020-04-14 | 2020-04-21 | 2021-10-30 | Enphase Energy | IQ7-60-x-US (240V) | Inverters | 240 |  | 23 |  |  | 0.96 |  | Outdoor | Rooftop
NJSTRE1545388819 | NJSRRE1544719630 | Transition Incentive Program | Cedarville | 8311 | 20 | 7.14 | Residential | Yes | Behind the Meter | Net-metered residential rooftop and canopy |  | None | Trinity Solar | AC Electric | Accepted |  | 2020-03-23 | 2021-10-30 | Solar Edge | SE6000H-US000BNC4 | Inverters | 6000 |  | 1 |  |  | 0.97 |  | Outdoor | side of home
NJSTRE1545388832 | NJSRRE1544681375 | Transition Incentive Program | Garfield | 7026 | 7 | 2.52 | Residential | No | Behind the Meter | Net-metered residential rooftop and canopy |  | None | Trinity Solar | PSE&G | Accepted |  | 2020-03-18 | 2021-10-30 | Solar Edge | SE3000H-US | Inverters | 3000 |  | 1 |  |  | 0.97 |  | Outside | side of home
NJSTRE1545388895 | NJSRRE1544888001 | Transition Incentive Program | Camden City | 8105 | 14 | 4.34 | Residential | No | Behind the Meter | Net-metered residential rooftop and canopy |  | None | Palmetto Solar LLC | PSE&G | Accepted | 2020-04-23 | 2020-04-28 | 2021-10-30 | SolarEdge Technologies | SE3800H-US | Inverters | 3800 |  | 1 |  |  | 0.9 |  | Outside | side of the house
NJSTRE1545388897 | NJSRRE1544612689 | Transition Incentive Program | North Bergen | 7047 | 8 | 4.69 | Residential | Yes | Behind the Meter | Behind the Meter |  | None | Pro Custom Solar dba Momentum Solar | PSE&G | Eligible for TI Program | 2020-03-06 | 2020-03-11 | 2021-10-30 | Enphase Energy | IQ7-60-2-US | Inverters | 250 |  | 14 |  |  | 0.97 |  | Outdoor | roof
NJSTRE1545388899 | NJSRRE1544598111 | Transition Incentive Program | Absecon | 8201 | 19 | 5.7 | Residential | Yes | Behind the Meter | Net-metered residential rooftop and canopy |  | None | Pro Custom Solar dba Momentum Solar | AC Electric | Accepted | 2020-03-04 | 2020-03-09 | 2021-10-30 | Enphase Energy | IQ7-60-2-US | Inverters | 250 |  | 17 |  |  | 0.97 |  | Outdoor | roof
NJSTRE1545349525 | NJSRRE1544701520 | Transition Incentive Program | Montclair | 7043 | 9 | 42.2 | Commercial | No | Behind the meter | Net-metered non-residential rooftop and canopy |  | None | SEA BRIGHT SOLAR, LLC | PSE&G | Accepted | 2020-03-16 | 2020-03-19 | 2021-10-30 | SUNPOWER | SPR-435-COM | Solar Panels |  | 0.435 | 53 | 194 | 8 |  | Fixed | Ground | CARPORT
NJSTRE1545349527 | NJSRRE1543821928 | Transition Incentive Program | CEDAR GROVE | 7009 | 9 | 15.04 | Residential | No | Behind the meter | Net-metered residential rooftop and canopy |  | None | SEA BRIGHT SOLAR, LLC | PSE&G | Final As-Built Received | 2019-12-26 | 2019-12-31 | 2021-10-30 | SUNPOWER | SPR-E20-327-AC | Solar Panels |  | 0.327 | 12 | 98 | 8 |  | Fixed | Roof | EAST
NJSTRE1545388745 | NJSRRE1544893952 | Transition Incentive Program | Denville | 7834 | 3 | 3.66 | Residential | Yes | Behind the Meter | Net-metered residential rooftop and canopy |  | None | Sunrun Installation Services, Inc. | JCP&L | Accepted | 2020-04-24 | 2020-04-29 | 2021-10-30 | Delta Electronics | M4-TL-US | Inverters | 4000 |  | 1 |  |  | 0.96 |  | Outdoor | Next To Meter
NJSTRE1545388749 | NJSRRE1544727495 | Transition Incentive Program | Green Brook | 8812 | 11 | 5.6 | Residential | Yes | Behind the Meter | Behind the Meter |  | None | Pro Custom Solar dba Momentum Solar | PSE&G | Eligible for TI Program | 2020-03-19 | 2020-03-24 | 2021-10-30 | Enphase Energy | IQ7PLUS-72-2-US | Inverters | 295 |  | 16 |  |  | 0.97 |  | Outdoor | roof
NJSTRE1545388793 | NJSRRE1544773530 | Transition Incentive Program | Riverside | 8075 | 13 | 5.12 | Residential | No | Behind the Meter | Behind the Meter |  | None | Skyline Solar LLC | PSE&G | Eligible for TI Program | 2020-03-30 | 2020-04-09 | 2021-10-30 | Solaredge | SE3800H-US | Inverters | 3800 |  | 1 |  |  | 0.99 |  | Outdoor | N/A
NJSTRE1545388797 | NJSRRE1544779186 | Transition Incentive Program | Fair Lawn | 7410 | 7 | 6.03 | Residential | Yes | Behind the Meter | Behind the Meter |  | None | Pro Custom Solar dba Momentum Solar | PSE&G | Eligible for TI Program | 2020-04-01 | 2020-04-09 | 2021-10-30 | Enphase Energy | IQ7-60-2-US | Inverters | 250 |  | 18 |  |  | 0.97 |  | Outdoor | roof
NJSTRE1545388804 | NJSRRE1544767377 | Transition Incentive Program | Monroe Township | 8831 | 11 | 9.6 | Residential | Yes | Behind the Meter | Behind the Meter |  | None | Skyline Solar, LLC | JCP&L | Eligible for TI Program | 2020-03-26 | 2020-03-31 | 2021-10-30 | SolarEdge | SE7600H-US | Inverters | 7600 |  | 1 |  |  | 0.99 |  | Outside | within ten feet of meter
NJSTRE1545388807 | NJSRRE1544567075 | Transition Incentive Program | SEA ISLE CITY | 8243 | 21 | 5.76 | Residential | No | Behind the Meter | Behind the Meter |  | None | Orbit Energy & Power, LLC | AC Electric | Eligible for TI Program | 2020-03-03 | 2020-03-06 | 2021-10-30 | ENPHASE | IQ7-60-2-US | Inverters | 0.24 |  | 18 |  |  | 0.97 |  | Outside | ROOF
NJSTRE1545388829 | NJSRRE1544562142 | Transition Incentive Program | Boonton | 7005 | 3 | 17.09 | Residential | No | Behind the Meter | Net-metered residential rooftop and canopy |  | None | Green Power Energy | JCP&L | Accepted | 2020-03-02 | 2020-03-05 | 2021-10-30 | SolarEdge | SE7600H-US | Inverters | 7600 |  | 2 |  |  | 0.97 |  | Outside | Next to meter
NJSTRE1545388833 | NJSRRE1544865689 | Transition Incentive Program | Marmora | 8223 | 21 | 8.5 | Residential | No | Behind the Meter | Net-metered residential rooftop and canopy |  | None | Castle Energy, LLC | AC Electric | Final As-Built Received | 2020-04-20 | 2020-04-24 | 2021-10-30 | Enphase Energy | IQ7-60-2-US | Inverters | 240 |  | 25 |  |  | 0.967 |  | Outdoor | on the rooftop under each solar panel
NJSTRE1545388849 | NJSRRE1544865027 | Transition Incentive Program | Swedesboro | 8085 | 15 | 11.04 | Residential | Yes | Behind the Meter | Behind the Meter |  | None | Sunrun Installation Services, Inc. | AC Electric | Eligible for TI Program | 2020-04-20 | 2020-04-24 | 2021-10-30 | SolarEdge Technologies | SE6000H-USRGM | Inverters | 6000 |  | 1 |  |  | 0.96 |  | Outdoor | Next To Meter
NJSTRE1545388852 | NJSRRE1544720926 | Transition Incentive Program | East Windsor | 8520 | 12 | 6.12 | Residential | Yes | Behind the Meter | Net-metered residential rooftop and canopy |  | None | Trinity Solar | JCP&L | Final As-Built Received | 2020-03-19 | 2020-03-23 | 2021-10-30 | SOLAR EDGE | SE5000 | Inverters | 5000 |  | 1 |  |  | 0.97 |  | Outside | SIDE OF HOME
NJSTRE1545349484 | NJSRRE1544860718 | Transition Incentive Program | TURNERSVILLE | 8012 | 14 | 15.12 | Residential | Yes | Behind the meter | Net-metered residential rooftop and canopy |  | None | SEA BRIGHT SOLAR, LLC | AC Electric | Accepted | 2020-04-19 | 2020-04-24 | 2021-10-30 | SUNPOWER | SPR-X21-360 | Solar Panels |  | 0.36 | 12 | 280 | 26 |  | Fixed | Roof | SE
NJSTRE1545349478 |  | Transition Incentive Program | Paterson | 7514 | 6 | 5.78 | Residential | No | Behind the Meter | Net-metered residential rooftop and canopy |  | None | Trinity Solar | PSE&G | Accepted | 2020-07-27 | 2020-07-30 | 2021-07-30 | Hanwha 340 | Q.PEAK DUO BLK-G6 340 | Solar Panels |  | 0.34 | 4 | 103 | 45 |  | Fixed | Roof
NJSTRE1545388834 | NJSRRE1544727553 | Transition Incentive Program | Pleasantville | 8232 | 19 | 7.44 | Residential | Yes | Behind the Meter | Net-metered residential rooftop and canopy |  | None | Bright Planet Solar | AC Electric | Accepted |  | 2020-03-24 | 2021-10-30 | SOLAR EDGE | SE6000H-USRGM | Inverters | 6000 |  | 1 |  |  | 0.98 |  | Outdoor | OUTSIDE
NJSTRE1545388844 | NJSRRE1544817642 | Transition Incentive Program | Clifton | 7013 | 6 | 6.12 | Residential | Yes | Behind the Meter | Behind the Meter |  | None | Trinity Solar | PSE&G | Eligible for TI Program | 2020-04-09 | 2020-04-17 | 2021-10-30 | Solar Edge | SE5000 | Inverters | 5000 |  | 1 |  |  | 0.97 |  | Outside | side of home
NJSTRE1545388849 | NJSRRE1544865027 | Transition Incentive Program | Swedesboro | 8085 | 15 | 11.04 | Residential | Yes | Behind the Meter | Behind the Meter |  | None | Sunrun Installation Services, Inc. | AC Electric | Eligible for TI Program | 2020-04-20 | 2020-04-24 | 2021-10-30 | SolarEdge Technologies | SE7600A-USS2RGM | Inverters | 7600 |  | 1 |  |  | 0.96 |  | Outdoor | Next To Meter
NJSTRE1545388864 | NJSRRE1544586147 | Transition Incentive Program | Edison | 8820 | 11 | 20.48 | Residential | No | Behind the Meter | Net-metered residential rooftop and canopy |  | None | Spectacular Solar | PSE&G | Accepted | 2020-03-04 | 2020-03-06 | 2021-10-30 | Solar Edge | SE7600H-US | Inverters | 7600 |  | 2 |  |  | 0.99 |  | Outside | Behind Meter
NJSTRE1545388881 | NJSRRE1544621518 | Transition Incentive Program | Newark | 7106 | 9 | 3.41 | Residential | No | Behind the Meter | Behind the Meter |  | None | Sunrun Installation Services, Inc. | PSE&G | Eligible for TI Program | 2020-03-09 | 2020-03-12 | 2021-10-30 | SolarEdge Technologies | SE3800A-USS2RGM | Inverters | 3800 |  | 1 |  |  | 0.96 |  | Outdoor | Next To Meter
NJSTRE1545388886 | NJSRRE1544623203 | Transition Incentive Program | WESTFIELD TOWN | 7090 | 10 | 11.34 | Residential | No | Behind the Meter | Behind the Meter |  | None | Tesla Energy Operations Inc. | PSE&G | Eligible for TI Program | 2020-03-10 | 2020-03-12 | 2021-10-30 | SolarEdge Technologies | SE11400A-US | Inverters | 11400 |  | 1 |  |  | 0.975 |  | Outdoor | outdoor
NJSTRE1545388903 | NJSRRE1544805369 | Transition Incentive Program | Mount Laurel Township | 8054 | 13 | 13.33 | Residential | No | Behind the Meter | Net-metered residential rooftop and canopy |  | None | Sunrun Installation Services, Inc. | PSE&G | Final As-Built Received |  | 2020-04-13 | 2021-10-30 | SolarEdge Technologies | SE5000H-USRGM | Inverters | 5000 |  | 1 |  |  | 0.96 |  | Outdoor | Next To Meter
NJSTRE1545388927 | NJSRRE1544586077 | Transition Incentive Program | Passaic City | 7055 | 6 | 3.84 | Residential | Yes | Behind the Meter | Behind the Meter |  | None | Skyline Solar, LLC | PSE&G | Eligible for TI Program | 2020-03-04 | 2020-03-06 | 2021-10-30 | SolarEdge | SE3800H-US | Inverters | 3800 |  | 1 |  |  | 0.99 |  | Outside | within ten feet of meter
NJSTRE1545388933 | NJSRRE1544737087 | Transition Incentive Program | Clinton | 8809 | 4 | 3.78 | Residential | Yes | Behind the Meter | Behind the Meter |  | None | Tesla Energy Operations | JCP&L | Eligible for TI Program | 2020-03-20 | 2020-03-25 | 2021-10-30 | Delta Electronics | M4-TL-US [240V] | Inverters | 3840 |  | 1 |  |  | 0.975 |  | Outdoor | outside
NJSTRE1545388934 | NJSRRE1544894053 | Transition Incentive Program | Lakehurst | 8733 | 18 | 30.8 | Commercial | No | Behind the Meter | Net-metered non-residential rooftop and canopy |  | None | Ameresco | JCP&L | Accepted |  | 2020-04-30 | 2021-10-30 | SolarEdge | SE14.4KUS | Inverters | 14.4 |  | 2 |  |  | 0.975 |  | Outdoor | N/A
NJSTRE1545388939 | NJSRRE1544820576 | Transition Incentive Program | SOUTH BRUNSWICK TWP | 8824 | 11 | 11.34 | Residential | No | Behind the Meter | Net-metered residential rooftop and canopy |  | None | Tesla Energy Operations Inc. | PSE&G | Accepted | 2020-04-10 | 2020-04-20 | 2021-10-30 | SolarEdge Technologies | SE10000H-US | Inverters | 10000 |  | 1 |  |  | 0.99 |  | Indoor | Near meter
NJSTRE1545388943 | NJSRRE1544760254 | Transition Incentive Program | Hamilton | 8690 | 12 | 10.2 | Residential | Yes | Behind the Meter | Net-metered residential rooftop and canopy |  | None | Trinity Solar | PSE&G | Final As-Built Received |  | 2020-03-26 | 2021-10-30 | Solar Edge | SE7600 | Inverters | 7600 |  | 1 |  |  | 0.97 |  | Outside | side of home
NJSTRE1545349401 |  | Transition Incentive Program | Egg Harbor Township | 8234 | 19 | 8.5 | Residential | Yes | Behind the Meter | Net-metered residential rooftop and canopy |  | None | Trinity Solar | AC Electric | Accepted | 2020-07-27 | 2020-07-30 | 2021-07-30 | Hanwha | Q.PEAK DUO BLK-G6 340 | Solar Panels |  | 0.34 | 9 | 116 | 40 |  | Fixed | Roof
NJSTRE1545349408 |  | Transition Incentive Program | BARNEGAT | 8005 | 18 | 7.8 | Residential | Yes | Behind the Meter | Net-metered residential rooftop and canopy |  | None | Vivint Solar Developer, LLC | AC Electric | Accepted | 2020-07-27 | 2020-07-30 | 2021-07-30 | Jinko Solar | JKM325M-60HBL | Solar Panels |  | 0.325 | 8 | 132 | 26 |  | Fixed | Roof
NJSTRE1545349458 | NJSRRE1544799899 | Transition Incentive Program | Westville | 8093 | 15 | 5.44 | Residential | Yes | Behind the Meter | Net-metered residential rooftop and canopy |  | None | Trinity Solar | PSE&G | Final As-Built Received | 2020-04-06 | 2020-04-09 | 2021-10-30 | Hanwha | Q.PEAK DUO BLK-G6 340 | Solar Panels |  | 0.34 | 7 | 130 | 25 |  | Fixed | Roof
NJSTRE1545349479 | NJSRRE1544860717 | Transition Incentive Program | TURNERSVILLE | 8012 | 14 | 147.48 | Non Profit | Yes | Behind the meter | Net-metered non-residential rooftop and canopy |  | None | SEA BRIGHT SOLAR, LLC | AC Electric | Accepted | 2020-04-19 | 2020-04-24 | 2021-10-30 | SUNPOWER | SPR-327-COM | Solar Panels |  | 0.327 | 92 | 130 | 27 |  | Fixed | Roof | SE
NJSTRE1545349453 |  | Transition Incentive Program | Jackson | 8527 | 18 | 25.84 | Residential | No | Behind the Meter | Net-metered residential rooftop and canopy |  | None | NJ Solar Power, LLC | JCP&L | Accepted | 2020-07-27 | 2020-07-30 | 2021-07-30 | panasonic | VBHN340SA17 | Solar Panels |  | 0.34 | 2 | 125 | 40 |  | Fixed | Roof
NJSTRE1545349621 |  | Transition Incentive Program | Wenonah | 8090 | 15 | 6.12 | Residential | Yes | Behind the Meter | Net-metered residential rooftop and canopy |  | None | Trinity Solar | AC Electric | Accepted | 2020-07-27 | 2020-07-30 | 2021-07-30 | Hanwha | Q.PEAK DUO BLK-G6 340 | Solar Panels |  | 0.34 | 10 | 107 | 23 |  | Fixed | Roof
NJSTRE1545349672 |  | Transition Incentive Program | Deptford | 8096 | 15 | 10.24 | Residential | Yes | Behind the Meter | Net-metered residential rooftop and canopy |  | None | Orbit Energy & Power, LLC | PSE&G | Accepted | 2020-07-27 | 2020-07-30 | 2021-07-30 | hanhwa qcells | qpeak 320w | Solar Panels |  | 0.32 | 13 | 24 | 24 |  | Fixed | Roof
NJSTRE1545349694 |  | Transition Incentive Program | Egg Harbor | 8324 | 20 | 13.26 | Residential | No | Behind the Meter | Net-metered residential rooftop and canopy |  | None | NJ Solar Power, LLC | AC Electric | Accepted | 2020-07-27 | 2020-08-07 | 2021-10-30 | panasonic | vbhn340sa17 | Solar Panels |  | 0.34 | 12 | 218 | 27 |  | Fixed | Roof
NJSTRE1545349757 |  | Transition Incentive Program | Williamstown | 8094 | 15 | 12.24 | Residential | No | Behind the Meter | Net-metered residential rooftop and canopy |  | None | Tesla Energy Operations Inc. | AC Electric | Accepted | 2020-07-27 | 2020-07-30 | 2021-07-30 | Hanwha Q-Cells | Q.Peak DUO BLK-G6+/SC340 | Solar Panels |  | 0.34 | 9 | 121 | 19 |  | Fixed | Roof
NJSTRE1545349824 |  | Transition Incentive Program | Paulsboro | 8066 | 15 | 9.1 | Residential | Yes | Behind the Meter | Net-metered residential rooftop and canopy |  | None | Pro Custom Solar dba Momentum Solar | AC Electric | Accepted | 2020-07-27 | 2020-07-30 | 2021-07-30 | LG ELECTRONICS | LG 350N1C-V5 | Solar Panels |  | 0.35 | 4 | 71 | 20 |  | Fixed | Roof
NJSTRE1545349849 |  | Transition Incentive Program | Lavallette | 8735 | 18 | 3.78 | Residential | No | Behind the Meter | Net-metered residential rooftop and canopy |  | None | Tesla Energy Operations Inc. | Borough of Lavallette | Accepted | 2020-07-27 | 2020-07-30 | 2021-07-30 | Hanwha | Q.PEAK DUO BLK-G5/SC315 | Solar Panels |  | 0.315 | 2 | 187 | 18 |  | Fixed | Roof
NJSTRE1545351002 |  | Transition Incentive Program | Evesham | 8053 | 13 | 10.71 | Residential | No | Behind the Meter | Net-metered residential rooftop and canopy |  | None | Suntuity Solar LLC | PSE&G | Accepted | 2020-07-28 | 2020-08-06 | 2021-10-30 | Longi | LR6-60HPB-315M | Solar Panels |  | 0.315 | 16 | 176 | 32 |  | Fixed | Roof
NJSTRE1545351003 |  | Transition Incentive Program | Williamstown | 8094 | 15 | 11.66 | Residential | Yes | Behind the Meter | Net-metered residential rooftop and canopy |  | None | Suntuity Solar LLC | AC Electric | Accepted | 2020-07-28 | 2020-08-07 | 2021-10-30 | Longi | LR6-60HPB-315M | Solar Panels |  | 0.315 | 11 | 255 | 23 |  | Fixed | Roof
NJSTRE1545388851 | NJSRRE1544902691 | Transition Incentive Program | WILLINGBORO | 8046 | 13 | 5.44 | Residential | Yes | Behind the Meter | Net-metered residential rooftop and canopy |  | PSEG | Vivint Solar Developer, LLC | PSE&G | Accepted | 2020-04-27 | 2020-04-30 | 2021-10-30 | Solar Edge | SE7600H-US | Inverters | 7600 |  | 1 |  |  | 0.992 |  | Outdoor | Near the Utility Meter
NJSTRE1545388858 | NJSRRE1544884570 | Transition Incentive Program | Toms River | 8753 | 18 | 8.5 | Residential | Yes | Behind the Meter | Net-metered residential rooftop and canopy |  | None | Trinity Solar | JCP&L | Final As-Built Received | 2020-04-22 | 2020-04-28 | 2021-10-30 | Solar Edge | SE7600 | Inverters | 7600 |  | 1 |  |  | 0.97 |  | Indoor | garage
NJSTRE1545388869 | NJSRRE1544898552 | Transition Incentive Program | Woodbury | 8096 | 15 | 26.57 | Commercial | No | Behind the Meter | Net-metered non-residential rooftop and canopy |  | None | Ameresco | AC Electric | Accepted |  | 2020-04-30 | 2021-10-30 | SolarEdge | SE9KUS | Inverters | 9 |  | 2 |  |  | 0.965 |  | Outdoor | N/A
NJSTRE1545388870 | NJSRRE1544773952 | Transition Incentive Program | Hillsborough | 8844 | 5 | 12.06 | Residential | No | Behind the Meter | Net-metered residential rooftop and canopy |  | None | Green Power Energy | PSE&G | Accepted | 2020-03-30 | 2020-04-09 | 2021-10-30 | SolarEdge | SE10000H-US | Inverters | 10000 |  | 1 |  |  | 0.97 |  | Outside | next to meter
NJSTRE1545388880 | NJSRRE1544598164 | Transition Incentive Program | LINDEN | 7036 | 10 | 5.76 | Residential | Yes | Behind the Meter | Net-metered residential rooftop and canopy |  | None | Vivint Solar Developer, LLC | PSE&G | Accepted | 2020-03-04 | 2020-03-09 | 2021-10-30 | SOLAREDGE | SE3800H-US | Inverters | 3800 |  | 1 |  |  | 0.992 |  | Outdoor | Near the Utility Meter
NJSTRE1545388889 | NJSRRE1544817850 | Transition Incentive Program | Hammonton | 8037 | 19 | 8.96 | Residential | No | Behind the Meter | Net-metered residential rooftop and canopy |  | ACE | EMT Renewables | AC Electric | Accepted | 2020-04-09 | 2020-04-15 | 2021-10-30 | Enphase | IQ7-60-2-US | Inverters | 240 |  | 28 |  |  | 0.95 |  | Outside | under panels
NJSTRE1545388900 | NJSRRE1544719327 | Transition Incentive Program | Harrison | 7029 | 8 | 6.12 | Residential | Yes | Behind the Meter | Net-metered residential rooftop and canopy |  | None | Trinity Solar | PSE&G | Final As-Built Received |  | 2020-03-23 | 2021-10-30 | Solar Edge | SE5000 | Inverters | 5000 |  | 1 |  |  | 0.97 |  | Indoor | garage
NJSTRE1545388902 | NJSRRE1544760181 | Transition Incentive Program | Belleville | 7109 | 9 | 6.46 | Residential | Yes | Behind the Meter | Net-metered residential rooftop and canopy |  | None | Trinity Solar | PSE&G | Final As-Built Received | 2020-03-24 | 2020-03-26 | 2021-10-30 | Solar Edge | SE5000 | Inverters | 5000 |  | 1 |  |  | 0.97 |  | Outside | side of home
NJSTRE1545388908 | NJSRRE1544765141 | Transition Incentive Program | SEWELL | 8080 | 15 | 7.04 | Residential | Yes | Behind the Meter | Net-metered residential rooftop and canopy |  | None | Vivint Solar Developer, LLC | AC Electric | Accepted | 2020-03-26 | 2020-03-30 | 2021-10-30 | SolarEdge | SE7600H-US | Inverters | 7600 |  | 1 |  |  | 0.992 |  | Outdoor | Near the Utility Meter
NJSTRE1545388911 | NJSRRE1544728022 | Transition Incentive Program | CHERRY HILL | 8003 | 14 | 8.96 | Residential | Yes | Behind the Meter | Net-metered residential rooftop and canopy |  | None | Vivint Solar Developer, LLC | PSE&G | Accepted | 2020-03-19 | 2020-03-24 | 2021-10-30 | SolarEdge | SE7600H-US | Inverters | 7600 |  | 1 |  |  | 0.992 |  | Outdoor | Near the Utility Meter
NJSTRE1545388917 | NJSRRE1544866989 | Transition Incentive Program | Vineland | 8361 | 20 | 10.4 | Residential | Yes | Behind the Meter | Net-metered residential rooftop and canopy |  | None | Suntuity Solar LLC | Vineland Muni Electric | Accepted | 2020-04-21 | 2020-04-27 | 2021-10-30 | Enphase Energy | IQ7-60-2-US | Inverters | 240 |  | 33 |  |  | 0.97 |  | Outdoor | Behind the PV Modules
NJSTRE1545388920 | NJSRRE1544903642 | Transition Incentive Program | Sewell | 8080 | 15 | 8.5 | Residential | No | Behind the Meter | Net-metered residential rooftop and canopy |  | None | Trinity Solar | AC Electric | Accepted | 2020-04-27 | 2020-04-30 | 2021-10-30 | Solar Edge | SE7600 | Inverters | 7600 |  | 1 |  |  | 0.97 |  | Outside | side of home
NJSTRE1545349591 |  | Transition Incentive Program | East Windsor | 8520 | 12 | 7.7 | Residential | Yes | Behind the Meter | Net-metered residential rooftop and canopy |  | None | Pro Custom Solar dba Momentum Solar | JCP&L | Accepted | 2020-07-27 | 2020-07-30 | 2021-07-30 | LG ELECTRONICS | LG 350N1C-V5 | Solar Panels |  | 0.35 | 11 | 98 | 23 |  | Fixed | Roof
NJSTRE1545349757 |  | Transition Incentive Program | Williamstown | 8094 | 15 | 12.24 | Residential | No | Behind the Meter | Net-metered residential rooftop and canopy |  | None | Tesla Energy Operations Inc. | AC Electric | Accepted | 2020-07-27 | 2020-07-30 | 2021-07-30 | Hanwha Q-Cells | Q.Peak DUO BLK-G6+/SC340 | Solar Panels |  | 0.34 | 6 | 121 | 14 |  | Fixed | Roof
NJSTRE1545349814 |  | Transition Incentive Program | Hillside | 7205 | 10 | 7 | Residential | Yes | Behind the Meter | Net-metered residential rooftop and canopy |  | None | Pro Custom Solar dba Momentum Solar | PSE&G | Accepted | 2020-07-27 | 2020-07-30 | 2021-07-30 | LG ELECTRONICS | LG 350N1C-V5 | Solar Panels |  | 0.35 | 16 | 72 | 43 |  | Fixed | Roof
NJSTRE1545349824 |  | Transition Incentive Program | Paulsboro | 8066 | 15 | 9.1 | Residential | Yes | Behind the Meter | Net-metered residential rooftop and canopy |  | None | Pro Custom Solar dba Momentum Solar | AC Electric | Accepted | 2020-07-27 | 2020-07-30 | 2021-07-30 | LG ELECTRONICS | LG 350N1C-V5 | Solar Panels |  | 0.35 | 12 | 251 | 20 |  | Fixed | Roof
NJSTRE1545349701 |  | Transition Incentive Program | Little Falls Twp | 7424 | 6 | 14.08 | Residential | Yes | Behind the Meter | Net-metered residential rooftop and canopy |  | None | Bright Planet Solar | PSE&G | Accepted | 2020-07-27 | 2020-07-30 | 2021-07-30 | HANWHA Q-CELLS | Q.PEAK-G5 DUO BLK 320W | Solar Panels |  | 0.32 | 25 | 123 | 22 |  | Fixed | Roof
NJSTRE1545349849 |  | Transition Incentive Program | Lavallette | 8735 | 18 | 3.78 | Residential | No | Behind the Meter | Net-metered residential rooftop and canopy |  | None | Tesla Energy Operations Inc. | Borough of Lavallette | Accepted | 2020-07-27 | 2020-07-30 | 2021-07-30 | Hanwha | Q.PEAK DUO BLK-G5/SC315 | Solar Panels |  | 0.315 | 2 | 187 | 27 |  | Fixed | Roof
NJSTRE1545349887 |  | Transition Incentive Program | North Brunswick | 8902 | 11 | 8.75 | Residential | Yes | Behind the Meter | Net-metered residential rooftop and canopy |  | None | Pro Custom Solar dba Momentum Solar | PSE&G | Accepted | 2020-07-27 | 2020-07-30 | 2021-07-30 | LG ELETRONICS | LG 350N1C-V5 | Solar Panels |  | 0.35 | 6 | 39 | 18 |  | Fixed | Roof
NJSTRE1545349989 |  | Transition Incentive Program | Gloucester | 8012 | 14 | 4199.9 | Commercial | Yes | Grid Supply | Subsection (t): landfill, brownfield, areas of historic fill. | t | None | American Renewables Construction | AC Electric | Accepted | 2019-12-06 | 2019-12-20 | 2021-12-20 | JA Solar | JAM72S01 355-375/PR | Solar Panels |  | 0.375 | 8960 | 1 | 25 |  | Fixed | Ground
NJSTRE1545351003 |  | Transition Incentive Program | Williamstown | 8094 | 15 | 11.66 | Residential | Yes | Behind the Meter | Net-metered residential rooftop and canopy |  | None | Suntuity Solar LLC | AC Electric | Accepted | 2020-07-28 | 2020-08-07 | 2021-10-30 | Longi | LR6-60HPB-315M | Solar Panels |  | 0.315 | 8 | 165 | 22 |  | Fixed | Roof
NJSTRE1545351044 |  | Transition Incentive Program | WILLINGBORO | 8046 | 13 | 8.16 | Residential | Yes | Behind the Meter | Net-metered residential rooftop and canopy |  | PSEG | Vision Solar LLC | PSE&G | Accepted | 2020-07-28 | 2020-08-07 | 2021-10-30 | HANWHA Q-CELLS | Q.PEAK DUO-G6 340 | Solar Panels |  | 0.34 | 10 | 145 | 20 |  | Fixed | Roof
NJSTRE1545351076 |  | Transition Incentive Program | HADDON TWP | 8108 | 14 | 6.51 | Residential | No | Behind the Meter | Net-metered residential rooftop and canopy |  | None | Bright Planet Solar | PSE&G | Accepted | 2020-07-28 | 2020-08-07 | 2021-10-30 | LONGI | LR6-60HPB-310M | Solar Panels |  | 0.31 | 16 | 112 | 39 |  | Fixed | Roof
NJSTRE1545351084 |  | Transition Incentive Program | Sewell | 8080 | 15 | 9.86 | Residential | Yes | Behind the Meter | Net-metered residential rooftop and canopy |  | None | Trinity Solar | AC Electric | Accepted | 2020-07-28 | 2020-08-07 | 2021-10-30 | Hanwha 340 | Q.PEAK DUO BLK-G6 340 | Solar Panels |  | 0.34 | 6 | 225 | 27 |  | Fixed | Roof
NJSTRE1545351112 |  | Transition Incentive Program | NEWARK | 7106 | 9 | 7 | Residential | No | Behind the Meter | Net-metered residential rooftop and canopy |  | None | Infinity Solar Systems | PSE&G | Accepted | 2020-07-28 | 2020-08-07 | 2021-10-30 | LG | LG350N1C-V5 | Solar Panels |  | 0.35 | 12 | 195 | 45 |  | Fixed | Roof
NJSTRE1545388949 | NJSRRE1544565282 | Transition Incentive Program | Long Valley | 7853 | 3 | 29.28 | Residential | Yes | Behind the Meter | Behind the Meter |  | None | Sunrun Installation Services, Inc. | JCP&L | Eligible for TI Program | 2020-03-02 | 2020-03-05 | 2021-10-30 | SolarEdge Technologies | SE7600A-USS2RGM | Inverters | 7600 |  | 1 |  |  | 0.96 |  | Outdoor | Next To Meter
NJSTRE1545388952 | NJSRRE1544817647 | Transition Incentive Program | Egg Harbor TWP | 8234 | 19 | 8.32 | Residential | Yes | Behind the Meter | Net-metered residential rooftop and canopy |  | None | Whitman Construction, LLC | AC Electric | Accepted | 2020-04-09 | 2020-04-15 | 2021-10-30 | Enphase Energy | IQ7-60-2-US | Inverters | 0.24 |  | 26 |  |  | 0.976 |  | Outside | Roof Top
NJSTRE1545388970 | NJSRRE1544903532 | Transition Incentive Program | Haddon Township | 8108 | 14 | 7.56 | Residential | Yes | Behind the Meter | Net-metered residential rooftop and canopy |  | None | Suntuity Solar LLC | PSE&G | Accepted | 2020-04-27 | 2020-04-30 | 2021-10-30 | Enphase Energy | IQ7-60-2-US | Inverters | 240 |  | 24 |  |  | 0.97 |  | Outdoor | Behind the PV Modules
NJSTRE1545388996 | NJSRRE1544760365 | Transition Incentive Program | Swedesboro | 8085 | 15 | 4.42 | Residential | Yes | Behind the Meter | Net-metered residential rooftop and canopy |  | None | Trinity Solar | AC Electric | Final As-Built Received | 2020-03-24 | 2020-03-27 | 2021-10-30 | SOLAR EDGE | SE3800 | Inverters | 3800 |  | 1 |  |  | 0.97 |  | Indoor | garage
NJSTRE1545389001 | NJSRRE1544776047 | Transition Incentive Program | North Brunswick Township | 8902 | 11 | 11.77 | Residential | No | Behind the Meter | Net-metered residential rooftop and canopy |  | None | SunPower Corporation, Systems | PSE&G | Accepted |  | 2020-04-09 | 2021-10-30 | SUNPOWER | SPR-E20-327-E-AC | Inverters | 320 |  | 36 |  |  | 0.96 |  | Other | under each panel
NJSTRE1545349484 | NJSRRE1544860718 | Transition Incentive Program | TURNERSVILLE | 8012 | 14 | 15.12 | Residential | Yes | Behind the meter | Net-metered residential rooftop and canopy |  | None | SEA BRIGHT SOLAR, LLC | AC Electric | Accepted | 2020-04-19 | 2020-04-24 | 2021-10-30 | SUNPOWER | SPR-X22-360 | Solar Panels |  | 0.36 | 30 | 280 | 22 |  | Fixed | Roof | SW
NJSTRE1545349527 | NJSRRE1543821928 | Transition Incentive Program | CEDAR GROVE | 7009 | 9 | 15.04 | Residential | No | Behind the meter | Net-metered residential rooftop and canopy |  | None | SEA BRIGHT SOLAR, LLC | PSE&G | Final As-Built Received | 2019-12-26 | 2019-12-31 | 2021-10-30 | SUNPOWER | SPR-E20-327-AC | Solar Panels |  | 0.327 | 11 | 278 | 8 |  | Fixed | Roof | WEST
NJSTRE1545349453 |  | Transition Incentive Program | Jackson | 8527 | 18 | 25.84 | Residential | No | Behind the Meter | Net-metered residential rooftop and canopy |  | None | NJ Solar Power, LLC | JCP&L | Accepted | 2020-07-27 | 2020-07-30 | 2021-07-30 | pansonic | vbhn340sa17 | Solar Panels |  | 0.34 | 10 | 305 | 40 |  | Fixed | Roof
NJSTRE1545349453 |  | Transition Incentive Program | Jackson | 8527 | 18 | 25.84 | Residential | No | Behind the Meter | Net-metered residential rooftop and canopy |  | None | NJ Solar Power, LLC | JCP&L | Accepted | 2020-07-27 | 2020-07-30 | 2021-07-30 | panasonic | vbhn340sa17 | Solar Panels |  | 0.34 | 8 | 125 | 40 |  | Fixed | Roof
NJSTRE1545349536 |  | Transition Incentive Program | CEDAR GROVE | 7009 | 9 | 7.14 | Residential | Yes | Behind the Meter | Net-metered residential rooftop and canopy |  | None | Trinity Solar | PSE&G | Final As-Built Received | 2020-07-27 | 2020-07-30 | 2021-10-30 | HANWHA | Q.PEAK DUO BLK-G6 340 | Solar Panels |  | 0.34 | 10 | 203 | 24 |  | Fixed | Roof
NJSTRE1545349694 |  | Transition Incentive Program | Egg Harbor | 8324 | 20 | 13.26 | Residential | No | Behind the Meter | Net-metered residential rooftop and canopy |  | None | NJ Solar Power, LLC | AC Electric | Accepted | 2020-07-27 | 2020-08-07 | 2021-10-30 | panasonic | vbhn340sa17 | Solar Panels |  | 0.34 | 8 | 128 | 34 |  | Fixed | Roof
NJSTRE1545349757 |  | Transition Incentive Program | Williamstown | 8094 | 15 | 12.24 | Residential | No | Behind the Meter | Net-metered residential rooftop and canopy |  | None | Tesla Energy Operations Inc. | AC Electric | Accepted | 2020-07-27 | 2020-07-30 | 2021-07-30 | Hanwha Q-Cells | Q.Peak DUO BLK-G6+/SC340 | Solar Panels |  | 0.34 | 5 | 301 | 19 |  | Fixed | Roof
NJSTRE1545351044 |  | Transition Incentive Program | WILLINGBORO | 8046 | 13 | 8.16 | Residential | Yes | Behind the Meter | Net-metered residential rooftop and canopy |  | PSEG | Vision Solar LLC | PSE&G | Accepted | 2020-07-28 | 2020-08-07 | 2021-10-30 | HANWHA Q-CELLS | Q.PEAK DUO-G6 340 | Solar Panels |  | 0.34 | 14 | 146 | 20 |  | Fixed | Roof
NJSTRE1545351039 |  | Transition Incentive Program | Toms River | 8753 | 18 | 13.76 | Residential | No | Behind the Meter | Net-metered residential rooftop and canopy |  | None | Whitman Construction, LLC | JCP&L | Accepted | 2020-07-28 | 2020-07-30 | 2021-07-30 | TRINA | TSM 320DD05H.05 | Solar Panels |  | 0.32 | 20 | 186 | 45 |  | Fixed | Roof
NJSTRE1545388841 | NJSRRE1544708876 | Transition Incentive Program | Jersey City | 7305 | 8 | 4.36 | Residential | Yes | Behind the Meter | Behind the Meter |  | None | Pro Custom Solar dba Momentum Solar | PSE&G | Eligible for TI Program | 2020-03-17 | 2020-03-20 | 2021-10-30 | Enphase Energy | IQ7-60-2-US | Inverters | 250 |  | 13 |  |  | 0.97 |  | Outdoor | roof
NJSTRE1545388874 | NJSRRE1544710084 | Transition Incentive Program | Towaco | 7082 | 3 | 18.2 | Residential | No | Behind the Meter | Behind the Meter |  | None | Pro Custom Solar dba Momentum Solar | JCP&L | Eligible for TI Program | 2020-03-18 | 2020-03-20 | 2021-10-30 | Enphase Energy | IQ7PLUS-72-2-US | Inverters | 295 |  | 52 |  |  | 0.97 |  | Outdoor | roof
NJSTRE1545388875 | NJSRRE1544864951 | Transition Incentive Program | ROCKAWAY | 7866 | 3 | 8.82 | Residential | Yes | Behind the Meter | Net-metered residential rooftop and canopy |  | None | Suntuity Solar LLC | JCP&L | Accepted | 2020-04-20 | 2020-04-24 | 2021-10-30 | Enphase Energy | IQ7-60-2-US | Inverters | 240 |  | 28 |  |  | 0.97 |  | Outdoor | Behind the PV Modules
NJSTRE1545388905 | NJSRRE1544796029 | Transition Incentive Program | Sicklerville | 8081 | 14 | 7.71 | Residential | No | Behind the Meter | Net-metered residential rooftop and canopy |  | None | Green Power Energy | AC Electric | Accepted | 2020-04-03 | 2020-04-09 | 2021-10-30 | SolarEdge | SE7600H-US | Inverters | 7600 |  | 1 |  |  | 0.97 |  | Outside | next to meter
NJSTRE1545388946 | NJSRRE1544553628 | Transition Incentive Program | Laurence Harbor | 8879 | 11 | 4.41 | Residential | No | Behind the Meter | Net-metered residential rooftop and canopy |  | None | Suntuity Solar LLC | JCP&L | Accepted | 2020-02-29 | 2020-03-04 | 2021-10-30 | Enphase Energy | IQ7-60-2-US | Inverters | 240 |  | 14 |  |  | 0.97 |  | Outdoor | Behind the PV Modules
NJSTRE1545388947 | NJSRRE1544903578 | Transition Incentive Program | Roselle | 7203 | 10 | 9.6 | Residential | Yes | Behind the Meter | Behind the Meter |  | None | Steve Whitman LLC | PSE&G | Eligible for TI Program | 2020-04-27 | 2020-04-30 | 2021-10-30 | SolarEdge | SE7600H-US | Inverters | 7600 |  | 1 |  |  | 0.99 |  | Outside | within ten feet of meter
NJSTRE1545388950 | NJSRRE1544775189 | Transition Incentive Program | Roselle | 7203 | 10 | 8.91 | Residential | No | Behind the Meter | Net-metered residential rooftop and canopy |  | None | Whitman Construction, LLC | PSE&G | Accepted | 2020-03-31 | 2020-04-09 | 2021-10-30 | Enphase Energy | IQ7X-96-2-US | Inverters | 0.315 |  | 27 |  |  | 0.975 |  | Outside | Roof Top
NJSTRE1545388955 | NJSRRE1544680760 | Transition Incentive Program | DEPTFORD TWP | 8096 | 15 | 9.6 | Residential | Yes | Behind the Meter | Behind the Meter |  | None | Orbit Energy & Power, LLC | PSE&G | Eligible for TI Program | 2020-03-30 | 2020-03-30 | 2021-10-30 | Enphase | IQ7-60-2-US | Inverters | 0.24 |  | 30 |  |  | 0.97 |  | Outside | ROOF
NJSTRE1545388973 | NJSRRE1544802363 | Transition Incentive Program | Vineland | 8361 | 20 | 5.44 | Residential | Yes | Behind the Meter | Net-metered residential rooftop and canopy |  | None | Trinity Solar | Vineland Muni Electric | Final As-Built Received |  | 2020-04-10 | 2021-10-30 | Solar Edge | SE5000 | Inverters | 5000 |  | 1 |  |  | 0.97 |  | Indoor | basement
NJSTRE1545388983 | NJSRRE1544777744 | Transition Incentive Program | Egg Harbor Township | 8234 | 19 | 20.77 | Residential | Yes | Behind the Meter | Behind the Meter |  | None | Sunrun Installation Services, Inc. | AC Electric | Eligible for TI Program | 2020-04-01 | 2020-04-09 | 2021-10-30 | Enphase Energy | IQ7-60-x-US (240V) | Inverters | 240 |  | 67 |  |  | 0.96 |  | Outdoor | Rooftop
NJSTRE1545388854 | NJSRRE1544804737 | Transition Incentive Program | Randolph | 7869 | 3 | 14.76 | Residential | No | Behind the Meter | Net-metered residential rooftop and canopy |  | None | Green House Solar | JCP&L | Accepted | 2020-04-07 | 2020-04-10 | 2021-10-30 | Sunpower | SPWR-A4 | Inverters | 349 |  | 36 |  |  | 0.97 |  | Other | Panel Mounted
NJSTRE1545388856 | NJSRRE1544801527 | Transition Incentive Program | Hillsborough | 8844 | 5 | 7.48 | Residential | Yes | Behind the Meter | Net-metered residential rooftop and canopy |  | None | Pro Custom Solar dba Momentum Solar | PSE&G | Accepted | 2020-04-06 | 2020-04-09 | 2021-10-30 | Enphase Energy | IQ7-60-2-US | Inverters | 250 |  | 22 |  |  | 0.97 |  | Outdoor | roof
NJSTRE1545388865 | NJSRRE1544625703 | Transition Incentive Program | Wildwood Crest | 8260 | 21 | 12.08 | Residential | No | Behind the Meter | Net-metered residential rooftop and canopy |  | None | SunPower Corporation, Systems | AC Electric | Accepted |  | 2020-03-16 | 2021-10-30 | SUNPOWER | SPR-X21-345-D-AC | Inverters | 320 |  | 35 |  |  | 0.96 |  | Other | under each panel
NJSTRE1545388882 | NJSRRE1544736111 | Transition Incentive Program | Newfield | 8344 | 15 | 6.54 | Residential | Yes | Behind the Meter | Net-metered residential ground mount |  | None | Castle Energy, LLC | Vineland Muni Electric | Accepted | 2020-03-20 | 2020-03-25 | 2021-10-30 | SunPower | SPR-E20-327-C-AC | Inverters | 320 |  | 20 |  |  | 0.975 |  | Outdoor | on the rooftop under each solar panel
NJSTRE1545388885 | NJSRRE1544805409 | Transition Incentive Program | Ocean City | 8226 | 21 | 5.25 | Residential | Yes | Behind the Meter | Behind the Meter |  | None | Pro Custom Solar dba Momentum Solar | AC Electric | Eligible for TI Program | 2020-04-07 | 2020-04-10 | 2021-10-30 | Enphase Energy | IQ7PLUS-72-2-US | Inverters | 295 |  | 15 |  |  | 0.97 |  | Outdoor | roof
NJSTRE1545388891 | NJSRRE1544846412 | Transition Incentive Program | Kearny | 7032 | 8 | 3.85 | Residential | Yes | Behind the Meter | Net-metered residential rooftop and canopy |  | None | Pro Custom Solar dba Momentum Solar | PSE&G | Accepted | 2020-04-15 | 2020-04-23 | 2021-10-30 | Enphase Energy | IQ7Plus-72-2-US | Inverters | 290 |  | 11 |  |  | 0.97 |  | Outdoor | Roof
NJSTRE1545388892 | NJSRRE1544630787 | Transition Incentive Program | Jersey City | 7305 | 8 | 6.4 | Residential | No | Behind the Meter | Net-metered residential rooftop and canopy |  | None | Green House Solar | PSE&G | Accepted | 2020-03-12 | 2020-03-17 | 2021-10-30 | Sunpower | SPWR-A4 | Inverters | 349 |  | 16 |  |  | 0.975 |  | Other | Panel Mounted
NJSTRE1545388915 | NJSRRE1544796026 | Transition Incentive Program | MILLTOWN | 8850 | 11 | 6.65 | Residential | No | Behind the Meter | Behind the Meter |  | None | Infinity Solar Systems | Milltown | Eligible for TI Program | 2020-04-03 | 2020-04-09 | 2021-10-30 | ENPHASE | IQ7-60-X-US | Inverters | 240 |  | 19 |  |  | 0.97 |  | Outside | MICROINVERTERS
NJSTRE1545388924 | NJSRRE1544623734 | Transition Incentive Program | Morristown | 7960 | 3 | 6.4 | Residential | Yes | Behind the Meter | Net-metered residential rooftop and canopy |  | None | Vivint Solar Developer, LLC | JCP&L | Accepted | 2020-03-10 | 2020-03-13 | 2021-10-30 | SolarEdge | SE7600H-US | Inverters | 7600 |  | 1 |  |  | 0.992 |  | Outdoor | Near the utility meter
NJSTRE1545388926 | NJSRRE1544565278 | Transition Incentive Program | Sicklerville | 8081 | 14 | 9.3 | Residential | Yes | Behind the Meter | Behind the Meter |  | None | Sunrun Installation Services, Inc. | AC Electric | Eligible for TI Program | 2020-03-02 | 2020-03-05 | 2021-10-30 | Enphase Energy | IQ7-60-x-US (240V) | Inverters | 240 |  | 30 |  |  | 0.96 |  | Outdoor | Rooftop
NJSTRE1545388949 | NJSRRE1544565282 | Transition Incentive Program | Long Valley | 7853 | 3 | 29.28 | Residential | Yes | Behind the Meter | Behind the Meter |  | None | Sunrun Installation Services, Inc. | JCP&L | Eligible for TI Program | 2020-03-02 | 2020-03-05 | 2021-10-30 | SolarEdge Technologies | SE11400H-USRGM | Inverters | 11400 |  | 2 |  |  | 0.96 |  | Outdoor | Next To Meter
NJSTRE1545388957 | NJSRRE1544760323 | Transition Incentive Program | CLIFTON | 7013 | 6 | 3.84 | Residential | Yes | Behind the Meter | Net-metered residential rooftop and canopy |  | None | Vivint Solar Developer, LLC | PSE&G | Accepted | 2020-03-24 | 2020-03-26 | 2021-10-30 | SolarEdge | SE3800H-US | Inverters | 3800 |  | 1 |  |  | 0.992 |  | Outdoor | Near the Utility Meter
NJSTRE1545388842 | NJSRRE1544779201 | Transition Incentive Program | South Brunswick | 8824 | 11 | 11.06 | Residential | No | Behind the Meter | Net-metered residential rooftop and canopy |  | None | All Season Solar | PSE&G | Final As-Built Received | 2020-04-01 | 2020-04-09 | 2021-10-30 | Enphase | IQ7 | Inverters | 240 |  | 33 |  |  | 0.97 |  | Outdoor | under module
NJSTRE1545388855 | NJSRRE1544701365 | Transition Incentive Program | Hammonton | 8037 | 19 | 3.92 | Residential | Yes | Behind the Meter | Net-metered residential rooftop and canopy |  | None | Castle Energy, LLC | AC Electric | Accepted | 2020-03-16 | 2020-03-19 | 2021-10-30 | SunPower | SPR-E20-327-C-AC | Inverters | 320 |  | 12 |  |  | 0.975 |  | Outdoor | on the rooftop under each solar panel
NJSTRE1545388887 | NJSRRE1544844034 | Transition Incentive Program | Phillipsburg | 8865 | 2 | 8.97 | Residential | Yes | Behind the Meter | Net-metered residential rooftop and canopy |  | None | Sunrun Installation Services, Inc. | JCP&L | Final As-Built Received |  | 2020-04-22 | 2021-10-30 | Enphase Energy | IQ7PLUS-72-x-US (240V) | Inverters | 290 |  | 26 |  |  | 0.96 |  | Outdoor | Rooftop
NJSTRE1545388894 | NJSRRE1544905112 | Transition Incentive Program | Cherry Hill | 8003 | 14 | 17.71 | Commercial | No | Behind the Meter | Net-metered non-residential rooftop and canopy |  | None | Ameresco | PSE&G | Accepted |  | 2020-04-30 | 2021-10-30 | SolarEdge | SE14.4KUS | Inverters | 14.4 |  | 1 |  |  | 0.975 |  | Outdoor | N/A
NJSTRE1545388904 | NJSRRE1544586112 | Transition Incentive Program | Whitehouse | 8888 | 4 | 61.99 | Residential | No | Behind the Meter | Net-metered residential rooftop and canopy |  | None | Green Power Energy | JCP&L | Accepted | 2020-03-04 | 2020-03-06 | 2021-10-30 | SolarEdge | SE11400H-US | Inverters | 11400 |  | 4 |  |  | 0.97 |  | Outside | Next to meter
NJSTRE1545388910 | NJSRRE1544759054 | Transition Incentive Program | ISELIN | 8830 | 11 | 5.44 | Residential | Yes | Behind the Meter | Net-metered residential rooftop and canopy |  | None | Vivint Solar Developer, LLC | PSE&G | Accepted | 2020-03-23 | 2020-03-26 | 2021-10-30 | SOLAREDGE | SE3800H-US | Inverters | 3800 |  | 1 |  |  | 0.992 |  | Outdoor | Near the Utility Meter
NJSTRE1545349671 |  | Transition Incentive Program | Willingboro | 8046 | 13 | 5.23 | Residential | No | Behind the Meter | Net-metered residential rooftop and canopy |  | None | GenRenew, LLC | PSE&G | Accepted | 2020-07-30 | 2020-07-30 | 2021-07-30 | Sunpower | SPR-X22-327-E-AC | Solar Panels |  | 0.327 | 4 | 235 | 30 |  | Fixed | Roof
NJSTRE1545349850 |  | Transition Incentive Program | Edison | 8817 | 11 | 6.65 | Residential | No | Behind the Meter | Net-metered residential rooftop and canopy |  | None | Pro Custom Solar dba Momentum Solar | PSE&G | Final As-Built Received | 2020-07-27 | 2020-07-30 | 2021-10-30 | LG ELECTRONICS | LG 350N1C-V5 | Solar Panels |  | 0.35 | 16 | 175 | 25 |  | Fixed | Pole
NJSTRE1545349990 | NJSRRE1540144456 | Transition Incentive Program | Mount Arlington | 7856 | 3 | 2292.5 | Municipality | Yes | Grid Supply | Subsection (t): landfill, brownfield, areas of historic fill. | t | None | HESP Construction, LLC | JCP&L | Accepted | 2019-01-09 | 2019-02-01 | 2021-10-30 | Trina Solar | TSM DE14A(II) | Solar Panels |  | 0.35 | 6550 | 180 | 25 |  | Fixed | Ground
NJSTRE1545351002 |  | Transition Incentive Program | Evesham | 8053 | 13 | 10.71 | Residential | No | Behind the Meter | Net-metered residential rooftop and canopy |  | None | Suntuity Solar LLC | PSE&G | Accepted | 2020-07-28 | 2020-08-06 | 2021-10-30 | Longi | LR6-60HPB-315M | Solar Panels |  | 0.315 | 6 | 356 | 32 |  | Fixed | Roof
NJSTRE1545351016 |  | Transition Incentive Program | IRVINGTON | 7111 | 9 | 3.15 | Residential | Yes | Behind the Meter | Net-metered residential rooftop and canopy |  | None | Suntuity Solar LLC | PSE&G | Accepted | 2020-07-30 | 2020-07-30 | 2021-07-30 | Longi | LR6-60HPB-315M | Solar Panels |  | 0.315 | 10 | 130 | 27 |  | Fixed | Roof
NJSTRE1545351093 |  | Transition Incentive Program | Howell | 7731 | 17 | 12.95 | Residential | No | Behind the Meter | Net-metered residential rooftop and canopy |  | None | Whitman Construction, LLC | JCP&L | Accepted | 2020-07-28 | 2020-07-30 | 2021-07-30 | solaria power | XT-370R-PD | Solar Panels |  | 0.37 | 14 | 58 | 20 |  | Fixed | Roof
NJSTRE1545388928 | NJSRRE1544781171 | Transition Incentive Program | Lafayette | 7848 | 1 | 61.2 | Farm | Yes | Behind the Meter | Net-metered non-residential ground mount |  | None | Alternative Energy Associates | JCP&L | Accepted | 2020-04-01 | 2020-04-09 | 2021-10-30 | Enphase | IQ7 Plus | Inverters | 290 |  | 204 |  |  | 0.975 |  | Outdoor | Behind Panel
NJSTRE1545388929 | NJSRRE1544734737 | Transition Incentive Program | Bridgewater | 8807 | 5 | 11.2 | Residential | Yes | Behind the Meter | Net-metered residential rooftop and canopy |  | None | Vivint Solar Developer, LLC | PSE&G | Accepted | 2020-03-21 | 2020-03-24 | 2021-10-30 | SolarEdge | SE7600H-US | Inverters | 7600 |  | 1 |  |  | 0.992 |  | Outdoor | Near the Utility Meter
NJSTRE1545388940 | NJSRRE1544617494 | Transition Incentive Program | Colonia | 7067 | 10 | 11.52 | Residential | Yes | Behind the Meter | Net-metered residential rooftop and canopy |  | None | Vivint Solar Developer, LLC | PSE&G | Accepted | 2020-03-09 | 2020-03-11 | 2021-10-30 | SOLAREDGE | SE7600H-US | Inverters | 7600 |  | 1 |  |  | 0.992 |  | Outdoor | Near the Utility Meter
NJSTRE1545388961 | NJSRRE1544560378 | Transition Incentive Program | Montague | 7827 | 1 | 13.95 | Residential | Yes | Behind the Meter | Net-metered residential rooftop and canopy |  | None | Bright Planet Solar | JCP&L | Accepted |  | 2020-03-04 | 2021-10-30 | SOLAR EDGE | SE11400H-USRGM | Inverters | 11400 |  | 1 |  |  | 0.98 |  | Outdoor | OUTSIDE
NJSTRE1545388963 | NJSRRE1544724195 | Transition Incentive Program | Roselle Boro | 7203 | 10 | 5.94 | Residential | No | Behind the Meter | Net-metered residential rooftop and canopy |  | None | Whitman Construction, LLC | PSE&G | Accepted | 2020-03-20 | 2020-03-24 | 2021-10-30 | Enphase Energy | IQ7X-96-2-US | Inverters | 0.315 |  | 18 |  |  | 0.975 |  | Outside | roof
NJSTRE1545349671 |  | Transition Incentive Program | Willingboro | 8046 | 13 | 5.23 | Residential | No | Behind the Meter | Net-metered residential rooftop and canopy |  | None | GenRenew, LLC | PSE&G | Accepted | 2020-07-30 | 2020-07-30 | 2021-07-30 | Sunpower | SPR-X22-327-E-AC | Solar Panels |  | 0.327 | 12 | 145 | 21 |  | Fixed | Roof
NJSTRE1545349720 |  | Transition Incentive Program | Camden | 8105 | 14 | 5.95 | Residential | Yes | Behind the Meter | Net-metered residential rooftop and canopy |  | None | Pro Custom Solar dba Momentum Solar | PSE&G | Accepted | 2020-07-27 | 2020-07-30 | 2021-07-30 | LG ELECTRONICS | LG 350N1C-V5 | Solar Panels |  | 0.35 | 17 | 149 | 5 |  | Fixed | Roof
NJSTRE1545349694 |  | Transition Incentive Program | Egg Harbor | 8324 | 20 | 13.26 | Residential | No | Behind the Meter | Net-metered residential rooftop and canopy |  | None | NJ Solar Power, LLC | AC Electric | Accepted | 2020-07-27 | 2020-08-07 | 2021-10-30 | panasonic | vbhn340sa17 | Solar Panels |  | 0.34 | 19 | 218 | 45 |  | Fixed | Roof
NJSTRE1545349757 |  | Transition Incentive Program | Williamstown | 8094 | 15 | 12.24 | Residential | No | Behind the Meter | Net-metered residential rooftop and canopy |  | None | Tesla Energy Operations Inc. | AC Electric | Accepted | 2020-07-27 | 2020-07-30 | 2021-07-30 | Hanwha Q-Cells | Q.Peak DUO BLK-G6+/SC340 | Solar Panels |  | 0.34 | 4 | 211 | 25 |  | Fixed | Roof
NJSTRE1545349757 |  | Transition Incentive Program | Williamstown | 8094 | 15 | 12.24 | Residential | No | Behind the Meter | Net-metered residential rooftop and canopy |  | None | Tesla Energy Operations Inc. | AC Electric | Accepted | 2020-07-27 | 2020-07-30 | 2021-07-30 | Hanwha Q-Cells | Q.Peak DUO BLK-G6+/SC340 | Solar Panels |  | 0.34 | 6 | 121 | 23 |  | Fixed | Roof
NJSTRE1545349813 |  | Transition Incentive Program | Leonia | 7605 | 7 | 11.74 | Residential | No | Behind the Meter | Net-metered residential rooftop and canopy |  | None | CE Team Inc. | PSE&G | Accepted | 2020-07-27 | 2020-07-30 | 2021-07-30 | Suntegra | STS114 | Solar Panels |  | 0.114 | 56 | 208 | 33 |  | Fixed | Roof
NJSTRE1545349849 |  | Transition Incentive Program | Lavallette | 8735 | 18 | 3.78 | Residential | No | Behind the Meter | Net-metered residential rooftop and canopy |  | None | Tesla Energy Operations Inc. | Borough of Lavallette | Accepted | 2020-07-27 | 2020-07-30 | 2021-07-30 | Hanwha | Q.PEAK DUO BLK-G5/SC315 | Solar Panels |  | 0.315 | 2 | 97 | 27 |  | Fixed | Roof
NJSTRE1545349989 |  | Transition Incentive Program | Gloucester | 8012 | 14 | 4199.9 | Commercial | Yes | Grid Supply | Subsection (t): landfill, brownfield, areas of historic fill. | t | None | American Renewables Construction | AC Electric | Accepted | 2019-12-06 | 2019-12-20 | 2021-12-20 | JA Solar | JAM72S01 350-370/PR | Solar Panels |  | 0.37 | 2270 | 1 | 25 |  | Fixed | Ground
NJSTRE1545388958 | NJSRRE1544903640 | Transition Incentive Program | Elmwood Park | 7407 | 7 | 3.72 | Residential | Yes | Behind the Meter | Behind the Meter |  | None | Sunrun Installation Services, Inc. | PSE&G | Eligible for TI Program | 2020-04-27 | 2020-04-30 | 2021-10-30 | Delta Electronics | M4-TL-US | Inverters | 4000 |  | 1 |  |  | 0.96 |  | Outdoor | Next To Meter
NJSTRE1545388989 | NJSRRE1544621248 | Transition Incentive Program | Mount Laurel Township | 8054 | 13 | 10.72 | Residential | No | Behind the Meter | Behind the Meter |  | None | Seabright Solar | PSE&G | Eligible for TI Program | 2020-03-09 | 2020-03-12 | 2021-10-30 | Sunpower | SPR-X21-335 | Inverters | 0.32 |  | 32 |  |  | 0.99 |  | Outside | Roof
NJSTRE1545388998 | NJSRRE1544612595 | Transition Incentive Program | BROWNS MILLS | 8015 | 13 | 10.24 | Residential | Yes | Behind the Meter | Net-metered residential rooftop and canopy |  | None | Vivint Solar Developer, LLC | JCP&L | Accepted | 2020-03-06 | 2020-03-11 | 2021-10-30 | SOLAREDGE | SE7600H-US | Inverters | 7600 |  | 1 |  |  | 0.992 |  | Outdoor | Near the utility meter
NJSTRE1545389000 | NJSRRE1544728912 | Transition Incentive Program | Wenonah | 8090 | 15 | 36.6 | Residential | No | Behind the Meter | Net-metered residential rooftop and canopy |  | None | Suntuity Solar LLC | AC Electric | Accepted | 2020-03-20 | 2020-03-24 | 2021-10-30 | Enphase Energy | IQ7-60-2-US | Inverters | 240 |  | 120 |  |  | 0.97 |  | Outdoor | Behind the PV Modules
NJSTRE1545389019 | NJSRRE1544852271 | Transition Incentive Program | SADDLE BROOK | 7663 | 7 | 9.28 | Residential | Yes | Behind the Meter | Net-metered residential rooftop and canopy |  | None | Vivint Solar Developer, LLC | PSE&G | Accepted | 2020-04-17 | 2020-04-23 | 2021-10-30 | SolarEdge | SE7600H-US | Inverters | 7600 |  | 1 |  |  | 0.992 |  | Outdoor | Near the Utility Meter
NJSTRE1545389022 | NJSRRE1544886133 | Transition Incentive Program | ROCHELLE PARK | 7662 | 7 | 3.2 | Residential | Yes | Behind the Meter | Net-metered residential rooftop and canopy |  | None | Vivint Solar Developer, LLC | PSE&G | Accepted | 2020-04-23 | 2020-04-28 | 2021-10-30 | Solar Edge | SE3800H-US | Inverters | 3800 |  | 1 |  |  | 0.992 |  | Outdoor | Near the Utility Meter
NJSTRE1545351002 |  | Transition Incentive Program | Evesham | 8053 | 13 | 10.71 | Residential | No | Behind the Meter | Net-metered residential rooftop and canopy |  | None | Suntuity Solar LLC | PSE&G | Accepted | 2020-07-28 | 2020-08-06 | 2021-10-30 | Longi | LR6-60HPB-315M | Solar Panels |  | 0.315 | 12 | 176 | 32 |  | Fixed | Roof
NJSTRE1545351003 |  | Transition Incentive Program | Williamstown | 8094 | 15 | 11.66 | Residential | Yes | Behind the Meter | Net-metered residential rooftop and canopy |  | None | Suntuity Solar LLC | AC Electric | Accepted | 2020-07-28 | 2020-08-07 | 2021-10-30 | Longi | LR6-60HPB-315M | Solar Panels |  | 0.315 | 3 | 165 | 23 |  | Fixed | Roof
NJSTRE1545351003 |  | Transition Incentive Program | Williamstown | 8094 | 15 | 11.66 | Residential | Yes | Behind the Meter | Net-metered residential rooftop and canopy |  | None | Suntuity Solar LLC | AC Electric | Accepted | 2020-07-28 | 2020-08-07 | 2021-10-30 | Longi | LR6-60HPB-315M | Solar Panels |  | 0.315 | 12 | 165 | 23 |  | Fixed | Roof
NJSTRE1545351014 |  | Transition Incentive Program | Toms River | 8753 | 18 | 6.4 | Residential | No | Behind the Meter | Net-metered residential rooftop and canopy |  | None | Whitman Construction, LLC | JCP&L | Accepted | 2020-07-28 | 2020-07-30 | 2021-07-30 | trina | tsm320dd05h.05 | Solar Panels |  | 0.32 | 20 | 183 | 23 |  | Fixed | Roof
NJSTRE1545351084 |  | Transition Incentive Program | Sewell | 8080 | 15 | 9.86 | Residential | Yes | Behind the Meter | Net-metered residential rooftop and canopy |  | None | Trinity Solar | AC Electric | Accepted | 2020-07-28 | 2020-08-07 | 2021-10-30 | Hanwha 340 | Q.PEAK DUO BLK-G6 340 | Solar Panels |  | 0.34 | 20 | 225 | 27 |  | Fixed | Roof
NJSTRE1545351112 |  | Transition Incentive Program | NEWARK | 7106 | 9 | 7 | Residential | No | Behind the Meter | Net-metered residential rooftop and canopy |  | None | Infinity Solar Systems | PSE&G | Accepted | 2020-07-28 | 2020-08-07 | 2021-10-30 | LG | LG350N1C-V5 | Solar Panels |  | 0.35 | 8 | 15 | 45 |  | Fixed | Roof
NJSTRE1545349497 |  | Transition Incentive Program | Point Pleasant | 8742 | 18 | 7.44 | Residential | Yes | Behind the Meter | Net-metered residential rooftop and canopy |  | None | Bright Planet Solar | JCP&L | Accepted | 2020-07-27 | 2020-07-30 | 2021-07-30 | LONGI | LR6-60HPB-310M | Solar Panels |  | 0.31 | 24 | 197 | 18 |  | Fixed | Roof
NJSTRE1545349517 |  | Transition Incentive Program | Bayville | 8721 | 18 | 12.92 | Residential | Yes | Behind the Meter | Net-metered residential rooftop and canopy |  | None | Trinity Solar | JCP&L | Accepted | 2020-07-27 | 2020-07-30 | 2021-07-30 | Hanwha | Q.PEAK DUO BLK-G6 340 | Solar Panels |  | 0.34 | 18 | 173 | 23 |  | Fixed | Roof
NJSTRE1545349527 | NJSRRE1543821928 | Transition Incentive Program | CEDAR GROVE | 7009 | 9 | 15.04 | Residential | No | Behind the meter | Net-metered residential rooftop and canopy |  | None | SEA BRIGHT SOLAR, LLC | PSE&G | Final As-Built Received | 2019-12-26 | 2019-12-31 | 2021-10-30 | SUNPOWER | SPR-E20-327-AC | Solar Panels |  | 0.327 | 11 | 98 | 8 |  | Fixed | Roof | EAST
NJSTRE1545349502 |  | Transition Incentive Program | Mays Landing | 8330 | 19 | 12.92 | Residential | No | Behind the Meter | Net-metered residential rooftop and canopy |  | None | Castle Energy, LLC | AC Electric | Accepted | 2020-07-27 | 2020-07-30 | 2021-07-30 | Hanwha Q-Cells | Q.Peak DUO BLK-G6 340 | Solar Panels |  | 0.34 | 7 | 343 | 20 |  | Fixed | Roof
NJSTRE1545349453 |  | Transition Incentive Program | Jackson | 8527 | 18 | 25.84 | Residential | No | Behind the Meter | Net-metered residential rooftop and canopy |  | None | NJ Solar Power, LLC | JCP&L | Accepted | 2020-07-27 | 2020-07-30 | 2021-07-30 | pansonic | vbhn340sa17 | Solar Panels |  | 0.34 | 17 | 215 | 30 |  | Fixed | Roof
NJSTRE1545349536 |  | Transition Incentive Program | CEDAR GROVE | 7009 | 9 | 7.14 | Residential | Yes | Behind the Meter | Net-metered residential rooftop and canopy |  | None | Trinity Solar | PSE&G | Final As-Built Received | 2020-07-27 | 2020-07-30 | 2021-10-30 | HANWHA | Q.PEAK DUO BLK-G6 340 | Solar Panels |  | 0.34 | 8 | 111 | 26 |  | Fixed | Roof
NJSTRE1545349536 |  | Transition Incentive Program | CEDAR GROVE | 7009 | 9 | 7.14 | Residential | Yes | Behind the Meter | Net-metered residential rooftop and canopy |  | None | Trinity Solar | PSE&G | Final As-Built Received | 2020-07-27 | 2020-07-30 | 2021-10-30 | HANWHA | Q.PEAK DUO BLK-G6 340 | Solar Panels |  | 0.34 | 3 | 202 | 23 |  | Fixed | Roof
NJSTRE1545349672 |  | Transition Incentive Program | Deptford | 8096 | 15 | 10.24 | Residential | Yes | Behind the Meter | Net-metered residential rooftop and canopy |  | None | Orbit Energy & Power, LLC | PSE&G | Accepted | 2020-07-27 | 2020-07-30 | 2021-07-30 | hanwha qcells | qpeak 320w | Solar Panels |  | 0.32 | 13 | 204 | 24 |  | Fixed | Roof
NJSTRE1545349672 |  | Transition Incentive Program | Deptford | 8096 | 15 | 10.24 | Residential | Yes | Behind the Meter | Net-metered residential rooftop and canopy |  | None | Orbit Energy & Power, LLC | PSE&G | Accepted | 2020-07-27 | 2020-07-30 | 2021-07-30 | hanwha qcells | qpeak 320w | Solar Panels |  | 0.32 | 3 | 204 | 22 |  | Fixed | Roof
NJSTRE1545349756 |  | Transition Incentive Program | Elizabeth | 7208 | 10 | 4.2 | Residential | Yes | Behind the Meter | Net-metered residential rooftop and canopy |  | None | Pro Custom Solar dba Momentum Solar | PSE&G | Accepted | 2020-07-27 | 2020-07-30 | 2021-07-30 | LG ELECTRONICS | LG 350N1C-V5 | Solar Panels |  | 0.35 | 8 | 185 | 26 |  | Fixed | Roof
NJSTRE1545349757 |  | Transition Incentive Program | Williamstown | 8094 | 15 | 12.24 | Residential | No | Behind the Meter | Net-metered residential rooftop and canopy |  | None | Tesla Energy Operations Inc. | AC Electric | Accepted | 2020-07-27 | 2020-07-30 | 2021-07-30 | Hanwha Q-Cells | Q.Peak DUO BLK-G6+/SC340 | Solar Panels |  | 0.34 | 6 | 301 | 14 |  | Fixed | Roof
NJSTRE1545349814 |  | Transition Incentive Program | Hillside | 7205 | 10 | 7 | Residential | Yes | Behind the Meter | Net-metered residential rooftop and canopy |  | None | Pro Custom Solar dba Momentum Solar | PSE&G | Accepted | 2020-07-27 | 2020-07-30 | 2021-07-30 | LG ELECTRONICS | LG 350N1C-V5 | Solar Panels |  | 0.35 | 4 | 252 | 43 |  | Fixed | Roof
NJSTRE1545349813 |  | Transition Incentive Program | Leonia | 7605 | 7 | 11.74 | Residential | No | Behind the Meter | Net-metered residential rooftop and canopy |  | None | CE Team Inc. | PSE&G | Accepted | 2020-07-27 | 2020-07-30 | 2021-07-30 | Suntegra | STS114 | Solar Panels |  | 0.114 | 47 | 128 | 24 |  | Fixed | Roof
NJSTRE1545386876 | NJSRRE1544157754 | Transition Incentive Program | Jackson Township | 8527 | 18 | 8 | Residential | Yes | Behind the Meter | Behind the Meter |  | None | Sunrun Installation Services, Inc. | JCP&L | Eligible for TI Program | 2020-01-10 | 2020-01-15 | 2021-10-30 | Delta Electronics | M8-TL-US | Inverters | 7680 |  | 1 |  |  | 0.96 |  | Outdoor | Next To Meter
NJSTRE1545386881 | NJSRRE1544321078 | Transition Incentive Program | Monroe Township | 8831 | 11 | 7.56 | Residential | Yes | Behind the Meter | Net-metered residential rooftop and canopy |  | None | Vivint Solar Developer, LLC | JCP&L | Accepted | 2020-01-29 | 2020-01-31 | 2021-10-30 | SOLAREDGE | SE7600H-US | Inverters | 7600 |  | 1 |  |  | 0.992 |  | Outdoor | Near the Utility Meter
NJSTRE1545386900 | NJSRRE1543506261 | Transition Incentive Program | West Milford | 7480 | 6 | 11.66 | Residential | Yes | Behind the Meter | Behind the Meter |  | None | Pro Custom Solar dba Momentum Solar | Orange Rockland Electric | Eligible for TI Program | 2019-12-10 | 2019-12-13 | 2021-10-30 | Enphase Energy | IQ6-60-2-US | Inverters | 240 |  | 37 |  |  | 0.97 |  | Outdoor | Roof
NJSTRE1545386906 | NJSRRE1544514472 | Transition Incentive Program | TOMS RIVER | 8757 | 18 | 16.96 | Residential | Yes | Behind the Meter | Net-metered residential rooftop and canopy |  | None | Vivint Solar Developer, LLC | JCP&L | Accepted | 2020-02-22 | 2020-02-25 | 2021-10-30 | SOLAREDGE | SE3800H-US | Inverters | 3800 |  | 1 |  |  | 0.992 |  | Outdoor | Near the Utility Meter
NJSTRE1545386912 | NJSRRE1543477406 | Transition Incentive Program | Clementon | 8021 | 14 | 7.56 | Residential | Yes | Behind the Meter | Behind the Meter |  | None | Trinity Solar | PSE&G | Eligible for TI Program | 2019-12-04 | 2019-12-06 | 2021-10-30 | Solar Edge | SE6000 | Inverters | 6000 |  | 1 |  |  | 0.97 |  | Outside | side of home
NJSTRE1545386932 | NJSRRE1544423137 | Transition Incentive Program | Cape May Court House | 8210 | 21 | 9.28 | Residential | No | Behind the Meter | Behind the Meter |  | None | EMT Renewables | AC Electric | Eligible for TI Program | 2020-02-10 | 2020-02-12 | 2021-10-30 | SolarEdge | SE7600H-US | Inverters | 7600 |  | 1 |  |  | 0.95 |  | Outside | next to meter
NJSTRE1545386945 | NJSRRE1544309459 | Transition Incentive Program | Toms River | 8753 | 18 | 16.91 | Residential | Yes | Behind the Meter | Behind the Meter |  | None | Sunrun Installation Services, Inc. | JCP&L | Eligible for TI Program | 2020-01-27 | 2020-01-30 | 2021-10-30 | Delta Electronics | M4-TL-US | Inverters | 3840 |  | 1 |  |  | 0.96 |  | Outdoor | Next To Meter
NJSTRE1545386962 | NJSRRE1543464332 | Transition Incentive Program | Dover | 7801 | 3 | 6.93 | Residential | Yes | Behind the Meter | Net-metered residential rooftop and canopy |  | None | Vivint Solar Developer, LLC | JCP&L | Accepted | 2019-12-03 | 2019-12-04 | 2021-10-30 | solar edge | SE7600H-US | Inverters | 7600 |  | 1 |  |  | 0.992 |  | Outdoor | near utility meter
NJSTRE1545386979 | NJSRRE1544309081 | Transition Incentive Program | Lake Hopatcong | 7849 | 3 | 8.05 | Residential | Yes | Behind the Meter | Behind the Meter |  | None | Pro Custom Solar dba Momentum Solar | JCP&L | Eligible for TI Program | 2020-01-27 | 2020-01-29 | 2021-10-30 | ENPHASE ENERGY | IQ7PLUS-72-2-US | Inverters | 295 |  | 23 |  |  | 0.97 |  | Outdoor | ROOF
NJSTRE1545386992 | NJSRRE1544537958 | Transition Incentive Program | Garfield | 7026 | 7 | 13.11 | Residential | No | Behind the Meter | Behind the Meter |  | None | Sunrun Installation Services, Inc. | PSE&G | Eligible for TI Program | 2020-02-25 | 2020-02-28 | 2021-10-30 | SolarEdge Technologies | SE3800A-USS2RGM | Inverters | 3800 |  | 1 |  |  | 0.96 |  | Outdoor | Next To Meter
NJSTRE1545386994 | NJSRRE1544317497 | Transition Incentive Program | GALLOWAY TWP | 8205 | 19 | 12.35 | Residential | No | Behind the Meter | Net-metered residential rooftop and canopy |  | None | Sun 101 LLC | AC Electric | Accepted | 2020-01-28 | 2020-01-31 | 2021-10-30 | SOLAREDGE | SE10000HUS | Inverters | 10000 |  | 1 |  |  | 0.99 |  | Outdoor | RIGHT METER
NJSTRE1545387001 | NJSRRE1543425557 | Transition Incentive Program | Oradell | 7649 | 7 | 8.58 | Residential | No | Behind the Meter | Behind the Meter |  | None | Green Power Energy | PSE&G | Eligible for TI Program | 2019-11-20 | 2019-11-25 | 2021-10-30 | SolarEdge | SE7600H-US | Inverters | 7600 |  | 1 |  |  | 0.97 |  | Outside | Next to meter
NJSTRE1545351144 |  | Transition Incentive Program | EAST ORANGE CITY | 7018 | 9 | 2.38 | Residential | Yes | Behind the Meter | Net-metered residential rooftop and canopy |  | PSEG | Vision Solar LLC | PSE&G | Accepted | 2020-07-28 | 2020-08-07 | 2021-10-30 | HANWHA Q-CELLS | Q.PEAK DUO-G6 340 | Solar Panels |  | 0.34 | 1 | 118 | 44 |  | Fixed | Roof
NJSTRE1545351216 |  | Transition Incentive Program | Edison | 8817 | 11 | 1.7 | Residential | Yes | Behind the Meter | Net-metered residential rooftop and canopy |  | PSEG | Vision Solar LLC | PSE&G | Accepted | 2020-07-28 | 2020-08-07 | 2021-10-30 | HANWHA Q-CELLS | Q.PEAK DUO-G6 340 | Solar Panels |  | 0.34 | 5 | 257 | 22 |  | Fixed | Roof
NJSTRE1545351197 |  | Transition Incentive Program | Carteret | 7008 | 11 | 7.7 | Residential | Yes | Behind the Meter | Net-metered residential rooftop and canopy |  | None | Pro Custom Solar dba Momentum Solar | PSE&G | Accepted | 2020-07-28 | 2020-08-07 | 2021-10-30 | LG ELECTRONICS | LG 350N1C-V5 | Solar Panels |  | 0.35 | 6 | 218 | 18 |  | Fixed | Roof
NJSTRE1545351240 |  | Transition Incentive Program | Belleville | 7109 | 9 | 8.64 | Residential | Yes | Behind the Meter | Net-metered residential rooftop and canopy |  | None | Trinity Solar | PSE&G | Final As-Built Received | 2020-07-28 | 2020-08-07 | 2021-10-30 | Hanwha | Q.PEAK DUO BLK-G5 320 | Solar Panels |  | 0.32 | 4 | 125 | 31 |  | Fixed | Roof
NJSTRE1545351290 |  | Transition Incentive Program | WAYNE | 7470 | 6 | 7.15 | Residential | Yes | Behind the Meter | Net-metered residential rooftop and canopy |  | None | Vivint Solar Developer, LLC | PSE&G | Accepted | 2020-07-28 | 2020-08-07 | 2021-10-30 | Jinko Solar | JKM325M-60HBL | Solar Panels |  | 0.325 | 4 | 85 | 37 |  | Fixed | Roof
NJSTRE1545351297 |  | Transition Incentive Program | MANALAPAN | 7726 | 17 | 18.59 | Residential | No | Behind the Meter | Net-metered residential rooftop and canopy |  | None | Infinity Solar Systems | JCP&L | Accepted | 2020-07-28 | 2020-08-07 | 2021-10-30 | HANWHA | Q.PEAK DUO BLK-G5 315 | Solar Panels |  | 0.315 | 32 | 161 | 20 |  | Fixed | Roof
NJSTRE1545351317 |  | Transition Incentive Program | PENNSAUKEN | 8109 | 14 | 10.73 | Residential | Yes | Behind the Meter | Net-metered residential rooftop and canopy |  | None | Vivint Solar Developer, LLC | PSE&G | Accepted | 2020-07-28 | 2020-08-07 | 2021-10-30 | Jinko Solar | JKM325M-60HBL | Solar Panels |  | 0.325 | 3 | 214 | 25 |  | Fixed | Roof
NJSTRE1545351321 |  | Transition Incentive Program | Barnegat Township | 8005 | 18 | 8.71 | Residential | No | Behind the Meter | Net-metered residential rooftop and canopy |  | None | Green Power Energy | JCP&L | Accepted | 2020-07-28 | 2020-08-07 | 2021-10-30 | LG Electronics | LG335N1C-V5 | Solar Panels |  | 0.335 | 26 | 195 | 30 |  | Fixed | Roof
NJSTRE1545351346 |  | Transition Incentive Program | Bridgewater Township | 8807 | 5 | 4.2 | Residential | No | Behind the Meter | Net-metered residential rooftop and canopy |  | None | Pro Custom Solar dba Momentum Solar | PSE&G | Accepted | 2020-07-28 | 2020-08-07 | 2021-10-30 | LG ELECTRONICS | LG 350N1C-V5 | Solar Panels |  | 0.35 | 12 | 289 | 37 |  | Fixed | Roof
NJSTRE1545351419 |  | Transition Incentive Program | Lodi | 7644 | 7 | 3.5 | Residential | No | Behind the Meter | Net-metered residential rooftop and canopy |  | None | Pro Custom Solar dba Momentum Solar | PSE&G | Accepted | 2020-07-28 | 2020-08-07 | 2021-10-30 | LG | LG 350N1C-V5 | Solar Panels |  | 0.35 | 4 | 307 | 23 |  | Fixed | Roof
NJSTRE1545351495 |  | Transition Incentive Program | Swedesboro | 8085 | 15 | 5.73 | Residential | No | Behind the Meter | Net-metered residential rooftop and canopy |  | None | Kaitanna Solar, LLC | AC Electric | Final As-Built Received | 2020-07-29 | 2020-08-07 | 2021-10-30 | Kyocera | 215 | Solar Panels |  | 0.215 | 22 | 204 | 19 |  | Fixed | Roof
NJSTRE1545354421 |  | Transition Incentive Program | MCKEE CITY | 8234 | 19 | 14.88 | Residential | Yes | Behind the Meter | Net-metered residential rooftop and canopy |  | None | Bright Planet Solar | AC Electric | Accepted | 2020-07-28 | 2020-08-07 | 2021-10-30 | LONGI | LR6-60HPB-310M | Solar Panels |  | 0.31 | 33 | 291 | 30 |  | Fixed | Roof
NJSTRE1545355394 |  | Transition Incentive Program | EAST BRUNSWICK | 8816 | 11 | 3.72 | Residential | Yes | Behind the Meter | Net-metered residential rooftop and canopy |  | None | Bright Planet Solar | JCP&L | Accepted | 2020-07-28 | 2020-08-07 | 2021-10-30 | LONGI | LR6-60HPB-310M | Solar Panels |  | 0.31 | 9 | 216 | 26 |  | Fixed | Roof
NJSTRE1545351144 |  | Transition Incentive Program | EAST ORANGE CITY | 7018 | 9 | 2.38 | Residential | Yes | Behind the Meter | Net-metered residential rooftop and canopy |  | PSEG | Vision Solar LLC | PSE&G | Accepted | 2020-07-28 | 2020-08-07 | 2021-10-30 | HANWHA Q-CELLS | Q.PEAK DUO-G6 340 | Solar Panels |  | 0.34 | 4 | 298 | 44 |  | Fixed | Roof
NJSTRE1545351197 |  | Transition Incentive Program | Carteret | 7008 | 11 | 7.7 | Residential | Yes | Behind the Meter | Net-metered residential rooftop and canopy |  | None | Pro Custom Solar dba Momentum Solar | PSE&G | Accepted | 2020-07-28 | 2020-08-07 | 2021-10-30 | LG ELECTRONICS | LG 350N1C-V5 | Solar Panels |  | 0.35 | 8 | 217 | 15 |  | Fixed | Roof
NJSTRE1545351240 |  | Transition Incentive Program | Belleville | 7109 | 9 | 8.64 | Residential | Yes | Behind the Meter | Net-metered residential rooftop and canopy |  | None | Trinity Solar | PSE&G | Final As-Built Received | 2020-07-28 | 2020-08-07 | 2021-10-30 | Hanwha | Q.PEAK DUO BLK-G5 320 | Solar Panels |  | 0.32 | 11 | 305 | 16 |  | Fixed | Roof
NJSTRE1545351290 |  | Transition Incentive Program | WAYNE | 7470 | 6 | 7.15 | Residential | Yes | Behind the Meter | Net-metered residential rooftop and canopy |  | None | Vivint Solar Developer, LLC | PSE&G | Accepted | 2020-07-28 | 2020-08-07 | 2021-10-30 | Jinko Solar | JKM325M-60HBL | Solar Panels |  | 0.325 | 10 | 85 | 37 |  | Fixed | Roof
NJSTRE1545351417 |  | Transition Incentive Program | Audubon | 8106 | 14 | 7.15 | Residential | Yes | Behind the Meter | Net-metered residential rooftop and canopy |  | None | Vivint Solar Developer, LLC | PSE&G | Accepted | 2020-07-29 | 2020-08-07 | 2021-10-30 | Jinko Solar | JKM325M-60HBL | Solar Panels |  | 0.325 | 6 | 141 | 21 |  | Fixed | Roof
NJSTRE1545351452 |  | Transition Incentive Program | MEDFORD TWP | 8055 | 13 | 8.99 | Residential | Yes | Behind the Meter | Net-metered residential rooftop and canopy |  | None | Bright Planet Solar | PSE&G | Accepted | 2020-07-28 | 2020-08-07 | 2021-10-30 | LONGI | LR6-60HPB-310M | Solar Panels |  | 0.31 | 2 | 214 | 30 |  | Fixed | Roof
NJSTRE1545351487 |  | Transition Incentive Program | Sea Isle City | 8243 | 21 | 2.38 | Residential | Yes | Behind the Meter | Net-metered residential rooftop and canopy |  | None | Trinity Solar | AC Electric | Accepted | 2020-07-28 | 2020-08-07 | 2021-10-30 | Hanwha 340 | Q.PEAK DUO BLK-G6 340 | Solar Panels |  | 0.34 | 3 | 201 | 5 |  | Fixed | Roof
NJSTRE1545351459 |  | Transition Incentive Program | Hasbrouck Heights | 7604 | 7 | 3.35 | Residential | Yes | Behind the Meter | Net-metered residential rooftop and canopy |  | None | Pro Custom Solar dba Momentum Solar | PSE&G | Accepted | 2020-07-28 | 2020-08-07 | 2021-10-30 | Hanwha | Q PEAK BLK-G6+ 335 | Solar Panels |  | 0.335 | 10 | 218 | 13 |  | Fixed | Roof
NJSTRE1545354384 |  | Transition Incentive Program | Westampton | 8060 | 13 | 7.7 | Residential | Yes | Behind the Meter | Net-metered residential rooftop and canopy |  | None | Pro Custom Solar dba Momentum Solar | PSE&G | Accepted | 2020-07-28 | 2020-08-07 | 2021-10-30 | LG ELECTRONICS | LG 350N1C-V5 | Solar Panels |  | 0.35 | 9 | 15 | 27 |  | Fixed | Roof
NJSTRE1545354421 |  | Transition Incentive Program | MCKEE CITY | 8234 | 19 | 14.88 | Residential | Yes | Behind the Meter | Net-metered residential rooftop and canopy |  | None | Bright Planet Solar | AC Electric | Accepted | 2020-07-28 | 2020-08-07 | 2021-10-30 | LONGI | LR6-60HPB-310M | Solar Panels |  | 0.31 | 10 | 111 | 30 |  | Fixed | Roof
NJSTRE1545354421 |  | Transition Incentive Program | MCKEE CITY | 8234 | 19 | 14.88 | Residential | Yes | Behind the Meter | Net-metered residential rooftop and canopy |  | None | Bright Planet Solar | AC Electric | Accepted | 2020-07-28 | 2020-08-07 | 2021-10-30 | LONGI | LR6-60HPB-310M | Solar Panels |  | 0.31 | 5 | 111 | 30 |  | Fixed | Roof
NJSTRE1545355380 |  | Transition Incentive Program | South Brunswick | 8824 | 11 | 9.38 | Residential | No | Behind the Meter | Net-metered residential rooftop and canopy |  | None | Public Service Solar | PSE&G | Accepted | 2020-07-28 | 2020-08-07 | 2021-10-30 | LG | N1K-V5 | Solar Panels |  | 0.335 | 20 | 199 | 18 |  | Fixed | Roof
NJSTRE1545355444 |  | Transition Incentive Program | Marlboro | 7746 | 17 | 9 | Residential | No | Behind the Meter | Net-metered residential rooftop and canopy |  | None | Seabright Solar | JCP&L | Accepted | 2020-07-31 | 2020-08-07 | 2021-10-30 | Sunpower | SPR-X22-360 | Solar Panels |  | 0.36 | 16 | 168 | 30 |  | Fixed | Roof
NJSTRE1545387010 | NJSRRE1544428879 | Transition Incentive Program | Mount Royal | 8061 | 15 | 11.34 | Residential | No | Behind the Meter | Net-metered residential rooftop and canopy |  | None | Tesla Energy Operations Inc | AC Electric | Final As-Built Received | 2020-02-10 | 2020-02-13 | 2021-10-30 | SolarEdge Technologies Ltd. | SE5000H-US | Inverters | 5000 |  | 2 |  |  | 0.99 |  | Indoor | Indoor
NJSTRE1545387020 | NJSRRE1544343725 | Transition Incentive Program | Elmwood Park | 7407 | 7 | 7.37 | Residential | Yes | Behind the Meter | Behind the Meter |  | None | Pro Custom Solar dba Momentum Solar | PSE&G | Eligible for TI Program | 2020-01-31 | 2020-02-05 | 2021-10-30 | Enphase Energy | IQ7-60-2-US | Inverters | 250 |  | 22 |  |  | 0.97 |  | Outdoor | Roof
NJSTRE1545387035 | NJSRRE1544514229 | Transition Incentive Program | Lambertville | 8530 | 4 | 9.6 | Residential | Yes | Behind the Meter | Behind the Meter |  | None | Skyline Solar, LLC | JCP&L | Eligible for TI Program | 2020-02-21 | 2020-02-25 | 2021-10-30 | SolarEdge | SE7600H-US | Inverters | 7600 |  | 1 |  |  | 0.99 |  | Outside | within ten feet of meter
NJSTRE1545387045 | NJSRRE1543497664 | Transition Incentive Program | Linden | 7036 | 10 | 5.1 | Residential | Yes | Behind the Meter | Behind the Meter |  | None | Pro Custom Solar dba Momentum Solar | PSE&G | Eligible for TI Program | 2019-12-06 | 2019-12-10 | 2021-10-30 | Enphase Energy | IQ6-60-2-US | Inverters | 240 |  | 17 |  |  | 0.97 |  | Outdoor | Roof
NJSTRE1545387054 | NJSRRE1544171771 | Transition Incentive Program | Southampton | 8088 | 13 | 16.02 | Residential | Yes | Behind the Meter | Net-metered residential ground mount |  | None | Vision Solar LLC | JCP&L | Accepted | 2020-01-15 | 2020-01-20 | 2021-10-30 | sunpower | e20-327-e-ac | Inverters | 0.32 |  | 49 |  |  | 0.96 |  | Other | behind panels
NJSTRE1545325599 |  | Transition Incentive Program | Toms River | 8753 | 18 | 19.04 | Residential | Yes | Behind the Meter | Net-metered residential rooftop and canopy |  | None | Trinity Solar | JCP&L | Final As-Built Received | 2020-07-22 | 2020-07-27 | 2021-10-30 | Hanwha | Q.PEAK DUO BLK-G6 340 | Solar Panels |  | 0.34 | 17 | 349 | 19 |  | Fixed | Roof
NJSTRE1545325599 |  | Transition Incentive Program | Toms River | 8753 | 18 | 19.04 | Residential | Yes | Behind the Meter | Net-metered residential rooftop and canopy |  | None | Trinity Solar | JCP&L | Final As-Built Received | 2020-07-22 | 2020-07-27 | 2021-10-30 | Hanwha | Q.PEAK DUO BLK-G6 340 | Solar Panels |  | 0.34 | 4 | 259 | 16 |  | Fixed | Roof
NJSTRE1545325844 |  | Transition Incentive Program | Merchantville | 8109 | 14 | 10.73 | Residential | Yes | Behind the Meter | Net-metered residential rooftop and canopy |  | None | Vivint Solar Developer, LLC | PSE&G | Accepted | 2020-07-23 | 2020-07-27 | 2021-10-30 | Jinko Solar | JKM325M-60HBL | Solar Panels |  | 0.325 | 12 | 338 | 21 |  | Fixed | Roof
NJSTRE1545325844 |  | Transition Incentive Program | Merchantville | 8109 | 14 | 10.73 | Residential | Yes | Behind the Meter | Net-metered residential rooftop and canopy |  | None | Vivint Solar Developer, LLC | PSE&G | Accepted | 2020-07-23 | 2020-07-27 | 2021-10-30 | Jinko Solar | JKM325M-60HBL | Solar Panels |  | 0.325 | 4 | 248 | 14 |  | Fixed | Roof
NJSTRE1545326307 |  | Transition Incentive Program | MOUNT HOLLY | 8060 | 13 | 8.32 | Residential | Yes | Behind the Meter | Net-metered residential rooftop and canopy |  | None | Vivint Solar Developer, LLC | PSE&G | Accepted | 2020-07-23 | 2020-07-27 | 2021-07-27 | Jinko Solar | JKM320M-60HBL | Solar Panels |  | 0.32 | 2 | 105 | 26 |  | Fixed | Roof
NJSTRE1545326311 |  | Transition Incentive Program | EGG HARBOR TOWNSHIP | 8234 | 19 | 7.8 | Residential | Yes | Behind the Meter | Net-metered residential rooftop and canopy |  | None | Vivint Solar Developer, LLC | AC Electric | Accepted | 2020-07-23 | 2020-07-27 | 2021-07-27 | Jinko Solar | JKM325M-60HBL | Solar Panels |  | 0.325 | 17 | 298 | 23 |  | Fixed | Roof
NJSTRE1545332756 |  | Transition Incentive Program | Blackwood | 8012 | 14 | 8.19 | Residential | No | Behind the Meter | Net-metered residential rooftop and canopy |  | None | Suntuity Solar LLC | PSE&G | Accepted | 2020-08-05 | 2020-08-07 | 2021-10-30 | Longi | LR6-60HPB-315M | Solar Panels |  | 0.315 | 17 | 164 | 30 |  | Fixed | Roof
NJSTRE1545332763 |  | Transition Incentive Program | Union | 7083 | 10 | 4.16 | Residential | No | Behind the Meter | Net-metered residential rooftop and canopy |  | None | Whitman Construction, LLC | PSE&G | Accepted | 2020-07-30 | 2020-07-30 | 2021-07-30 | Trina | TSM-320 DD05H.05 | Solar Panels |  | 0.32 | 13 | 216 | 26 |  | Fixed | Roof
NJSTRE1545351144 |  | Transition Incentive Program | EAST ORANGE CITY | 7018 | 9 | 2.38 | Residential | Yes | Behind the Meter | Net-metered residential rooftop and canopy |  | PSEG | Vision Solar LLC | PSE&G | Accepted | 2020-07-28 | 2020-08-07 | 2021-10-30 | HANWHA Q-CELLS | Q.PEAK DUO-G6 340 | Solar Panels |  | 0.34 | 2 | 208 | 20 |  | Fixed | Roof
NJSTRE1545351253 |  | Transition Incentive Program | Keyport | 7735 | 17 | 4.88 | Residential | Yes | Behind the Meter | Net-metered residential rooftop and canopy |  | None | Vivint Solar Developer, LLC | JCP&L | Accepted | 2020-07-28 | 2020-08-07 | 2021-10-30 | Jinko Solar | JKM325M-60HBL | Solar Panels |  | 0.325 | 15 | 208 | 23 |  | Fixed | Roof
NJSTRE1545351282 |  | Transition Incentive Program | West Berlin | 8091 | 14 | 2.72 | Residential | Yes | Behind the Meter | Net-metered residential rooftop and canopy |  | None | Trinity Solar | AC Electric | Accepted | 2020-07-28 | 2020-08-07 | 2021-10-30 | Hanwha 340 | Q.PEAK DUO BLK-G6 340 | Solar Panels |  | 0.34 | 8 | 264 | 30 |  | Fixed | Roof
NJSTRE1545351354 |  | Transition Incentive Program | Wildwood | 8260 | 21 | 5.6 | Residential | Yes | Behind the Meter | Net-metered residential rooftop and canopy |  | None | Pro Custom Solar dba Momentum Solar | AC Electric | Accepted | 2020-07-28 | 2020-08-07 | 2021-10-30 | LG | LG 350 N1C-V5 | Solar Panels |  | 0.35 | 10 | 133 | 32 |  | Double Axis | Roof
NJSTRE1545388912 | NJSRRE1544773290 | Transition Incentive Program | TRENTON | 8690 | 12 | 8 | Residential | Yes | Behind the Meter | Net-metered residential rooftop and canopy |  | None | Vivint Solar Developer, LLC | PSE&G | Accepted | 2020-03-30 | 2020-04-09 | 2021-10-30 | SOLAREDGE | SE7600H-US | Inverters | 7600 |  | 1 |  |  | 0.992 |  | Outdoor | Near the Utility Meter
NJSTRE1545388914 | NJSRRE1544762498 | Transition Incentive Program | CRANFORD | 7016 | 10 | 16.32 | Residential | Yes | Behind the Meter | Net-metered residential rooftop and canopy |  | None | Vivint Solar Developer, LLC | PSE&G | Accepted | 2020-03-26 | 2020-03-30 | 2021-10-30 | SolarEdge | SE7600H-US | Inverters | 7600 |  | 1 |  |  | 0.992 |  | Outdoor | Near the Utility Meter
NJSTRE1545388921 | NJSRRE1544797776 | Transition Incentive Program | south plainfield | 7080 | 11 | 5.03 | Residential | Yes | Behind the Meter | Net-metered non-residential ground mount |  | None | Vision Solar LLC | PSE&G | Accepted | 2020-04-04 | 2020-04-09 | 2021-10-30 | enphase | iq7-60-2-us | Inverters | 0.25 |  | 15 |  |  | 0.96 |  | Other | behind panels
NJSTRE1545388938 | NJSRRE1544566599 | Transition Incentive Program | Plainfield | 7063 | 10 | 3.45 | Residential | Yes | Behind the Meter | Behind the Meter |  | None | Sunrun Installation Services, Inc. | PSE&G | Eligible for TI Program | 2020-03-03 | 2020-03-05 | 2021-10-30 | Delta Electronics | M4-TL-US | Inverters | 4000 |  | 1 |  |  | 0.96 |  | Outdoor | Next To Meter
NJSTRE1545388962 | NJSRRE1544766544 | Transition Incentive Program | Sewell | 8080 | 15 | 12.48 | Residential | No | Behind the Meter | Net-metered residential rooftop and canopy |  | None | Whitman Construction, LLC | AC Electric | Final As-Built Received | 2020-03-26 | 2020-04-15 | 2021-10-30 | Enphase Energy | IQ7-60-2-US | Inverters | 0.24 |  | 39 |  |  | 0.976 |  | Outside | roof top
NJSTRE1545388975 | NJSRRE1544719329 | Transition Incentive Program | Rahway City | 7065 | 10 | 11.06 | Residential | Yes | Behind the Meter | Net-metered residential rooftop and canopy |  | None | Vision Solar LLC | PSE&G | Accepted | 2020-03-18 | 2020-03-23 | 2021-10-30 | enphase | iq7-60-2-us | Inverters | 8.25 |  | 33 |  |  | 0.96 |  | Outside | behind panels
NJSTRE1545388979 | NJSRRE1544566584 | Transition Incentive Program | North Haledon | 7508 | 6 | 11.47 | Residential | No | Behind the Meter | Behind the Meter |  | None | Sunrun Installation Services, Inc. | PSE&G | Eligible for TI Program | 2020-03-03 | 2020-03-05 | 2021-10-30 | Enphase Energy | IQ7-60-x-US (240V) | Inverters | 240 |  | 37 |  |  | 0.96 |  | Outdoor | Rooftop
NJSTRE1545388986 | NJSRRE1544773269 | Transition Incentive Program | Seaside Park | 8752 | 18 | 5.12 | Residential | Yes | Behind the Meter | Behind the Meter |  | None | Skyline Solar, LLC | JCP&L | Eligible for TI Program | 2020-03-30 | 2020-04-02 | 2021-10-30 | SolarEdge | SE3800H-US | Inverters | 3800 |  | 1 |  |  | 0.99 |  | Outside | within ten feet of meter
NJSTRE1545388914 | NJSRRE1544762498 | Transition Incentive Program | CRANFORD | 7016 | 10 | 16.32 | Residential | Yes | Behind the Meter | Net-metered residential rooftop and canopy |  | None | Vivint Solar Developer, LLC | PSE&G | Accepted | 2020-03-26 | 2020-03-30 | 2021-10-30 | Solar Edge | SE3800H-US | Inverters | 3800 |  | 1 |  |  | 0.992 |  | Outdoor | Near the Utility Meter
NJSTRE1545388925 | NJSRRE1544816594 | Transition Incentive Program | BRICK | 8723 | 18 | 7.32 | Residential | No | Behind the Meter | Net-metered residential ground mount |  | None | Infinity Solar Systems | JCP&L | Final As-Built Received |  | 2020-04-15 | 2021-10-30 | ENPHASE | IQ7-60-X-US | Inverters | 240 |  | 24 |  |  | 0.97 |  | Outside | MICROINVERTERS
NJSTRE1545388930 | NJSRRE1544802617 | Transition Incentive Program | Hillside | 7205 | 10 | 4.96 | Residential | No | Behind the Meter | Behind the Meter |  | None | 1st Light Energy Inc | PSE&G | Eligible for TI Program | 2020-04-06 | 2020-04-10 | 2021-10-30 | SMA | SB 3.8-1SP-US-41 | Inverters | 3800 |  | 1 |  |  | 0.98 |  | Outside | Next to Meter
NJSTRE1545388936 | NJSRRE1544758859 | Transition Incentive Program | Mystic Islands | 8087 | 18 | 2.48 | Residential | Yes | Behind the Meter | Net-metered residential rooftop and canopy |  | None | Bright Planet Solar | AC Electric | Accepted |  | 2020-03-26 | 2021-10-30 | SOLAR EDGe | SE3000H-USRGM | Inverters | 3000 |  | 1 |  |  | 0.98 |  | Outdoor | OUTSIDE
NJSTRE1545388941 | NJSRRE1544804787 | Transition Incentive Program | Glendora | 8029 | 14 | 13.26 | Residential | Yes | Behind the Meter | Behind the Meter |  | None | Trinity Solar | PSE&G | Eligible for TI Program | 2020-04-07 | 2020-04-13 | 2021-10-30 | SOLAR EDGE | SE10000H-US | Inverters | 10000 |  | 1 |  |  | 0.97 |  | Outside | SIDE OF HOME
NJSTRE1545388948 | NJSRRE1544705359 | Transition Incentive Program | East Windsor | 8520 | 12 | 6.12 | Residential | Yes | Behind the Meter | Behind the Meter |  | None | Trinity Solar | JCP&L | Eligible for TI Program | 2020-03-17 | 2020-03-20 | 2021-10-30 | Solar Edge | SE5000H-US000BNC4 | Inverters | 5000 |  | 1 |  |  | 0.97 |  | Outdoor | side of home
NJSTRE1545388956 | NJSRRE1544820423 | Transition Incentive Program | LAWRENCE TOWNSHIP | 8648 | 12 | 3.84 | Residential | Yes | Behind the Meter | Net-metered residential rooftop and canopy |  | None | Vivint Solar Developer, LLC | PSE&G | Accepted | 2020-04-10 | 2020-04-20 | 2021-10-30 | Solar Edge | SE3800H-US | Inverters | 3800 |  | 1 |  |  | 0.992 |  | Outdoor | Near the Utility Meter
NJSTRE1545388966 | NJSRRE1544805457 | Transition Incentive Program | Hamilton Township | 8610 | 12 | 13.08 | Residential | Yes | Behind the Meter | Behind the Meter |  | None | Seabright Solar | PSE&G | Eligible for TI Program | 2020-04-08 | 2020-04-13 | 2021-10-30 | Sunpower | SPR-E20-327 | Inverters | 0.32 |  | 40 |  |  | 0.99 |  | Outside | Roof
NJSTRE1545388967 | NJSRRE1544894064 | Transition Incentive Program | Bloomfield | 7003 | 9 | 7.02 | Residential | Yes | Behind the Meter | Behind the Meter |  | None | Sunrun Installation Services, Inc. | PSE&G | Eligible for TI Program | 2020-04-24 | 2020-04-30 | 2021-10-30 | Delta Electronics | M6-TL-US | Inverters | 6000 |  | 1 |  |  | 0.96 |  | Outdoor | Next To Meter
NJSTRE1545388978 | NJSRRE1544760189 | Transition Incentive Program | Bridgeton | 8302 | 20 | 9.6 | Residential | Yes | Behind the Meter | Behind the Meter |  | None | Skyline Solar, LLC | AC Electric | Eligible for TI Program | 2020-03-24 | 2020-03-26 | 2021-10-30 | SolarEdge | SE7600H-US | Inverters | 7600 |  | 1 |  |  | 0.99 |  | Outside | within ten feet of meter
NJSTRE1545388987 | NJSRRE1544766597 | Transition Incentive Program | Egg Harbor Twp | 8234 | 19 | 17.68 | Residential | No | Behind the Meter | Behind the Meter |  | None | Trinity Solar | AC Electric | Eligible for TI Program | 2020-03-26 | 2020-03-31 | 2021-10-30 | Solar Edge | SE6000 | Inverters | 6000 |  | 1 |  |  | 0.97 |  | Outside | side of home
NJSTRE1545389014 | NJSRRE1544597807 | Transition Incentive Program | Edison | 8820 | 11 | 6.46 | Residential | No | Behind the Meter | Behind the Meter |  | None | Pro Custom Solar dba Momentum Solar | PSE&G | Eligible for TI Program | 2020-03-04 | 2020-03-09 | 2021-10-30 | Enphase Energy | IQ7-60-2-US | Inverters | 250 |  | 19 |  |  | 0.97 |  | Outdoor | roof
NJSTRE1545389026 | NJSRRE1544695697 | Transition Incentive Program | Brick | 8724 | 18 | 8.37 | Residential | No | Behind the Meter | Net-metered residential rooftop and canopy |  | None | Eznergy | JCP&L | Accepted | 2020-03-16 | 2020-03-18 | 2021-10-30 | Enphase | IQ7 | Inverters | 240 |  | 27 |  |  | 0.97 |  | Other | Under panels on rails
NJSTRE1545332779 |  | Transition Incentive Program | MAYS LANDING | 8330 | 19 | 10.2 | Residential | Yes | Behind the Meter | Net-metered residential rooftop and canopy |  | ACE | Vision Solar LLC | AC Electric | Accepted | 2020-07-23 | 2020-07-27 | 2021-07-27 | HANWHA Q-CELLS | Q.PEAK DUO-G6 340 | Solar Panels |  | 0.34 | 22 | 113 | 21 |  | Fixed | Roof
NJSTRE1545332819 |  | Transition Incentive Program | Sicklerville | 8081 | 14 | 11.05 | Residential | Yes | Behind the Meter | Net-metered residential rooftop and canopy |  | None | SunnyMac LLC | AC Electric | Accepted | 2020-07-23 | 2020-07-27 | 2021-07-27 | REC | REC 325 N-PEAK Blk | Solar Panels |  | 0.325 | 11 | 42 | 25 |  | Fixed | Roof
NJSTRE1545332846 |  | Transition Incentive Program | Belle Mead | 8502 | 5 | 8.18 | Residential | No | Behind the Meter | Net-metered residential rooftop and canopy |  | None | GenRenew, LLC | PSE&G | Final As-Built Received | 2020-07-23 | 2020-07-27 | 2021-10-30 | Sunpower | SPR-E20-327-E-AC | Solar Panels |  | 0.327 | 4 | 196 | 34 |  | Fixed | Roof
NJSTRE1545332873 |  | Transition Incentive Program | Kearny Town | 7032 | 8 | 6.1 | Residential | Yes | Behind the Meter | Net-metered residential rooftop and canopy |  | None | Bright Planet Solar | PSE&G | Accepted | 2020-07-23 | 2020-07-27 | 2021-07-27 | LONGI | LR6-60HPB-305M | Solar Panels |  | 0.305 | 10 | 205 | 9 |  | Fixed | Roof
NJSTRE1545332891 |  | Transition Incentive Program | Sicklerville | 8081 | 14 | 5.44 | Residential | Yes | Behind the Meter | Net-metered residential rooftop and canopy |  | None | Trinity Solar | AC Electric | Accepted | 2020-07-23 | 2020-07-28 | 2021-07-28 | Hanwha | Q.PEAK DUO BLK-G6 340 | Solar Panels |  | 0.34 | 6 | 106 | 35 |  | Fixed | Roof
NJSTRE1545332906 |  | Transition Incentive Program | Trenton | 8690 | 12 | 6.12 | Residential | Yes | Behind the Meter | Net-metered residential rooftop and canopy |  | None | Trinity Solar | PSE&G | Accepted | 2020-07-23 | 2020-07-28 | 2021-07-28 | Hanwha | Q.PEAK DUO BLK-G6 340 | Solar Panels |  | 0.34 | 13 | 96 | 21 |  | Fixed | Roof
NJSTRE1545332930 |  | Transition Incentive Program | Pennsauken | 8110 | 14 | 5.1 | Residential | Yes | Behind the Meter | Net-metered residential rooftop and canopy |  | None | Trinity Solar | PSE&G | Final As-Built Received | 2020-07-23 | 2020-07-29 | 2021-10-30 | Hanwha | Q.PEAK DUO BLK-G6 340 | Solar Panels |  | 0.34 | 5 | 61 | 17 |  | Fixed | Roof
NJSTRE1545332946 | NJSRRE1543532547 | Transition Incentive Program | Willingboro Twp | 8046 | 13 | 13.08 | Residential | Yes | Behind the Meter | Net-metered residential rooftop and canopy |  | None | SunnyMac LLC | PSE&G | Accepted |  | 2019-12-16 | 2021-10-30 | SunPower | SPR-E20-327 | Solar Panels |  | 0.327 | 13 | 287 | 20 |  | Fixed | Roof
NJSTRE1545332953 | NJSRRE1543874743 | Transition Incentive Program | Sicklerville | 8081 | 14 | 14.39 | Residential | Yes | Behind the Meter | Net-metered residential rooftop and canopy |  | None | SunnyMac LLC | AC Electric | Accepted |  | 2020-01-07 | 2021-10-30 | SunPower | SPR-E20-327 | Solar Panels |  | 0.327 | 12 | 72 | 26 |  | Fixed | Roof
NJSTRE1545332968 | NJSRRE1543547216 | Transition Incentive Program | Carteret Boro | 7008 | 11 | 13.08 | Residential | Yes | Behind the Meter | Net-metered residential rooftop and canopy |  | None | SunnyMac LLC | PSE&G | Accepted |  | 2019-12-17 | 2021-10-30 | SunPower | SPR-E20327 | Solar Panels |  | 0.327 | 5 | 0 | 22 |  | Fixed | Roof
NJSTRE1545332973 | NJSRRE1544766463 | Transition Incentive Program | Sewell | 8080 | 15 | 24.85 | Residential | Yes | Behind the Meter | Net-metered residential rooftop and canopy |  | None | SunnyMac LLC | AC Electric | Accepted |  | 2020-03-31 | 2021-10-30 | SunPower | SPR E20 327 | Solar Panels |  | 0.327 | 3 | 228 | 23 |  | Fixed | Roof
NJSTRE1545332976 | NJSRRE1544762366 | Transition Incentive Program | Kenilworth Boro | 7033 | 10 | 11.55 | Residential | Yes | Behind the Meter | Net-metered residential rooftop and canopy |  | None | SunnyMac LLC | PSE&G | Final As-Built Received |  | 2020-03-27 | 2021-10-30 | SunPower | SPR-X21-350 | Solar Panels |  | 0.35 | 14 | 83 | 23 |  | Fixed | Roof
NJSTRE1545387076 | NJSRRE1543852923 | Transition Incentive Program | Asbury | 8802 | 4 | 26.13 | Residential | No | Behind the Meter | Behind the Meter |  | None | Green Power Energy | JCP&L | Eligible for TI Program | 2020-01-02 | 2020-01-06 | 2021-10-30 | SolarEdge | SE6000H-US | Inverters | 6000 |  | 1 |  |  | 0.97 |  | Outside | Next to meter
NJSTRE1545349849 |  | Transition Incentive Program | Lavallette | 8735 | 18 | 3.78 | Residential | No | Behind the Meter | Net-metered residential rooftop and canopy |  | None | Tesla Energy Operations Inc. | Borough of Lavallette | Accepted | 2020-07-27 | 2020-07-30 | 2021-07-30 | Hanwha | Q.PEAK DUO BLK-G5/SC315 | Solar Panels |  | 0.315 | 2 | 97 | 30 |  | Fixed | Roof
NJSTRE1545349988 | NJSRRE1539361945 | Transition Incentive Program | Jackson | 8527 | 18 | 3986.85 | Municipality | Yes | Grid Supply | Subsection (t): landfill, brownfield, areas of historic fill. | t | None | HESP Construction, LLC | JCP&L | Accepted | 2018-09-17 | 2018-09-18 | 2021-10-30 | Canadian Solar Inc | CS6U-350P | Solar Panels |  | 0.35 | 11391 | 180 | 25 |  | Fixed | Ground
NJSTRE1545350999 |  | Transition Incentive Program | GLOUCESTER CITY | 8030 | 14 | 5.67 | Residential | Yes | Behind the Meter | Net-metered residential rooftop and canopy |  | None | Suntuity Solar LLC | PSE&G | Accepted | 2020-07-28 | 2020-07-30 | 2021-07-30 | Longi | LR6-60HPB-315M | Solar Panels |  | 0.315 | 18 | 219 | 31 |  | Fixed | Roof
NJSTRE1545351057 |  | Transition Incentive Program | TOMS RIVER | 8757 | 18 | 11.9 | Residential | Yes | Behind the Meter | Net-metered residential rooftop and canopy |  | JCPL 2 | Vision Solar LLC | JCP&L | Accepted | 2020-07-28 | 2020-07-30 | 2021-07-30 | HANWHA Q-CELLS | Q.PEAK DUO-G6 340 | Solar Panels |  | 0.34 | 17 | 67 | 19 |  | Fixed | Roof
NJSTRE1545388867 | NJSRRE1544621011 | Transition Incentive Program | Brick Township | 8723 | 18 | 5.99 | Residential | Yes | Behind the Meter | Behind the Meter |  | None | Trinity Solar | JCP&L | Eligible for TI Program | 2020-03-09 | 2020-03-11 | 2021-10-30 | SOLAR EDGE | SE5000H-US | Inverters | 5000 |  | 1 |  |  | 0.97 |  | Outside | SIDE OF HOME
NJSTRE1545388873 | NJSRRE1544903581 | Transition Incentive Program | Red Bank | 7701 | 17 | 8.16 | Residential | No | Behind the Meter | Net-metered residential rooftop and canopy |  | None | NJ Solar Power, LLC | JCP&L | Accepted | 2020-04-27 | 2020-04-30 | 2021-10-30 | SolarEdge | SE7600H-US | Inverters | 7600 |  | 1 |  |  | 0.99 |  | Outdoor | Next to Meter
NJSTRE1545388898 | NJSRRE1544708924 | Transition Incentive Program | PISCATAWAY | 8854 | 11 | 3.52 | Residential | Yes | Behind the Meter | Net-metered residential rooftop and canopy |  | None | Vivint Solar Developer, LLC | PSE&G | Accepted | 2020-03-19 | 2020-03-20 | 2021-10-30 | SolarEdge | SE3800H-US | Inverters | 3800 |  | 1 |  |  | 0.992 |  | Outdoor | Near the utility meter
NJSTRE1545388903 | NJSRRE1544805369 | Transition Incentive Program | Mount Laurel Township | 8054 | 13 | 13.33 | Residential | No | Behind the Meter | Net-metered residential rooftop and canopy |  | None | Sunrun Installation Services, Inc. | PSE&G | Final As-Built Received |  | 2020-04-13 | 2021-10-30 | SolarEdge Technologies | SE7600A-USS2RGM | Inverters | 7600 |  | 1 |  |  | 0.96 |  | Outdoor | Next To Meter
NJSTRE1545388907 | NJSRRE1544801984 | Transition Incentive Program | Ocean View | 8230 | 21 | 6.87 | Residential | No | Behind the Meter | Net-metered residential rooftop and canopy |  | None | SunPower Capital, LLC | AC Electric | Accepted | 2020-04-06 | 2020-04-09 | 2021-10-30 | SunPower | SPR-E20-327-C-AC | Inverters | 320 |  | 21 |  |  | 0.975 |  | Outdoor | on the rooftop under each solar panel
NJSTRE1545388922 | NJSRRE1544761197 | Transition Incentive Program | East Brunswick | 8816 | 11 | 12.42 | Residential | No | Behind the Meter | Behind the Meter |  | None | Sunrun Installation Services, Inc. | PSE&G | Eligible for TI Program | 2020-03-24 | 2020-03-27 | 2021-10-30 | Enphase Energy | IQ7PLUS-72-x-US (240V) | Inverters | 290 |  | 36 |  |  | 0.96 |  | Outdoor | Rooftop
NJSTRE1545388959 | NJSRRE1544768870 | Transition Incentive Program | Paterson | 7513 | 6 | 6.93 | Residential | No | Behind the Meter | Behind the Meter |  | None | Trinity Solar | PSE&G | Eligible for TI Program | 2020-03-27 | 2020-04-01 | 2021-10-30 | Solar Edge | SE6000 | Inverters | 6000 |  | 1 |  |  | 0.97 |  | Outside | side of home
NJSTRE1545388964 | NJSRRE1544626592 | Transition Incentive Program | Parsippany | 7054 | 3 | 6.51 | Residential | No | Behind the Meter | Behind the Meter |  | None | Sunrun Installation Services, Inc. | JCP&L | Eligible for TI Program | 2020-03-11 | 2020-03-16 | 2021-10-30 | Enphase Energy | IQ7-60-x-US (240V) | Inverters | 240 |  | 21 |  |  | 0.96 |  | Outdoor | Rooftop
NJSTRE1545349887 |  | Transition Incentive Program | North Brunswick | 8902 | 11 | 8.75 | Residential | Yes | Behind the Meter | Net-metered residential rooftop and canopy |  | None | Pro Custom Solar dba Momentum Solar | PSE&G | Accepted | 2020-07-27 | 2020-07-30 | 2021-07-30 | LG ELECTRONICS | LG 350N1C-V5 | Solar Panels |  | 0.35 | 19 | 219 | 17 |  | Fixed | Roof
NJSTRE1545350997 |  | Transition Incentive Program | Pedricktown | 8067 | 16 | 16.43 | Residential | No | Behind the Meter | Net-metered residential rooftop and canopy |  | None | Self Install | AC Electric | Accepted | 2020-07-28 | 2020-07-30 | 2021-07-30 | Astroenergy | CHSM6612M/HV - 40mm | Solar Panels |  | 0.365 | 45 | 118 | 8 |  | Fixed | Roof
NJSTRE1545351026 |  | Transition Incentive Program | BLOOMFIELD | 7003 | 9 | 1.36 | Residential | Yes | Behind the Meter | Net-metered residential rooftop and canopy |  | PSEG | Vision Solar LLC | PSE&G | Accepted | 2020-07-28 | 2020-07-30 | 2021-07-30 | HANWHA Q-CELLS | Q.PEAK DUO-G6 340 | Solar Panels |  | 0.34 | 4 | 137 | 28 |  | Fixed | Roof
NJSTRE1545351069 |  | Transition Incentive Program | NEWARK | 7106 | 9 | 7 | Residential | No | Behind the Meter | Net-metered residential rooftop and canopy |  | None | Infinity Solar Systems | PSE&G | Accepted | 2020-07-28 | 2020-07-30 | 2021-07-30 | LG | LG350N1C-V5 | Solar Panels |  | 0.35 | 8 | 15 | 45 |  | Fixed | Roof
NJSTRE1545351108 |  | Transition Incentive Program | SOUTHAMPTON | 8088 | 13 | 5.1 | Residential | Yes | Behind the Meter | Net-metered residential rooftop and canopy |  | PSEG | Vision Solar LLC | PSE&G | Accepted | 2020-07-28 | 2020-07-30 | 2021-07-30 | HANWHA Q-CELLS | Q.PEAK DUO-G6 340 | Solar Panels |  | 0.34 | 6 | 266 | 24 |  | Fixed | Roof
NJSTRE1545351124 |  | Transition Incentive Program | PRINCETON | 8540 | 12 | 2.04 | Residential | Yes | Behind the Meter | Net-metered residential rooftop and canopy |  | PSEG | Vision Solar LLC | PSE&G | Accepted | 2020-07-28 | 2020-08-07 | 2021-10-30 | HANWHA Q-CELLS | Q.PEAK DUO-G6 340 | Solar Panels |  | 0.34 | 3 | 297 | 28 |  | Fixed | Roof
NJSTRE1545351191 |  | Transition Incentive Program | WILDWOOD | 8260 | 21 | 5.78 | Residential | Yes | Behind the Meter | Net-metered residential rooftop and canopy |  | ACE | Vision Solar LLC | AC Electric | Accepted | 2020-07-28 | 2020-08-07 | 2021-10-30 | HANWHA Q-CELLS | Q.PEAK DUO-G6 340 | Solar Panels |  | 0.34 | 15 | 43 | 35 |  | Fixed | Roof
NJSTRE1545351209 |  | Transition Incentive Program | OXFORD | 7863 | 2 | 3.84 | Residential | Yes | Behind the Meter | Net-metered residential rooftop and canopy |  | None | Vivint Solar Developer, LLC | JCP&L | Accepted | 2020-08-13 | 2020-08-14 | 2021-10-30 | JINKO SOLAR | JKM320M-60HBL | Solar Panels |  | 0.32 | 10 | 153 | 21 |  | Fixed | Roof
NJSTRE1545351297 |  | Transition Incentive Program | MANALAPAN | 7726 | 17 | 18.59 | Residential | No | Behind the Meter | Net-metered residential rooftop and canopy |  | None | Infinity Solar Systems | JCP&L | Accepted | 2020-07-28 | 2020-08-07 | 2021-10-30 | HANWHA | Q.PEAK DUO BLK-G5 315 | Solar Panels |  | 0.315 | 2 | 161 | 20 |  | Fixed | Roof
NJSTRE1545351307 |  | Transition Incentive Program | Passaic | 7055 | 6 | 5.78 | Residential | Yes | Behind the Meter | Net-metered residential rooftop and canopy |  | None | Trinity Solar | PSE&G | Accepted | 2020-07-28 | 2020-08-07 | 2021-10-30 | Hanwha | Q.PEAK DUO BLK-G6 340 | Solar Panels |  | 0.34 | 8 | 72 | 43 |  | Fixed | Roof
NJSTRE1545351339 |  | Transition Incentive Program | Toms River | 8753 | 18 | 3.52 | Residential | Yes | Behind the Meter | Net-metered residential rooftop and canopy |  | None | Trinity Solar | JCP&L | Final As-Built Received | 2020-07-28 | 2020-08-07 | 2021-10-30 | Hanwha | Q.PEAK DUO BLK-G5 320 | Solar Panels |  | 0.32 | 11 | 184 | 33 |  | Fixed | Roof
NJSTRE1545389011 | NJSRRE1544804633 | Transition Incentive Program | Stockholm | 7460 | 1 | 4.02 | Residential | Yes | Behind the Meter | Net-metered residential rooftop and canopy |  | None | Trinity Solar | JCP&L | Final As-Built Received |  | 2020-04-10 | 2021-10-30 | Solar Edge | SE3000 | Inverters | 3000 |  | 1 |  |  | 0.97 |  | Outside | side of home
NJSTRE1545388987 | NJSRRE1544766597 | Transition Incentive Program | Egg Harbor Twp | 8234 | 19 | 17.68 | Residential | No | Behind the Meter | Behind the Meter |  | None | Trinity Solar | AC Electric | Eligible for TI Program | 2020-03-26 | 2020-03-31 | 2021-10-30 | Solar Edge | SE7600 | Inverters | 7600 |  | 1 |  |  | 0.97 |  | Outside | side of home
NJSTRE1545388999 | NJSRRE1544626934 | Transition Incentive Program | Flemington | 8822 | 4 | 3.41 | Residential | Yes | Behind the Meter | Net-metered residential rooftop and canopy |  | None | Sunrun Installation Services, Inc. | JCP&L | Final As-Built Received | 2020-03-11 | 2020-03-17 | 2021-10-30 | Enphase Energy | IQ7-60-x-US (240V) | Inverters | 240 |  | 11 |  |  | 0.96 |  | Outdoor | Rooftop
NJSTRE1545389004 | NJSRRE1544838147 | Transition Incentive Program | Toms River | 8757 | 18 | 6.51 | Residential | Yes | Behind the Meter | Behind the Meter |  | None | Sunrun Installation Services, Inc. | JCP&L | Eligible for TI Program | 2020-04-14 | 2020-04-21 | 2021-10-30 | Enphase Energy | IQ7-60-x-US (240V) | Inverters | 240 |  | 21 |  |  | 0.96 |  | Outdoor | Rooftop
NJSTRE1545389008 | NJSRRE1544805305 | Transition Incentive Program | Sicklerville | 8081 | 14 | 8.99 | Residential | No | Behind the Meter | Net-metered residential rooftop and canopy |  | None | Sunrun Installation Services, Inc. | AC Electric | Final As-Built Received |  | 2020-04-10 | 2021-10-30 | Enphase Energy | IQ7-60-x-US (240V) | Inverters | 240 |  | 29 |  |  | 0.96 |  | Outdoor | Rooftop
NJSTRE1545389020 | NJSRRE1544905340 | Transition Incentive Program | Newark, City | 7112 | 9 | 30.8 | Commercial | No | Behind the Meter | Net-metered non-residential rooftop and canopy |  | None | Ameresco | PSE&G | Accepted |  | 2020-04-30 | 2021-10-30 | SolarEdge | SE14.4KUS | Inverters | 14.4 |  | 2 |  |  | 0.975 |  | Outdoor | N/A
NJSTRE1545389025 | NJSRRE1544561730 | Transition Incentive Program | Boonton | 7005 | 3 | 154.77 | Commercial | No | Behind the Meter | Net-metered non-residential rooftop and canopy |  | None | Green Power Energy | JCP&L | Accepted | 2020-03-02 | 2020-03-05 | 2021-10-30 | SolarEdge Technologies | SE43.2K | Inverters | 43.2 |  | 3 |  |  | 0.97 |  | Outside | Next to meter
NJSTRE1545389048 | NJSRRE1544701331 | Transition Incentive Program | South Plainfield | 7080 | 11 | 8.06 | Residential | No | Behind the Meter | Behind the Meter |  | None | Sunrun Installation Services, Inc. | PSE&G | Eligible for TI Program | 2020-03-16 | 2020-03-19 | 2021-10-30 | Enphase Energy | IQ7-60-x-US (240V) | Inverters | 240 |  | 26 |  |  | 0.96 |  | Outdoor | Rooftop
NJSTRE1545389053 | NJSRRE1544854547 | Transition Incentive Program | Fairfield | 7004 | 9 | 40.26 | Commercial | No | Behind the Meter | Behind the Meter |  | None | Samba Energy | PSE&G | Eligible for TI Program | 2020-04-17 | 2020-04-24 | 2021-10-30 | Solar Edge | SE33.3KUS | Inverters | 33300 |  | 1 |  |  | 0.985 |  | Outside | Roof Mounted
NJSTRE1545389059 | NJSRRE1544621297 | Transition Incentive Program | Montclair TWP | 7042 | 9 | 4.41 | Residential | No | Behind the Meter | Net-metered residential rooftop and canopy |  | None | Tesla Energy Operations Inc. | PSE&G | Accepted | 2020-03-09 | 2020-03-12 | 2021-10-30 | Delta Electronics | M4-TL-US | Inverters | 3840 |  | 1 |  |  | 0.975 |  | Outdoor | outdoor
NJSTRE1545389060 | NJSRRE1544835940 | Transition Incentive Program | Roselle Park | 7204 | 10 | 4.36 | Residential | Yes | Behind the Meter | Net-metered residential rooftop and canopy |  | None | Trinity Solar | PSE&G | Final As-Built Received | 2020-04-13 | 2020-04-20 | 2021-10-30 | Solar Edge | SE3800 | Inverters | 3800 |  | 1 |  |  | 0.97 |  | Outside | side of home
NJSTRE1545389082 | NJSRRE1544552203 | Transition Incentive Program | SPRING LAKE | 7762 | 17 | 7.56 | Residential | Yes | Behind the Meter | Behind the Meter |  | None | Tesla Energy Operations Inc. | JCP&L | Eligible for TI Program | 2020-02-28 | 2020-03-04 | 2021-10-30 | SolarEdge Technologies Ltd. | SE7600H-US [240V] | Inverters | 7600 |  | 1 |  |  | 0.99 |  | Indoor | Indoor
NJSTRE1545389087 | NJSRRE1544793984 | Transition Incentive Program | GARFIELD | 7026 | 7 | 3.84 | Residential | Yes | Behind the Meter | Net-metered residential rooftop and canopy |  | None | Vivint Solar Developer, LLC | PSE&G | Accepted | 2020-04-02 | 2020-04-09 | 2021-10-30 | SolarEdge | SE3800H-US | Inverters | 3800 |  | 1 |  |  | 0.992 |  | Outdoor | Near the Utility Meter
NJSTRE1545351010 |  | Transition Incentive Program | NORTH BRUNSWICK | 8902 | 11 | 11.03 | Residential | Yes | Behind the Meter | Net-metered residential rooftop and canopy |  | None | Suntuity Solar LLC | PSE&G | Accepted | 2020-07-30 | 2020-08-07 | 2021-10-30 | Longi | LR6-60HPB-315M | Solar Panels |  | 0.315 | 22 | 180 | 42 |  | Fixed | Roof
NJSTRE1545351010 |  | Transition Incentive Program | NORTH BRUNSWICK | 8902 | 11 | 11.03 | Residential | Yes | Behind the Meter | Net-metered residential rooftop and canopy |  | None | Suntuity Solar LLC | PSE&G | Accepted | 2020-07-30 | 2020-08-07 | 2021-10-30 | Longi | LR6-60HPB-315M | Solar Panels |  | 0.315 | 5 | 180 | 20 |  | Fixed | Roof
NJSTRE1545351039 |  | Transition Incentive Program | Toms River | 8753 | 18 | 13.76 | Residential | No | Behind the Meter | Net-metered residential rooftop and canopy |  | None | Whitman Construction, LLC | JCP&L | Accepted | 2020-07-28 | 2020-07-30 | 2021-07-30 | trina | tsm 320DD05H.05 | Solar Panels |  | 0.32 | 23 | 96 | 40 |  | Fixed | Roof
NJSTRE1545351057 |  | Transition Incentive Program | TOMS RIVER | 8757 | 18 | 11.9 | Residential | Yes | Behind the Meter | Net-metered residential rooftop and canopy |  | JCPL 2 | Vision Solar LLC | JCP&L | Accepted | 2020-07-28 | 2020-07-30 | 2021-07-30 | HANWHA Q-CELLS | Q.PEAK DUO-G6 340 | Solar Panels |  | 0.34 | 18 | 248 | 19 |  | Fixed | Roof
NJSTRE1545351069 |  | Transition Incentive Program | NEWARK | 7106 | 9 | 7 | Residential | No | Behind the Meter | Net-metered residential rooftop and canopy |  | None | Infinity Solar Systems | PSE&G | Accepted | 2020-07-28 | 2020-07-30 | 2021-07-30 | LG | LG350N1C-V5 | Solar Panels |  | 0.35 | 12 | 195 | 45 |  | Fixed | Roof
NJSTRE1545351084 |  | Transition Incentive Program | Sewell | 8080 | 15 | 9.86 | Residential | Yes | Behind the Meter | Net-metered residential rooftop and canopy |  | None | Trinity Solar | AC Electric | Accepted | 2020-07-28 | 2020-08-07 | 2021-10-30 | Hanwha 340 | Q.PEAK DUO BLK-G6 340 | Solar Panels |  | 0.34 | 3 | 136 | 21 |  | Fixed | Roof
NJSTRE1545351093 |  | Transition Incentive Program | Howell | 7731 | 17 | 12.95 | Residential | No | Behind the Meter | Net-metered residential rooftop and canopy |  | None | Whitman Construction, LLC | JCP&L | Accepted | 2020-07-28 | 2020-07-30 | 2021-07-30 | solaria power | XT-370R-PD | Solar Panels |  | 0.37 | 11 | 238 | 19 |  | Fixed | Roof
NJSTRE1545351215 |  | Transition Incentive Program | HAMILTON | 8610 | 12 | 2.6 | Residential | Yes | Behind the Meter | Net-metered non-residential rooftop and canopy |  | None | Vivint Solar Developer, LLC | PSE&G | Accepted | 2020-07-28 | 2020-08-07 | 2021-10-30 | Jinko Solar | JKM325M-60HBL | Solar Panels |  | 0.325 | 8 | 176 | 41 |  | Fixed | Roof
NJSTRE1545351230 |  | Transition Incentive Program | PLEASANTVILLE | 8232 | 19 | 8.84 | Residential | Yes | Behind the Meter | Net-metered residential rooftop and canopy |  | ACE | Vision Solar LLC | AC Electric | Accepted | 2020-07-28 | 2020-08-07 | 2021-10-30 | HANWHA Q-CELLS | Q.PEAK DUO-G6 340 | Solar Panels |  | 0.34 | 2 | 219 | 20 |  | Fixed | Roof
NJSTRE1545351230 |  | Transition Incentive Program | PLEASANTVILLE | 8232 | 19 | 8.84 | Residential | Yes | Behind the Meter | Net-metered residential rooftop and canopy |  | ACE | Vision Solar LLC | AC Electric | Accepted | 2020-07-28 | 2020-08-07 | 2021-10-30 | HANWHA Q-CELLS | Q.PEAK DUO-G6 340 | Solar Panels |  | 0.34 | 1 | 219 | 20 |  | Fixed | Roof
NJSTRE1545351316 |  | Transition Incentive Program | HAMILTON TWP MER | 8619 | 12 | 6.2 | Residential | No | Behind the Meter | Net-metered residential rooftop and canopy |  | None | Bright Planet Solar | PSE&G | Accepted | 2020-07-28 | 2020-08-07 | 2021-10-30 | LONGI | LR6-60HPB-310M | Solar Panels |  | 0.31 | 20 | 175 | 26 |  | Fixed | Roof
NJSTRE1545388974 | NJSRRE1544835805 | Transition Incentive Program | Pennsville | 8070 | 16 | 8.84 | Residential | Yes | Behind the Meter | Net-metered residential rooftop and canopy |  | None | Trinity Solar | AC Electric | Final As-Built Received |  | 2020-04-20 | 2021-10-30 | Solar Edge | SE7600 | Inverters | 7600 |  | 1 |  |  | 0.97 |  | Outside | side of home
NJSTRE1545388981 | NJSRRE1544724270 | Transition Incentive Program | Brielle | 8730 | 17 | 10.85 | Residential | Yes | Behind the Meter | Behind the Meter |  | None | Sunrun Installation Services, Inc. | JCP&L | Eligible for TI Program | 2020-03-19 | 2020-03-24 | 2021-10-30 | Enphase Energy | IQ7-60-x-US (240V) | Inverters | 240 |  | 35 |  |  | 0.96 |  | Outdoor | Rooftop
NJSTRE1545387084 | NJSRRE1544546681 | Transition Incentive Program | TOMS RIVER | 8757 | 18 | 10.88 | Residential | Yes | Behind the Meter | Net-metered residential rooftop and canopy |  | None | Vivint Solar Developer, LLC | JCP&L | Accepted | 2020-02-28 | 2020-03-03 | 2021-10-30 | SOLAREDGE | SE7600H-US | Inverters | 7600 |  | 1 |  |  | 0.992 |  | Outdoor | Near the Utility Meter
NJSTRE1545387092 | NJSRRE1544543287 | Transition Incentive Program | Bound Brook | 8805 | 5 | 3.8 | Residential | Yes | Behind the Meter | Net-metered residential rooftop and canopy |  | None | Sunrun Installation Services, Inc. | PSE&G | Final As-Built Received |  | 2020-03-02 | 2021-10-30 | Enphase Energy | IQ7PLUS-72-x-US (240V) | Inverters | 290 |  | 11 |  |  | 0.96 |  | Outdoor | Rooftop
NJSTRE1545387107 | NJSRRE1544308916 | Transition Incentive Program | South River | 8882 | 11 | 7.52 | Residential | Yes | Behind the Meter | Net-metered residential rooftop and canopy |  | None | SunPower Corporation, Systems | South River | Accepted |  | 2020-01-29 | 2021-10-30 | SUNPOWER | SPR-E20-327-E-AC | Inverters | 320 |  | 23 |  |  | 0.96 |  | Other | under each panel
NJSTRE1545387114 | NJSRRE1543437175 | Transition Incentive Program | Collings Lakes | 8094 | 15 | 8.68 | Residential | Yes | Behind the Meter | Behind the Meter |  | None | All Season Solar | AC Electric | Eligible for TI Program | 2019-11-22 | 2019-11-26 | 2021-10-30 | Enphase | IQ7 | Inverters | 240 |  | 28 |  |  | 0.97 |  | Outdoor | Under Module
NJSTRE1545387125 | NJSRRE1543585944 | Transition Incentive Program | PARAMUS | 7652 | 7 | 2.07 | Residential | No | Behind the Meter | Behind the Meter |  | None | Infinity Solar Systems | PSE&G | Eligible for TI Program | 2019-12-20 | 2019-12-26 | 2021-10-30 | SunPower | SPR-X21-345-C-AC | Inverters | 320 |  | 6 |  |  | 0.96 |  | Outside | MICROINVERTERS
NJSTRE1545387127 | NJSRRE1544148030 | Transition Incentive Program | North Bergen | 7047 | 8 | 10.7 | Residential | Yes | Behind the Meter | Net-metered residential rooftop and canopy |  | None | Pro Custom Solar dba Momentum Solar | PSE&G | Accepted |  | 2020-01-13 | 2021-10-30 | Enphase Energy | IQ7Plus-72-2-US | Inverters | 290 |  | 31 |  |  | 0.97 |  | Outdoor | Roof
NJSTRE1545387141 | NJSRRE1543501529 | Transition Incentive Program | STIRLING | 7980 | 3 | 5.04 | Residential | Yes | Behind the Meter | Net-metered residential rooftop and canopy |  | None | Vivint Solar Developer, LLC | JCP&L | Accepted | 2019-12-09 | 2019-12-11 | 2021-10-30 | SOLAREDGE | SE3800H-US | Inverters | 3800 |  | 1 |  |  | 0.992 |  | Outdoor | Near the Utility Meter
NJSTRE1545387156 | NJSRRE1544152680 | Transition Incentive Program | Cherry Hill | 8002 | 14 | 179.4 | Government Facility | No | Behind the Meter | Net-metered non-residential rooftop and canopy |  | None | Miller Bros | PSE&G | Accepted |  | 2020-01-14 | 2021-10-30 | Sungrow | SG60KU-M | Inverters | 66000 |  | 2 |  |  | 0.989 |  | Outdoor | Carport
NJSTRE1545387164 | NJSRRE1543422171 | Transition Incentive Program | Stewartsville | 8886 | 2 | 6.93 | Residential | Yes | Behind the Meter | Behind the Meter |  | None | Pro Custom Solar dba Momentum Solar | JCP&L | Eligible for TI Program | 2019-11-19 | 2019-11-22 | 2021-10-30 | Enphase Energy | IQ6-60-2-US | Inverters | 240 |  | 22 |  |  | 0.97 |  | Outdoor | Roof
NJSTRE1545387172 | NJSRRE1544199122 | Transition Incentive Program | Bridgeton | 8302 | 20 | 7.04 | Residential | Yes | Behind the Meter | Behind the Meter |  | None | Skyline Solar, LLC | AC Electric | Eligible for TI Program | 2020-01-20 | 2020-01-23 | 2021-10-30 | SolarEdge | SE5000H-US | Inverters | 5000 |  | 1 |  |  | 0.99 |  | Outside | within ten feet of meter
NJSTRE1545387174 | NJSRRE1544201376 | Transition Incentive Program | Sayreville | 8859 | 11 | 3.6 | Residential | Yes | Behind the Meter | Net-metered residential rooftop and canopy |  | None | SunPower Corporation, Systems | JCP&L | Accepted |  | 2020-01-24 | 2021-10-30 | SUNPOWER | SPR-E20-327-E-AC | Inverters | 320 |  | 11 |  |  | 0.96 |  | Other | under each panel
NJSTRE1545387191 | NJSRRE1543436398 | Transition Incentive Program | MONTCLAIR | 7042 | 9 | 4.1 | Residential | Yes | Behind the Meter | Net-metered residential rooftop and canopy |  | None | Vivint Solar Developer, LLC | PSE&G | Accepted | 2019-11-25 | 2019-11-26 | 2021-10-30 | SOLAREDGE | SE3800H-US | Inverters | 3800 |  | 1 |  |  | 0.992 |  | Outdoor | Near the Utility Meter
NJSTRE1545389023 | NJSRRE1544566610 | Transition Incentive Program | Port Republic | 8241 | 19 | 17.5 | Residential | No | Behind the Meter | Net-metered residential rooftop and canopy |  | None | Green Power Energy | AC Electric | Accepted | 2020-03-03 | 2020-03-05 | 2021-10-30 | SolarEdge | SE7600H-US | Inverters | 7600 |  | 2 |  |  | 0.97 |  | Outside | Next to meter
NJSTRE1545389028 | NJSRRE1544767420 | Transition Incentive Program | Hasbrouck Heights | 7604 | 7 | 8.05 | Residential | Yes | Behind the Meter | Behind the Meter |  | None | Pro Custom Solar dba Momentum Solar | PSE&G | Eligible for TI Program | 2020-03-26 | 2020-03-31 | 2021-10-30 | Enphase Energy | IQ7-60-2-US | Inverters | 250 |  | 23 |  |  | 0.97 |  | Outdoor | roof
NJSTRE1545389034 | NJSRRE1544630778 | Transition Incentive Program | Wenonah | 8090 | 15 | 15.08 | Residential | Yes | Behind the Meter | Net-metered residential rooftop and canopy |  | None | Vision Solar LLC | AC Electric | Accepted | 2020-03-12 | 2020-03-17 | 2021-10-30 | Enphase | iq7-60-2-us | Inverters | 0.25 |  | 45 |  |  | 0.96 |  | Other | behind the panel
NJSTRE1545389057 | NJSRRE1544869643 | Transition Incentive Program | Bellmawr | 8031 | 14 | 4.96 | Residential | Yes | Behind the Meter | Behind the Meter |  | None | Steve Whitman LLC | PSE&G | Eligible for TI Program | 2020-04-22 | 2020-04-28 | 2021-10-30 | SolarEdge | SE3800H-US | Inverters | 3800 |  | 1 |  |  | 0.99 |  | Outside | within ten feet of meter
NJSTRE1545389079 | NJSRRE1544620949 | Transition Incentive Program | Woodbury | 8096 | 15 | 8.64 | Residential | No | Behind the Meter | Net-metered residential rooftop and canopy |  | None | Whitman Construction, LLC | PSE&G | Final As-Built Received | 2020-03-09 | 2020-03-11 | 2021-10-30 | Enphase Energy | IQ7-60-2-US | Inverters | 0.24 |  | 27 |  |  | 0.976 |  | Outside | roof
NJSTRE1545389090 | NJSRRE1544705479 | Transition Incentive Program | Penns Grove | 8069 | 16 | 9.18 | Residential | No | Behind the Meter | Net-metered residential rooftop and canopy |  | None | Trinity Solar | AC Electric | Accepted | 2020-03-17 | 2020-03-20 | 2021-10-30 | SOLAR EDGE | SE7600H-US | Inverters | 7600 |  | 1 |  |  | 0.97 |  | Outside | SIDE OF HOME
NJSTRE1545389094 | NJSRRE1544759190 | Transition Incentive Program | North Bergen | 7047 | 8 | 8.71 | Residential | Yes | Behind the Meter | Net-metered residential rooftop and canopy |  | None | Pro Custom Solar dba Momentum Solar | PSE&G | Accepted | 2020-03-23 | 2020-03-26 | 2021-10-30 | Enphase Energy | IQ7-60-2-US | Inverters | 250 |  | 26 |  |  | 0.97 |  | Outdoor | roof
NJSTRE1545389100 | NJSRRE1544729992 | Transition Incentive Program | Vineland | 8360 | 20 | 4.02 | Residential | Yes | Behind the Meter | Net-metered residential rooftop and canopy |  | None | Vision Solar LLC | Vineland Muni Electric | Accepted | 2020-03-20 | 2020-03-24 | 2021-10-30 | enphase | iq7-60-2-us | Inverters | 0.25 |  | 12 |  |  | 0.96 |  | Outside | behind panels
NJSTRE1545389105 | NJSRRE1544680146 | Transition Incentive Program | SOMERDALE | 8083 | 14 | 5.12 | Residential | Yes | Behind the Meter | Net-metered residential rooftop and canopy |  | None | Vivint Solar Developer, LLC | PSE&G | Accepted | 2020-03-13 | 2020-03-17 | 2021-10-30 | SOLAREDGE | SE3800H-US | Inverters | 3800 |  | 1 |  |  | 0.992 |  | Outdoor | Near the Utility Meter
NJSTRE1545389123 | NJSRRE1544884368 | Transition Incentive Program | West Long Branch | 7764 | 17 | 6.08 | Residential | Yes | Behind the Meter | Net-metered residential rooftop and canopy |  | None | Vivint Solar Developer, LLC | JCP&L | Accepted | 2020-04-22 | 2020-04-28 | 2021-10-30 | Solar Edge | SE7600H-US | Inverters | 7600 |  | 1 |  |  | 0.992 |  | Outdoor | Near the Utility Meter
NJSTRE1545389124 | NJSRRE1544761212 | Transition Incentive Program | Paterson | 7514 | 6 | 2.79 | Residential | Yes | Behind the Meter | Behind the Meter |  | None | Sunrun Installation Services, Inc. | PSE&G | Eligible for TI Program | 2020-03-24 | 2020-04-09 | 2021-10-30 | Enphase Energy | IQ7-60-x-US (240V) | Inverters | 240 |  | 9 |  |  | 0.96 |  | Outdoor | Rooftop
NJSTRE1545389130 | NJSRRE1544855176 | Transition Incentive Program | SOMERS POINT | 8244 | 19 | 7.36 | Residential | No | Behind the Meter | Net-metered residential rooftop and canopy |  | None | Vivint Solar Developer, LLC | AC Electric | Accepted | 2020-04-17 | 2020-04-24 | 2021-10-30 | SolarEdge | SE7600H-US | Inverters | 7600 |  | 1 |  |  | 0.992 |  | Outdoor | Near the Utility Meter
NJSTRE1545388984 | NJSRRE1544597829 | Transition Incentive Program | Millburn | 7041 | 9 | 8.75 | Residential | No | Behind the Meter | Behind the Meter |  | None | Pro Custom Solar dba Momentum Solar | JCP&L | Eligible for TI Program | 2020-03-04 | 2020-03-09 | 2021-10-30 | Enphase Energy | IQ7PLUS-72-2-US | Inverters | 295 |  | 25 |  |  | 0.97 |  | Outdoor | roof
NJSTRE1545388985 | NJSRRE1544566750 | Transition Incentive Program | Belmar | 7719 | 17 | 11.88 | Residential | No | Behind the Meter | Net-metered residential rooftop and canopy |  | None | Whitman Construction, LLC | JCP&L | Accepted | 2020-03-03 | 2020-03-06 | 2021-10-30 | Enphase Energy | IQ7X-96-2-US | Inverters | 0.315 |  | 36 |  |  | 0.975 |  | Outside | roof
NJSTRE1545388990 | NJSRRE1544903596 | Transition Incentive Program | Bayville | 8721 | 18 | 8.64 | Residential | No | Behind the Meter | Net-metered residential rooftop and canopy |  | None | Whitman Construction, LLC | JCP&L | Accepted | 2020-04-27 | 2020-04-30 | 2021-10-30 | enphase energy | IQ7-60-2-US | Inverters | 0.24 |  | 27 |  |  | 0.975 |  | Outdoor | MICROINVERTER LOCATED UNDER MODULE
NJSTRE1545389007 | NJSRRE1544802132 | Transition Incentive Program | COLLINGS LAKES | 8094 | 15 | 16.08 | Residential | Yes | Behind the Meter | Net-metered residential rooftop and canopy |  | None | Vision Solar LLC | AC Electric | Accepted | 2020-04-06 | 2020-04-24 | 2021-10-30 | ENPHASE | IQ7-60-2-US | Inverters | 0.24 |  | 48 |  |  | 0.96 |  | Other | BEHIND PANELS
NJSTRE1545389029 | NJSRRE1544761136 | Transition Incentive Program | Hackettstown | 7840 | 2 | 6.82 | Residential | Yes | Behind the Meter | Behind the Meter |  | None | Sunrun Installation Services, Inc. | JCP&L | Eligible for TI Program | 2020-03-24 | 2020-03-27 | 2021-10-30 | Enphase Energy | IQ7-60-x-US (240V) | Inverters | 240 |  | 22 |  |  | 0.96 |  | Outdoor | Rooftop
NJSTRE1545389040 | NJSRRE1544613336 | Transition Incentive Program | EGG HARBOR TOWNSHIP | 8234 | 19 | 6.3 | Residential | Yes | Behind the Meter | Net-metered residential rooftop and canopy |  | None | Vivint Solar Developer, LLC | AC Electric | Accepted | 2020-03-06 | 2020-03-11 | 2021-10-30 | SolarEdge | SE7600H-US | Inverters | 7600 |  | 1 |  |  | 0.992 |  | Outdoor | Near the utility meter
NJSTRE1545389050 | NJSRRE1544835898 | Transition Incentive Program | Williamstown | 8094 | 15 | 5.99 | Residential | Yes | Behind the Meter | Net-metered residential rooftop and canopy |  | None | Trinity Solar | AC Electric | Accepted | 2020-04-13 | 2020-04-20 | 2021-10-30 | Solar Edge | SE5000 | Inverters | 5000 |  | 1 |  |  | 0.97 |  | Outside | side of home
NJSTRE1545389056 | NJSRRE1544799843 | Transition Incentive Program | Newark | 7112 | 9 | 2.21 | Residential | Yes | Behind the Meter | Net-metered residential rooftop and canopy |  | None | Trinity Solar | PSE&G | Final As-Built Received |  | 2020-04-10 | 2021-10-30 | enphase | IQ7PLUS-72-2-US | Inverters | 290 |  | 7 |  |  | 0.96 |  | Outside | under panels
NJSTRE1545389091 | NJSRRE1544884682 | Transition Incentive Program | PATERSON | 7502 | 6 | 9.6 | Residential | Yes | Behind the Meter | Net-metered residential rooftop and canopy |  | None | Vivint Solar Developer, LLC | PSE&G | Accepted | 2020-04-22 | 2020-04-28 | 2021-10-30 | SolarEdge | SE7600H-US | Inverters | 7600 |  | 1 |  |  | 0.992 |  | Outdoor | Near the Utility Meter
NJSTRE1545389095 | NJSRRE1544633493 | Transition Incentive Program | Bloomfield | 7003 | 9 | 14.64 | Residential | Yes | Behind the Meter | Behind the Meter |  | None | Sunrun Installation Services, Inc. | PSE&G | Eligible for TI Program | 2020-03-12 | 2020-03-17 | 2021-10-30 | Enphase Energy | IQ7-60-x-US (240V) | Inverters | 240 |  | 48 |  |  | 0.96 |  | Outdoor | Rooftop
NJSTRE1545389106 | NJSRRE1544708815 | Transition Incentive Program | WILLIAMSTOWN | 8094 | 15 | 8.63 | Residential | Yes | Behind the Meter | Behind the Meter |  | None | Sunrun Installation Services, Inc. | AC Electric | Eligible for TI Program | 2020-03-17 | 2020-03-20 | 2021-10-30 | Enphase Energy | IQ7PLUS-72-x-US (240V) | Inverters | 290 |  | 25 |  |  | 0.96 |  | Outdoor | Rooftop
NJSTRE1545351076 |  | Transition Incentive Program | HADDON TWP | 8108 | 14 | 6.51 | Residential | No | Behind the Meter | Net-metered residential rooftop and canopy |  | None | Bright Planet Solar | PSE&G | Accepted | 2020-07-28 | 2020-08-07 | 2021-10-30 | LONGI | LR6-60HPB-310M | Solar Panels |  | 0.31 | 5 | 203 | 30 |  | Fixed | Roof
NJSTRE1545389097 | NJSRRE1544805349 | Transition Incentive Program | Jersey City | 7305 | 8 | 3.41 | Residential | Yes | Behind the Meter | Behind the Meter |  | None | Sunrun Installation Services, Inc. | PSE&G | Eligible for TI Program | 2020-04-07 | 2020-04-10 | 2021-10-30 | Enphase Energy | IQ7-60-x-US (240V) | Inverters | 240 |  | 11 |  |  | 0.96 |  | Outdoor | Rooftop
NJSTRE1545389108 | NJSRRE1544764667 | Transition Incentive Program | Neptune | 7753 | 17 | 9.92 | Residential | Yes | Behind the Meter | Net-metered residential rooftop and canopy |  | None | Vivint Solar Developer, LLC | JCP&L | Accepted | 2020-03-27 | 2020-03-30 | 2021-10-30 | SOLAREDGE | SE7600H-US | Inverters | 7600 |  | 1 |  |  | 0.992 |  | Outdoor | Near the Utility Meter
NJSTRE1545389109 | NJSRRE1544868063 | Transition Incentive Program | Newark | 7114 | 9 | 5.12 | Residential | No | Behind the Meter | Behind the Meter |  | None | Posigen NJ LLC | PSE&G | Eligible for TI Program | 2020-04-21 | 2020-04-27 | 2021-10-30 | SolarEdge | SE3800H-US | Inverters | 3800 |  | 1 |  |  | 0.99 |  | Outside | within ten feet of meter
NJSTRE1545389115 | NJSRRE1544681526 | Transition Incentive Program | Newark | 7107 | 9 | 10.05 | Residential | Yes | Behind the Meter | Behind the Meter |  | None | Pro Custom Solar dba Momentum Solar | PSE&G | Eligible for TI Program | 2020-03-13 | 2020-03-18 | 2021-10-30 | Enphase Energy | IQ7-60-2-US | Inverters | 250 |  | 30 |  |  | 0.97 |  | Outdoor | roof
NJSTRE1545389120 | NJSRRE1544626432 | Transition Incentive Program | Toms River | 8753 | 18 | 12.43 | Residential | No | Behind the Meter | Net-metered residential rooftop and canopy |  | None | SunPower Corporation, Systems | JCP&L | Accepted |  | 2020-03-16 | 2021-10-30 | SUNPOWER | SPR-E20-327-E-AC | Inverters | 320 |  | 38 |  |  | 0.96 |  | Other | under each panel
NJSTRE1545389132 | NJSRRE1544736090 | Transition Incentive Program | TUCKERTON | 8087 | 18 | 5.44 | Residential | Yes | Behind the Meter | Net-metered residential rooftop and canopy |  | None | Vivint Solar Developer, LLC | AC Electric | Accepted | 2020-03-23 | 2020-03-25 | 2021-10-30 | SOLAREDGE | SE3800H-US | Inverters | 3800 |  | 1 |  |  | 0.992 |  | Outdoor | Near the Utility Meter
NJSTRE1545389138 | NJSRRE1544773492 | Transition Incentive Program | Westwood | 7675 | 7 | 6.12 | Residential | Yes | Behind the Meter | Behind the Meter |  | None | Trinity Solar | PSE&G | Eligible for TI Program | 2020-03-30 | 2020-04-09 | 2021-10-30 | Solar Edge | SE5000H-US000BNC4 | Inverters | 5000 |  | 1 |  |  | 0.97 |  | Outdoor | side of home
NJSTRE1545389144 | NJSRRE1544816406 | Transition Incentive Program | HACKETTSTOWN | 7840 | 2 | 6.72 | Residential | Yes | Behind the Meter | Net-metered residential rooftop and canopy |  | None | Vivint Solar Developer, LLC | JCP&L | Accepted | 2020-04-08 | 2020-04-15 | 2021-10-30 | SolarEdge | SE7600H-US | Inverters | 7600 |  | 1 |  |  | 0.992 |  | Outdoor | Near the Utility Meter
NJSTRE1545389176 | NJSRRE1544761363 | Transition Incentive Program | MILLVILLE | 8332 | 20 | 15.18 | Residential | No | Behind the Meter | Behind the Meter |  | None | Amped On Solar LLC | AC Electric | Eligible for TI Program | 2020-03-24 | 2020-03-27 | 2021-10-30 | ENPHASE | IQ7X | Inverters | 315 |  | 46 |  |  | 0.975 |  | Outdoor | ON RACKING
NJSTRE1545389180 | NJSRRE1544855095 | Transition Incentive Program | South Amboy | 8879 | 11 | 4.08 | Residential | Yes | Behind the Meter | Net-metered residential rooftop and canopy |  | None | Vivint Solar Developer, LLC | JCP&L | Accepted | 2020-04-17 | 2020-04-23 | 2021-10-30 | enphase Energy | M215-60-2LL-Sxx (240) | Inverters | 215 |  | 16 |  |  | 0.96 |  | Other | Underneath each module
NJSTRE1545389181 | NJSRRE1544768708 | Transition Incentive Program | Somerset | 8873 | 5 | 10.5 | Residential | Yes | Behind the Meter | Behind the Meter |  | None | Pro Custom Solar dba Momentum Solar | PSE&G | Eligible for TI Program | 2020-03-27 | 2020-04-01 | 2021-10-30 | Enphase Energy | IQ7PLUS-72-2-US | Inverters | 295 |  | 30 |  |  | 0.97 |  | Outdoor | roof
NJSTRE1545389190 | NJSRRE1544819175 | Transition Incentive Program | Irvington | 7111 | 9 | 4.03 | Residential | No | Behind the Meter | Behind the Meter |  | None | Sunrun Installation Services, Inc. | PSE&G | Eligible for TI Program | 2020-04-10 | 2020-04-17 | 2021-10-30 | Enphase Energy | IQ7-60-x-US (240V) | Inverters | 240 |  | 13 |  |  | 0.96 |  | Outdoor | Rooftop
NJSTRE1545388991 | NJSRRE1544846880 | Transition Incentive Program | williamstown | 8094 | 15 | 6.03 | Residential | Yes | Behind the Meter | Net-metered residential rooftop and canopy |  | None | Vision Solar LLC | AC Electric | As-Built Incomplete | 2020-04-15 | 2020-04-22 | 2021-10-30 | enphase | iq7-60-2-us | Inverters | 0.24 |  | 18 |  |  | 0.96 |  | Other | behind panels
NJSTRE1545389012 | NJSRRE1544626778 | Transition Incentive Program | Teaneck | 7666 | 7 | 7.13 | Residential | No | Behind the Meter | Net-metered residential rooftop and canopy |  | None | Palmetto Solar LLC | PSE&G | Accepted | 2020-03-11 | 2020-03-16 | 2021-10-30 | SolarEdge Technologies | SE10000H-US | Inverters | 10000 |  | 1 |  |  | 0.99 |  | Outside | side of the house
NJSTRE1545389013 | NJSRRE1544560410 | Transition Incentive Program | Linwood | 8221 | 19 | 7.67 | Residential | No | Behind the Meter | Net-metered residential rooftop and canopy |  | None | Green Power Energy | AC Electric | Final As-Built Received | 2020-03-02 | 2020-03-05 | 2021-10-30 | SolarEdge | SE7600H-US | Inverters | 7600 |  | 1 |  |  | 0.97 |  | Outside | Next to meter
NJSTRE1545389015 | NJSRRE1544767584 | Transition Incentive Program | Jersey City | 7305 | 8 | 3.4 | Residential | No | Behind the Meter | Net-metered residential rooftop and canopy |  | None | Pro Custom Solar dba Momentum Solar | PSE&G | Accepted |  | 2020-03-31 | 2021-10-30 | Enphase energy | IQ7-60-2-US | Inverters | 250 |  | 10 |  |  | 0.97 |  | Outdoor | roof
NJSTRE1545389027 | NJSRRE1544567428 | Transition Incentive Program | Pennsville | 8070 | 16 | 9.6 | Residential | Yes | Behind the Meter | Behind the Meter |  | None | Skyline Solar, LLC | AC Electric | Eligible for TI Program | 2020-03-03 | 2020-03-06 | 2021-10-30 | SolarEdge | SE7600H-US | Inverters | 7600 |  | 1 |  |  | 0.99 |  | Outside | within ten feet of meter
NJSTRE1545389047 | NJSRRE1544761182 | Transition Incentive Program | RUTHERFORD | 7070 | 7 | 6.4 | Residential | Yes | Behind the Meter | Net-metered residential rooftop and canopy |  | None | Vivint Solar Developer, LLC | PSE&G | Accepted | 2020-03-25 | 2020-03-27 | 2021-10-30 | SolarEdge | SE7600H-US | Inverters | 7600 |  | 1 |  |  | 0.992 |  | Outdoor | Near the Utility Meter
NJSTRE1545389070 | NJSRRE1544892958 | Transition Incentive Program | West Milford | 7480 | 6 | 12.09 | Residential | Yes | Behind the Meter | Behind the Meter |  | None | Sunrun Installation Services, Inc. | Orange Rockland Electric | Eligible for TI Program | 2020-04-24 | 2020-04-29 | 2021-10-30 | Enphase Energy | IQ7-60-x-US (240V) | Inverters | 240 |  | 39 |  |  | 0.96 |  | Outdoor | Rooftop
NJSTRE1545389083 | NJSRRE1544680225 | Transition Incentive Program | Bound Brook | 8805 | 5 | 8.82 | Residential | No | Behind the Meter | Net-metered residential rooftop and canopy |  | None | Vivint Solar Developer, LLC | PSE&G | Accepted | 2020-03-13 | 2020-03-18 | 2021-10-30 | SOLAREDGE | SE7600H-US | Inverters | 7600 |  | 1 |  |  | 0.992 |  | Outdoor | Near the Utility Meter
NJSTRE1545389116 | NJSRRE1544761215 | Transition Incentive Program | Egg Harbor Township | 8234 | 19 | 7.85 | Residential | Yes | Behind the Meter | Net-metered residential rooftop and canopy |  | None | Castle Energy, LLC | AC Electric | Accepted | 2020-03-24 | 2020-03-27 | 2021-10-30 | SunPower | SPR-E20-327-C-AC | Inverters | 320 |  | 24 |  |  | 0.975 |  | Outdoor | on the rooftop under each solar panel
NJSTRE1545389128 | NJSRRE1544817743 | Transition Incentive Program | Roselle | 7203 | 10 | 7.26 | Residential | No | Behind the Meter | Net-metered residential rooftop and canopy |  | None | Whitman Construction, LLC | PSE&G | Accepted | 2020-04-09 | 2020-04-15 | 2021-10-30 | Enphase Energy | IQ7X-96-2-US | Inverters | 0.315 |  | 22 |  |  | 0.975 |  | Outside | Roof Top
NJSTRE1545389139 | NJSRRE1544680826 | Transition Incentive Program | egg harbor township | 8234 | 19 | 26.52 | Residential | No | Behind the Meter | Behind the Meter |  | None | Sun Up Zero Down | AC Electric | Eligible for TI Program | 2020-03-19 | 2020-03-19 | 2021-10-30 | Solaredge | SE11400H-US | Inverters | 11400 |  | 1 |  |  | 0.98 |  | Outside | behind array
NJSTRE1545389158 | NJSRRE1544759034 | Transition Incentive Program | Cape May Court House | 8210 | 21 | 22.78 | Residential | Yes | Behind the Meter | Behind the Meter |  | None | Trinity Solar | AC Electric | Eligible for TI Program | 2020-03-23 | 2020-03-26 | 2021-10-30 | Solar Edge | SE6000 | Inverters | 6000 |  | 1 |  |  | 0.97 |  | Outside | side of home
NJSTRE1545388993 | NJSRRE1544582482 | Transition Incentive Program | Wildwood | 8260 | 21 | 10.39 | Residential | Yes | Behind the Meter | Behind the Meter |  | None | Pro Custom Solar dba Momentum Solar | AC Electric | Eligible for TI Program | 2020-03-03 | 2020-03-06 | 2021-10-30 | Enphase Energy | IQ7-60-2-US | Inverters | 250 |  | 31 |  |  | 0.97 |  | Outdoor | roof
NJSTRE1545388997 | NJSRRE1544892963 | Transition Incentive Program | Long Branch | 7740 | 17 | 9.1 | Residential | Yes | Behind the Meter | Behind the Meter |  | None | Pro Custom Solar dba Momentum Solar | JCP&L | Eligible for TI Program | 2020-04-24 | 2020-04-29 | 2021-10-30 | Enphase Energy | IQ7Plus-72-2-US | Inverters | 290 |  | 26 |  |  | 0.97 |  | Outdoor | Roof
NJSTRE1545389002 | NJSRRE1544865068 | Transition Incentive Program | Franklin TWP SOM | 8873 | 5 | 15.44 | Residential | No | Behind the Meter | Net-metered residential rooftop and canopy |  | None | Palmetto Solar LLC | PSE&G | Accepted | 2020-04-20 | 2020-04-24 | 2021-10-30 | SolarEdge Technologies | SE600H-US | Inverters | 6000 |  | 2 |  |  | 0.9 |  | Outside | side of the house
NJSTRE1545389006 | NJSRRE1544795045 | Transition Incentive Program | Cape May | 8204 | 21 | 13.4 | Residential | No | Behind the Meter | Net-metered residential rooftop and canopy |  | None | Green Power Energy | AC Electric | Accepted | 2020-04-02 | 2020-04-09 | 2021-10-30 | SolarEdge | SE11400H-US | Inverters | 114000 |  | 1 |  |  | 0.97 |  | Outside | next to meter
NJSTRE1545389009 | NJSRRE1544884765 | Transition Incentive Program | BAYVILLE | 8721 | 18 | 8.32 | Residential | Yes | Behind the Meter | Net-metered residential rooftop and canopy |  | None | Vivint Solar Developer, LLC | JCP&L | Accepted | 2020-04-22 | 2020-04-28 | 2021-10-30 | SolarEdge | SE7600H-US | Inverters | 7600 |  | 1 |  |  | 0.992 |  | Outdoor | Near the Utility Meter
NJSTRE1545389044 | NJSRRE1544846391 | Transition Incentive Program | Newark | 7107 | 9 | 7.48 | Residential | No | Behind the Meter | Behind the Meter |  | None | Pro Custom Solar dba Momentum Solar | PSE&G | Eligible for TI Program | 2020-04-15 | 2020-04-22 | 2021-10-30 | Enphase Energy | IQ7-60-2-US | Inverters | 240 |  | 22 |  |  | 0.97 |  | Outdoor | Roof
NJSTRE1545389049 | NJSRRE1544779606 | Transition Incentive Program | Califon | 7830 | 4 | 10.4 | Residential | No | Behind the Meter | Net-metered residential rooftop and canopy |  | None | Green Power Energy | JCP&L | Accepted | 2020-04-01 | 2020-04-09 | 2021-10-30 | SolarEdge | SE11400H-US | Inverters | 11400 |  | 1 |  |  | 0.97 |  | Outside | next to meter
NJSTRE1545389051 | NJSRRE1544813226 | Transition Incentive Program | Bayville | 8721 | 18 | 9.92 | Residential | Yes | Behind the Meter | Net-metered residential rooftop and canopy |  | None | Sunrun Installation Services, Inc. | JCP&L | Accepted | 2020-04-08 | 2020-04-14 | 2021-10-30 | Enphase Energy | IQ7-60-x-US (240V) | Inverters | 240 |  | 32 |  |  | 0.96 |  | Outdoor | Rooftop
NJSTRE1545389055 | NJSRRE1544893987 | Transition Incentive Program | Brick | 8723 | 18 | 21.95 | Commercial | No | Behind the Meter | Net-metered non-residential rooftop and canopy |  | None | Ameresco | JCP&L | Accepted |  | 2020-04-30 | 2021-10-30 | SolarEdge | SE9KUS | Inverters | 9 |  | 2 |  |  | 0.965 |  | Outdoor | none
NJSTRE1545389071 | NJSRRE1544794892 | Transition Incentive Program | UNION | 7083 | 10 | 14.72 | Residential | Yes | Behind the Meter | Net-metered residential rooftop and canopy |  | None | Vivint Solar Developer, LLC | PSE&G | Accepted | 2020-04-03 | 2020-04-09 | 2021-10-30 | SolarEdge | SE10000H-US | Inverters | 10000 |  | 1 |  |  | 0.992 |  | Outdoor | Near the Utility Meter
NJSTRE1545389075 | NJSRRE1544611503 | Transition Incentive Program | Lawnside Boro | 8045 | 14 | 12.09 | Residential | Yes | Behind the Meter | Behind the Meter |  | None | 1st Light Energy Inc | PSE&G | Eligible for TI Program | 2020-03-05 | 2020-03-11 | 2021-10-30 | SolarEdge | SE11400H-USRGM (240V) | Inverters | 11400 |  | 1 |  |  | 0.99 |  | Outside | within 10 feet of meter
NJSTRE1545351381 |  | Transition Incentive Program | Mullica Hill | 8062 | 15 | 14.28 | Residential | No | Behind the Meter | Net-metered residential rooftop and canopy |  | None | Impact Solar LLC | AC Electric | Accepted | 2020-07-28 | 2020-08-07 | 2021-10-30 | hanwha | Q.PEAKDUO-G5340 | Solar Panels |  | 0.34 | 42 | 105 | 34 |  | Fixed | Roof
NJSTRE1545389030 | NJSRRE1544596807 | Transition Incentive Program | BLOOMFIELD | 7029 | 8 | 6.2 | Residential | No | Behind the Meter | Net-metered residential rooftop and canopy |  | None | UNITED SOLAR | PSE&G | Final As-Built Received | 2020-03-04 | 2020-03-09 | 2021-10-30 | ENPHASE ENERGY | IQ6-60-2-US | Inverters | 240 |  | 20 |  |  | 0.965 |  | Outdoor | ROOFTOP
NJSTRE1545389031 | NJSRRE1544582522 | Transition Incentive Program | LAKE HOPATCONG | 7849 | 3 | 11.78 | Residential | No | Behind the Meter | Net-metered residential rooftop and canopy |  | None | Sunrun Installation Services, Inc. | JCP&L | Accepted | 2020-03-03 | 2020-03-06 | 2021-10-30 | Enphase Energy | IQ7-60-x-US (240V) | Inverters | 240 |  | 38 |  |  | 0.96 |  | Outdoor | Rooftop
NJSTRE1545389041 | NJSRRE1544626031 | Transition Incentive Program | DELRAN | 8075 | 13 | 8.32 | Residential | Yes | Behind the Meter | Net-metered residential rooftop and canopy |  | None | Vivint Solar Developer, LLC | PSE&G | Accepted | 2020-03-11 | 2020-03-16 | 2021-10-30 | Solar Edge | SE7600H-US | Inverters | 7600 |  | 1 |  |  | 0.992 |  | Outdoor | near the utility meter
NJSTRE1545389064 | NJSRRE1544813198 | Transition Incentive Program | LAUREL SPRINGS | 8021 | 14 | 15.36 | Residential | Yes | Behind the Meter | Net-metered residential rooftop and canopy |  | None | Vivint Solar Developer, LLC | AC Electric | Accepted | 2020-04-08 | 2020-04-15 | 2021-10-30 | SolarEdge | SE10000H-US | Inverters | 10000 |  | 1 |  |  | 0.992 |  | Outdoor | Near the Utility Meter
NJSTRE1545389066 | NJSRRE1544776305 | Transition Incentive Program | MOUNT LAUREL | 8054 | 13 | 4.16 | Residential | Yes | Behind the Meter | Net-metered residential rooftop and canopy |  | None | Vivint Solar Developer, LLC | PSE&G | Accepted | 2020-03-31 | 2020-04-09 | 2021-10-30 | SolarEdge | SE3800H-US | Inverters | 3800 |  | 1 |  |  | 0.992 |  | Outdoor | Near the Utility Meter
NJSTRE1545389076 | NJSRRE1544905120 | Transition Incentive Program | Clinton | 8809 | 4 | 22.72 | Commercial | No | Behind the Meter | Net-metered non-residential rooftop and canopy |  | None | Ameresco | JCP&L | Accepted |  | 2020-04-30 | 2021-10-30 | SolarEdge | SE9KUS | Inverters | 9 |  | 2 |  |  | 0.965 |  | Outdoor | N/A
NJSTRE1545389088 | NJSRRE1544560328 | Transition Incentive Program | Smithville | 8205 | 19 | 8.38 | Residential | No | Behind the Meter | Behind the Meter |  | None | Seabright Solar | AC Electric | Eligible for TI Program | 2020-03-02 | 2020-03-05 | 2021-10-30 | Sunpower | SPR-X21-335 | Inverters | 0.32 |  | 25 |  |  | 0.99 |  | Outside | Roof
NJSTRE1545389099 | NJSRRE1544884652 | Transition Incentive Program | Pedricktown | 8067 | 16 | 10.88 | Residential | Yes | Behind the Meter | Behind the Meter |  | None | Trinity Solar | AC Electric | Eligible for TI Program | 2020-04-22 | 2020-04-28 | 2021-10-30 | SOLAR EDGE | SE10000H-US | Inverters | 10000 |  | 1 |  |  | 0.97 |  | Outside | SIDE OF HOME
NJSTRE1545389110 | NJSRRE1544776508 | Transition Incentive Program | Berlin | 8009 | 14 | 398.16 | Commercial | Yes | Behind the Meter | Behind the Meter |  | None | Renewable Energy Alliance | AC Electric | Eligible for TI Program | 2020-03-31 | 2020-04-09 | 2021-10-30 | SMA | Core1-50-US | Inverters | 50000 |  | 6 |  |  | 0.98 |  | Outdoor | Under Array
NJSTRE1545389122 | NJSRRE1544736384 | Transition Incentive Program | EGG HARBOR TOWNSHIP | 8234 | 19 | 8.96 | Residential | Yes | Behind the Meter | Net-metered residential rooftop and canopy |  | None | Vivint Solar Developer, LLC | AC Electric | Accepted | 2020-03-20 | 2020-03-25 | 2021-10-30 | SOLAR EDGE | SE7600H-US | Inverters | 7600 |  | 1 |  |  | 0.992 |  | Outdoor | Near the Utility Meter
NJSTRE1545389131 | NJSRRE1544886377 | Transition Incentive Program | Bloomfield | 7003 | 9 | 6.12 | Residential | Yes | Behind the Meter | Net-metered residential rooftop and canopy |  | None | Trinity Solar | PSE&G | Final As-Built Received |  | 2020-04-28 | 2021-10-30 | SOLAR EDGE | SE5000H-US | Inverters | 5000 |  | 1 |  |  | 0.97 |  | Outside | SIDE OF HOME
NJSTRE1545389134 | NJSRRE1544725051 | Transition Incentive Program | Newark | 7108 | 9 | 2.38 | Residential | No | Behind the Meter | Net-metered residential rooftop and canopy |  | None | Pro Custom Solar dba Momentum Solar | PSE&G | Accepted |  | 2020-03-24 | 2021-10-30 | Enphase Energy | IQ7-60-2-US | Inverters | 250 |  | 7 |  |  | 0.97 |  | Outdoor | roof
NJSTRE1545389169 | NJSRRE1544611488 | Transition Incentive Program | Forked River | 8731 | 18 | 12.4 | Residential | No | Behind the Meter | Behind the Meter |  | None | Sunrun Installation Services, Inc. | JCP&L | Eligible for TI Program | 2020-03-05 | 2020-03-11 | 2021-10-30 | Enphase Energy | IQ7-60-x-US (240V) | Inverters | 240 |  | 40 |  |  | 0.96 |  | Outdoor | Rooftop
NJSTRE1545389172 | NJSRRE1544799870 | Transition Incentive Program | MARLTON | 8053 | 13 | 16.32 | Residential | Yes | Behind the Meter | Net-metered residential rooftop and canopy |  | None | Vivint Solar Developer, LLC | PSE&G | Accepted | 2020-04-06 | 2020-04-09 | 2021-10-30 | Solar Edge | SE3800H-US | Inverters | 3800 |  | 1 |  |  | 0.992 |  | Outdoor | Near the Utility Meter
NJSTRE1545389192 | NJSRRE1544898345 | Transition Incentive Program | Somers Point | 8244 | 19 | 75.08 | Commercial | No | Behind the Meter | Net-metered non-residential rooftop and canopy |  | None | Ameresco | AC Electric | Accepted |  | 2020-04-30 | 2021-10-30 | SolarEdge | SE14.4KUS | Inverters | 14.4 |  | 4 |  |  | 0.975 |  | Outdoor | None
NJSTRE1545389193 | NJSRRE1544708906 | Transition Incentive Program | Irvington | 7111 | 9 | 5.58 | Residential | Yes | Behind the Meter | Behind the Meter |  | None | Sunrun Installation Services, Inc. | PSE&G | Eligible for TI Program | 2020-03-17 | 2020-03-20 | 2021-10-30 | Enphase Energy | IQ7-60-x-US (240V) | Inverters | 240 |  | 18 |  |  | 0.96 |  | Outdoor | Rooftop
NJSTRE1545389202 | NJSRRE1544869590 | Transition Incentive Program | Toms River | 8757 | 18 | 6.46 | Residential | No | Behind the Meter | Net-metered residential rooftop and canopy |  | None | Trinity Solar | JCP&L | Accepted |  | 2020-04-28 | 2021-10-30 | Solar Edge | SE5000 | Inverters | 5000 |  | 1 |  |  | 0.97 |  | Outside | side of home
NJSTRE1545351378 |  | Transition Incentive Program | PLEASANTVILLE | 8232 | 19 | 7.48 | Residential | Yes | Behind the Meter | Net-metered residential rooftop and canopy |  | None | Vivint Solar Developer, LLC | AC Electric | Accepted | 2020-07-28 | 2020-08-07 | 2021-10-30 | Jinko Solar | JKM325M-60HBL | Solar Panels |  | 0.325 | 14 | 206 | 30 |  | Fixed | Roof
NJSTRE1545351378 |  | Transition Incentive Program | PLEASANTVILLE | 8232 | 19 | 7.48 | Residential | Yes | Behind the Meter | Net-metered residential rooftop and canopy |  | None | Vivint Solar Developer, LLC | AC Electric | Accepted | 2020-07-28 | 2020-08-07 | 2021-10-30 | Jinko Solar | JKM325M-60HBL | Solar Panels |  | 0.325 | 9 | 26 | 30 |  | Fixed | Roof
NJSTRE1545351417 |  | Transition Incentive Program | Audubon | 8106 | 14 | 7.15 | Residential | Yes | Behind the Meter | Net-metered residential rooftop and canopy |  | None | Vivint Solar Developer, LLC | PSE&G | Accepted | 2020-07-29 | 2020-08-07 | 2021-10-30 | Jinko Solar | JKM325M-60HBL | Solar Panels |  | 0.325 | 16 | 141 | 34 |  | Fixed | Roof
NJSTRE1545351419 |  | Transition Incentive Program | Lodi | 7644 | 7 | 3.5 | Residential | No | Behind the Meter | Net-metered residential rooftop and canopy |  | None | Pro Custom Solar dba Momentum Solar | PSE&G | Accepted | 2020-07-28 | 2020-08-07 | 2021-10-30 | LG | LG 350N1C-V | Solar Panels |  | 0.35 | 6 | 127 | 26 |  | Fixed | Roof
NJSTRE1545351450 |  | Transition Incentive Program | Woodbridge Township | 7064 | 11 | 8.05 | Residential | Yes | Behind the Meter | Net-metered residential rooftop and canopy |  | None | Pro Custom Solar dba Momentum Solar | PSE&G | Accepted | 2020-07-28 | 2020-08-07 | 2021-10-30 | LG ELECTRONICS | LG 350N1C-V5 | Solar Panels |  | 0.35 | 8 | 270 | 18 |  | Fixed | Roof
NJSTRE1545351452 |  | Transition Incentive Program | MEDFORD TWP | 8055 | 13 | 8.99 | Residential | Yes | Behind the Meter | Net-metered residential rooftop and canopy |  | None | Bright Planet Solar | PSE&G | Accepted | 2020-07-28 | 2020-08-07 | 2021-10-30 | LONGI | LR6-60HPB-310M | Solar Panels |  | 0.31 | 27 | 129 | 30 |  | Fixed | Roof
NJSTRE1545351495 |  | Transition Incentive Program | Swedesboro | 8085 | 15 | 5.73 | Residential | No | Behind the Meter | Net-metered residential rooftop and canopy |  | None | Kaitanna Solar, LLC | AC Electric | Final As-Built Received | 2020-07-29 | 2020-08-07 | 2021-10-30 | Hyundai | 250 | Solar Panels |  | 0.25 | 4 | 220 | 17 |  | Fixed | Roof
NJSTRE1545354443 |  | Transition Incentive Program | Browns mills | 8106 | 14 | 7.82 | Residential | Yes | Behind the Meter | Net-metered residential rooftop and canopy |  | JCPL | Vision Solar LLC | JCP&L | Accepted | 2020-07-28 | 2020-08-07 | 2021-10-30 | HANWHA Q-CELLS | Q.PEAK DUO-G6 340 | Solar Panels |  | 0.34 | 10 | 1 | 15 |  | Fixed | Roof
NJSTRE1545389222 | NJSRRE1544779599 | Transition Incentive Program | EWING | 8638 | 12 | 2.88 | Residential | Yes | Behind the Meter | Net-metered residential rooftop and canopy |  | None | Vivint Solar Developer, LLC | PSE&G | Accepted | 2020-04-01 | 2020-04-09 | 2021-10-30 | SolarEdge | SE3800H-US | Inverters | 3800 |  | 1 |  |  | 0.992 |  | Outdoor | Near the Utility Meter
NJSTRE1545389229 | NJSRRE1544813168 | Transition Incentive Program | Lakewood | 8701 | 18 | 26.86 | Residential | No | Behind the Meter | Net-metered residential rooftop and canopy |  | None | Powerlutions | JCP&L | Accepted |  | 2020-04-14 | 2021-10-30 | Enphase | IQ7-60-2-US | Inverters | 240 |  | 79 |  |  | 0.97 |  | Outdoor | near panel
NJSTRE1545389243 | NJSRRE1544893979 | Transition Incentive Program | Pilesgrove | 8098 | 16 | 5.36 | Residential | Yes | Behind the Meter | Behind the Meter |  | None | Pro Custom Solar dba Momentum Solar | AC Electric | Eligible for TI Program | 2020-04-24 | 2020-04-29 | 2021-10-30 | Enphase Energy | IQ7-60-2-US | Inverters | 240 |  | 16 |  |  | 0.97 |  | Outdoor | Roof
NJSTRE1545351151 |  | Transition Incentive Program | Franklin | 8873 | 5 | 9.76 | Residential | Yes | Behind the Meter | Net-metered residential rooftop and canopy |  | None | Sunrun Installation Services, Inc. | PSE&G | Accepted | 2020-07-28 | 2020-08-07 | 2021-10-30 | LONGi Green Energy Technology Co Ltd | LR6-60HPB-305M | Solar Panels |  | 0.305 | 12 | 326 | 34 |  | Fixed | Roof
NJSTRE1545351209 |  | Transition Incentive Program | OXFORD | 7863 | 2 | 3.84 | Residential | Yes | Behind the Meter | Net-metered residential rooftop and canopy |  | None | Vivint Solar Developer, LLC | JCP&L | Accepted | 2020-08-13 | 2020-08-14 | 2021-10-30 | JINKO SOLAR | JKM320M-60HBL | Solar Panels |  | 0.32 | 2 | 243 | 21 |  | Fixed | Roof
NJSTRE1545351230 |  | Transition Incentive Program | PLEASANTVILLE | 8232 | 19 | 8.84 | Residential | Yes | Behind the Meter | Net-metered residential rooftop and canopy |  | ACE | Vision Solar LLC | AC Electric | Accepted | 2020-07-28 | 2020-08-07 | 2021-10-30 | HANWHA Q-CELLS | Q.PEAK DUO-G6 340 | Solar Panels |  | 0.34 | 8 | 39 | 25 |  | Fixed | Parking Lot
NJSTRE1545351317 |  | Transition Incentive Program | PENNSAUKEN | 8109 | 14 | 10.73 | Residential | Yes | Behind the Meter | Net-metered residential rooftop and canopy |  | None | Vivint Solar Developer, LLC | PSE&G | Accepted | 2020-07-28 | 2020-08-07 | 2021-10-30 | Jinko Solar | JKM325M-60HBL | Solar Panels |  | 0.325 | 21 | 214 | 25 |  | Fixed | Roof
NJSTRE1545351382 |  | Transition Incentive Program | Egg Harbor Township | 8234 | 19 | 24 | Commercial | No | Behind the Meter | Net-metered non-residential rooftop and canopy |  | None | Helios Solar Energy, LLC | AC Electric | Accepted | 2020-07-29 | 2020-08-07 | 2021-10-30 | Axitec | AC-400MH/144S | Solar Panels |  | 0.4 | 60 | 240 | 5 |  | Fixed | Roof | SW-facing roofs
NJSTRE1545351450 |  | Transition Incentive Program | Woodbridge Township | 7064 | 11 | 8.05 | Residential | Yes | Behind the Meter | Net-metered residential rooftop and canopy |  | None | Pro Custom Solar dba Momentum Solar | PSE&G | Accepted | 2020-07-28 | 2020-08-07 | 2021-10-30 | LG ELECTRONICS | LG 350N1C-V5 | Solar Panels |  | 0.35 | 15 | 91 | 18 |  | Fixed | Roof
NJSTRE1545353936 |  | Transition Incentive Program | Carteret | 7008 | 11 | 3.5 | Residential | Yes | Behind the Meter | Net-metered residential rooftop and canopy |  | None | Pro Custom Solar dba Momentum Solar | PSE&G | Accepted | 2020-07-28 | 2020-08-07 | 2021-10-30 | LG | LG 350N1C-V5 | Solar Panels |  | 0.35 | 8 | 114 | 37 |  | Fixed | Roof
NJSTRE1545355361 |  | Transition Incentive Program | Shamong | 8088 | 13 | 14.35 | Residential | Yes | Behind the Meter | Net-metered residential rooftop and canopy |  | None | Pro Custom Solar dba Momentum Solar | AC Electric | Accepted | 2020-07-28 | 2020-08-07 | 2021-10-30 | LG | LG 350N1C-V5 | Solar Panels |  | 0.35 | 13 | 268 | 22 |  | Fixed | Roof
NJSTRE1545355634 |  | Transition Incentive Program | Milford | 8848 | 4 | 17.01 | Residential | No | Behind the Meter | Net-metered residential rooftop and canopy |  | None | Tesla Energy Operations Inc. | JCP&L | Accepted | 2020-07-28 | 2020-08-07 | 2021-10-30 | Tesla | SR60T1 | Solar Panels |  | 0.05847 | 27 | 219 | 23 |  | Fixed | Roof
NJSTRE1545352899 |  | Transition Incentive Program | WOODBRIDGE | 7095 | 11 | 2.38 | Residential | Yes | Behind the Meter | Net-metered residential rooftop and canopy |  | PSEG | Vision Solar LLC | PSE&G | Accepted | 2020-07-28 | 2020-08-07 | 2021-10-30 | HANWHA Q-CELLS | Q.PEAK DUO-G6 340 | Solar Panels |  | 0.34 | 7 | 206 | 35 |  | Fixed | Roof
NJSTRE1545354443 |  | Transition Incentive Program | Browns mills | 8106 | 14 | 7.82 | Residential | Yes | Behind the Meter | Net-metered residential rooftop and canopy |  | JCPL | Vision Solar LLC | JCP&L | Accepted | 2020-07-28 | 2020-08-07 | 2021-10-30 | HANWHA Q-CELLS | Q.PEAK DUO-G6 340 | Solar Panels |  | 0.34 | 13 | 181 | 15 |  | Fixed | Roof
NJSTRE1545354834 |  | Transition Incentive Program | Swedesboro | 8085 | 15 | 11.45 | Residential | Yes | Behind the Meter | Net-metered residential rooftop and canopy |  | None | Seabright Solar | AC Electric | Accepted | 2020-07-29 | 2020-08-07 | 2021-10-30 | Sunpower | SPR-E20-327 | Solar Panels |  | 0.327 | 12 | 131 | 25 |  | Fixed | Roof
NJSTRE1545355361 |  | Transition Incentive Program | Shamong | 8088 | 13 | 14.35 | Residential | Yes | Behind the Meter | Net-metered residential rooftop and canopy |  | None | Pro Custom Solar dba Momentum Solar | AC Electric | Accepted | 2020-07-28 | 2020-08-07 | 2021-10-30 | LG | LG 350N1C-V5 | Solar Panels |  | 0.35 | 9 | 178 | 22 |  | Fixed | Roof
NJSTRE1545355435 |  | Transition Incentive Program | Hackensack | 7601 | 7 | 9.18 | Residential | Yes | Behind the Meter | Net-metered residential rooftop and canopy |  | PSEG | Vision Solar LLC | PSE&G | Accepted | 2020-07-28 | 2020-08-07 | 2021-10-30 | HANWHA Q-CELLS | Q.PEAK DUO-G6 340 | Solar Panels |  | 0.34 | 13 | 38 | 19 |  | Fixed | Roof
NJSTRE1545355448 |  | Transition Incentive Program | Garfield | 7026 | 7 | 4.08 | Residential | Yes | Behind the Meter | Net-metered residential rooftop and canopy |  | PSEG | Vision Solar LLC | PSE&G | Accepted | 2020-07-28 | 2020-08-07 | 2021-10-30 | HANWHA Q-CELLS | Q.PEAK DUO-G6 340 | Solar Panels |  | 0.34 | 12 | 213 | 26 |  | Fixed | Roof
NJSTRE1545355506 |  | Transition Incentive Program | SOUTH BRUNSWICK TWP | 8824 | 11 | 7.75 | Residential | Yes | Behind the Meter | Net-metered residential rooftop and canopy |  | None | Bright Planet Solar | PSE&G | Accepted | 2020-07-29 | 2020-08-07 | 2021-10-30 | LONGI | LR6-60HPB-310M | Solar Panels |  | 0.31 | 25 | 155 | 18 |  | Fixed | Roof
NJSTRE1545355648 |  | Transition Incentive Program | Blairstown | 7825 | 2 | 12.4 | Residential | No | Behind the Meter | Net-metered residential rooftop and canopy |  | None | Tesla Energy Operations Inc. | JCP&L | Accepted | 2020-07-28 | 2020-08-07 | 2021-10-30 | Tesla | SR60T1 | Solar Panels |  | 0.05847 | 30 | 178 | 34 |  | Fixed | Roof
NJSTRE1545359513 |  | Transition Incentive Program | Pitman | 8071 | 15 | 11.03 | Residential | No | Behind the Meter | Net-metered residential rooftop and canopy |  | None | Suntuity Solar LLC | AC Electric | Accepted | 2020-08-05 | 2020-08-07 | 2021-10-30 | Longi | LR6-60HPB-315M | Solar Panels |  | 0.315 | 4 | 143 | 27 |  | Fixed | Roof
NJSTRE1545359527 |  | Transition Incentive Program | NEWFIELD | 8344 | 15 | 4.48 | Residential | Yes | Behind the Meter | Net-metered residential rooftop and canopy |  | None | Trinity Solar | AC Electric | Accepted | 2020-07-29 | 2020-08-07 | 2021-10-30 | HANWHA | Q.PEAK DUO BLK-G5 320 | Solar Panels |  | 0.32 | 4 | 75 | 40 |  | Fixed | Roof
NJSTRE1545359538 |  | Transition Incentive Program | Union | 7083 | 10 | 1.7 | Residential | Yes | Behind the Meter | Net-metered residential rooftop and canopy |  | PSEG | Vision Solar LLC | PSE&G | Accepted | 2020-07-29 | 2020-08-07 | 2021-10-30 | HANWHA Q-CELLS | Q.PEAK DUO-G6 340 | Solar Panels |  | 0.34 | 3 | 219 | 20 |  | Fixed | Roof
NJSTRE1545359583 |  | Transition Incentive Program | Bergenfield | 7621 | 7 | 7.35 | Residential | Yes | Behind the Meter | Net-metered residential rooftop and canopy |  | None | Pro Custom Solar dba Momentum Solar | PSE&G | Accepted | 2020-07-29 | 2020-08-07 | 2021-10-30 | LG | LG350N1C-V5 | Solar Panels |  | 0.35 | 7 | 176 | 11 |  | Fixed | Roof
NJSTRE1545359615 |  | Transition Incentive Program | Southampton | 8088 | 13 | 9.6 | Residential | No | Behind the Meter | Net-metered residential rooftop and canopy |  | None | Posigen NJ LLC | JCP&L | Accepted | 2020-07-29 | 2020-08-07 | 2021-10-30 | Hanwha Q-Cells | Q.PEAK DUO-G5 320 | Solar Panels |  | 0.32 | 30 | 168348 | 26 |  | Fixed | Roof
NJSTRE1545389140 | NJSRRE1544776369 | Transition Incentive Program | Woodstown | 8098 | 16 | 6.4 | Residential | Yes | Behind the Meter | Net-metered residential rooftop and canopy |  | None | SunPower Corporation, Systems | AC Electric | Accepted |  | 2020-04-09 | 2021-10-30 | SUNPOWER | SPR-A400-G-AC | Inverters | 349 |  | 16 |  |  | 0.97 |  | Other | under each panel
NJSTRE1545389145 | NJSRRE1544760234 | Transition Incentive Program | Egg Harbor Township | 8234 | 19 | 6.8 | Residential | No | Behind the Meter | Behind the Meter |  | None | Trinity Solar | AC Electric | Eligible for TI Program | 2020-03-24 | 2020-03-27 | 2021-10-30 | Solar Edge | SE6000 | Inverters | 6000 |  | 1 |  |  | 0.97 |  | Outside | side of home
NJSTRE1545389150 | NJSRRE1544582275 | Transition Incentive Program | Pine Hill | 8021 | 14 | 8.51 | Residential | No | Behind the Meter | Behind the Meter |  | None | All Season Solar | AC Electric | Eligible for TI Program | 2020-03-03 | 2020-03-06 | 2021-10-30 | Enphase | IQ7 | Inverters | 240 |  | 27 |  |  | 0.97 |  | Outdoor | Under Module
NJSTRE1545389156 | NJSRRE1544790974 | Transition Incentive Program | Woodbury Heights | 8097 | 15 | 8.84 | Residential | No | Behind the Meter | Net-metered residential rooftop and canopy |  | None | Trinity Solar | PSE&G | Final As-Built Received | 2020-04-02 | 2020-04-09 | 2021-10-30 | SOLAR EDGE | SE7600 | Inverters | 7600 |  | 1 |  |  | 0.97 |  | Outside | SIDE OF HOME
NJSTRE1545389160 | NJSRRE1544559933 | Transition Incentive Program | Blairstown | 7825 | 2 | 3.45 | Residential | Yes | Behind the Meter | Behind the Meter |  | None | Sunrun Installation Services, Inc. | JCP&L | Eligible for TI Program | 2020-03-01 | 2020-03-04 | 2021-10-30 | SolarEdge Technologies | SE3800A-USS2RGM | Inverters | 3800 |  | 1 |  |  | 0.96 |  | Outdoor | Next To Meter
NJSTRE1545389161 | NJSRRE1544867006 | Transition Incentive Program | Wayne | 7470 | 6 | 14.7 | Residential | No | Behind the Meter | Net-metered residential rooftop and canopy |  | None | Green Power Energy | PSE&G | Accepted | 2020-04-21 | 2020-04-27 | 2021-10-30 | Enphase Energy | IQ7PLUS-72-2-US | Inverters | 290 |  | 42 |  |  | 0.97 |  | Outside | next to meter
NJSTRE1545351487 |  | Transition Incentive Program | Sea Isle City | 8243 | 21 | 2.38 | Residential | Yes | Behind the Meter | Net-metered residential rooftop and canopy |  | None | Trinity Solar | AC Electric | Accepted | 2020-07-28 | 2020-08-07 | 2021-10-30 | Hanwha 340 | Q.PEAK DUO BLK-G6 340 | Solar Panels |  | 0.34 | 4 | 21 | 5 |  | Fixed | Roof
NJSTRE1545351491 |  | Transition Incentive Program | Hamilton Township | 8619 | 12 | 11.55 | Residential | Yes | Behind the Meter | Net-metered residential rooftop and canopy |  | None | Pro Custom Solar dba Momentum Solar | PSE&G | Accepted | 2020-07-28 | 2020-08-07 | 2021-10-30 | LG ELECTRONIC | LG 350N1C-V5 | Solar Panels |  | 0.35 | 16 | 172 | 23 |  | Fixed | Roof
NJSTRE1545354834 |  | Transition Incentive Program | Swedesboro | 8085 | 15 | 11.45 | Residential | Yes | Behind the Meter | Net-metered residential rooftop and canopy |  | None | Seabright Solar | AC Electric | Accepted | 2020-07-29 | 2020-08-07 | 2021-10-30 | Sunpower | SPR-E20-327 | Solar Panels |  | 0.327 | 6 | 131 | 25 |  | Fixed | Roof
NJSTRE1545354834 |  | Transition Incentive Program | Swedesboro | 8085 | 15 | 11.45 | Residential | Yes | Behind the Meter | Net-metered residential rooftop and canopy |  | None | Seabright Solar | AC Electric | Accepted | 2020-07-29 | 2020-08-07 | 2021-10-30 | Sunpower | SPR-E20-327 | Solar Panels |  | 0.327 | 17 | 311 | 25 |  | Fixed | Roof
NJSTRE1545355380 |  | Transition Incentive Program | South Brunswick | 8824 | 11 | 9.38 | Residential | No | Behind the Meter | Net-metered residential rooftop and canopy |  | None | Public Service Solar | PSE&G | Accepted | 2020-07-28 | 2020-08-07 | 2021-10-30 | LG | N1K-V5 | Solar Panels |  | 0.335 | 3 | 288 | 30 |  | Fixed | Roof
NJSTRE1545355361 |  | Transition Incentive Program | Shamong | 8088 | 13 | 14.35 | Residential | Yes | Behind the Meter | Net-metered residential rooftop and canopy |  | None | Pro Custom Solar dba Momentum Solar | AC Electric | Accepted | 2020-07-28 | 2020-08-07 | 2021-10-30 | LG | LG 350N1C-V5 | Solar Panels |  | 0.35 | 16 | 88 | 23 |  | Fixed | Roof
NJSTRE1545355444 |  | Transition Incentive Program | Marlboro | 7746 | 17 | 9 | Residential | No | Behind the Meter | Net-metered residential rooftop and canopy |  | None | Seabright Solar | JCP&L | Accepted | 2020-07-31 | 2020-08-07 | 2021-10-30 | Sunpower | SPR-X22-360 | Solar Panels |  | 0.36 | 2 | 78 | 40 |  | Fixed | Roof
NJSTRE1545351093 |  | Transition Incentive Program | Howell | 7731 | 17 | 12.95 | Residential | No | Behind the Meter | Net-metered residential rooftop and canopy |  | None | Whitman Construction, LLC | JCP&L | Accepted | 2020-07-28 | 2020-07-30 | 2021-07-30 | solaria Power | XT-370R-PD | Solar Panels |  | 0.37 | 6 | 238 | 20 |  | Fixed | Roof
NJSTRE1545351093 |  | Transition Incentive Program | Howell | 7731 | 17 | 12.95 | Residential | No | Behind the Meter | Net-metered residential rooftop and canopy |  | None | Whitman Construction, LLC | JCP&L | Accepted | 2020-07-28 | 2020-07-30 | 2021-07-30 | solaria power | XT-370R-PD | Solar Panels |  | 0.37 | 2 | 58 | 19 |  | Fixed | Roof
NJSTRE1545351108 |  | Transition Incentive Program | SOUTHAMPTON | 8088 | 13 | 5.1 | Residential | Yes | Behind the Meter | Net-metered residential rooftop and canopy |  | PSEG | Vision Solar LLC | PSE&G | Accepted | 2020-07-28 | 2020-07-30 | 2021-07-30 | HANWHA Q-CELLS | Q.PEAK DUO-G6 340 | Solar Panels |  | 0.34 | 8 | 86 | 24 |  | Fixed | Roof
NJSTRE1545351124 |  | Transition Incentive Program | PRINCETON | 8540 | 12 | 2.04 | Residential | Yes | Behind the Meter | Net-metered residential rooftop and canopy |  | PSEG | Vision Solar LLC | PSE&G | Accepted | 2020-07-28 | 2020-08-07 | 2021-10-30 | HANWHA Q-CELLS | Q.PEAK DUO-G6 340 | Solar Panels |  | 0.34 | 3 | 207 | 28 |  | Fixed | Roof
NJSTRE1545351191 |  | Transition Incentive Program | WILDWOOD | 8260 | 21 | 5.78 | Residential | Yes | Behind the Meter | Net-metered residential rooftop and canopy |  | ACE | Vision Solar LLC | AC Electric | Accepted | 2020-07-28 | 2020-08-07 | 2021-10-30 | HANWHA Q-CELLS | Q.PEAK DUO-G6 340 | Solar Panels |  | 0.34 | 2 | 223 | 35 |  | Fixed | Roof
NJSTRE1545351230 |  | Transition Incentive Program | PLEASANTVILLE | 8232 | 19 | 8.84 | Residential | Yes | Behind the Meter | Net-metered residential rooftop and canopy |  | ACE | Vision Solar LLC | AC Electric | Accepted | 2020-07-28 | 2020-08-07 | 2021-10-30 | HANWHA Q-CELLS | Q.PEAK DUO-G6 340 | Solar Panels |  | 0.34 | 10 | 219 | 25 |  | Fixed | Roof
NJSTRE1545351240 |  | Transition Incentive Program | Belleville | 7109 | 9 | 8.64 | Residential | Yes | Behind the Meter | Net-metered residential rooftop and canopy |  | None | Trinity Solar | PSE&G | Final As-Built Received | 2020-07-28 | 2020-08-07 | 2021-10-30 | Hanwha | Q.PEAK DUO BLK-G5 320 | Solar Panels |  | 0.32 | 12 | 125 | 18 |  | Fixed | Roof
NJSTRE1545351297 |  | Transition Incentive Program | MANALAPAN | 7726 | 17 | 18.59 | Residential | No | Behind the Meter | Net-metered residential rooftop and canopy |  | None | Infinity Solar Systems | JCP&L | Accepted | 2020-07-28 | 2020-08-07 | 2021-10-30 | HANWHA | Q.PEAK DUO BLK-G5 315 | Solar Panels |  | 0.315 | 25 | 341 | 20 |  | Fixed | Roof
NJSTRE1545351307 |  | Transition Incentive Program | Passaic | 7055 | 6 | 5.78 | Residential | Yes | Behind the Meter | Net-metered residential rooftop and canopy |  | None | Trinity Solar | PSE&G | Accepted | 2020-07-28 | 2020-08-07 | 2021-10-30 | Hanwha | Q.PEAK DUO BLK-G6 340 | Solar Panels |  | 0.34 | 9 | 252 | 43 |  | Fixed | Roof
NJSTRE1545351348 |  | Transition Incentive Program | Newtonville | 8346 | 19 | 8.16 | Residential | Yes | Behind the Meter | Net-metered residential rooftop and canopy |  | None | Trinity Solar | AC Electric | Final As-Built Received | 2020-07-28 | 2020-08-19 | 2021-10-30 | HANWHA | Q.PEAK DUO BLK-G6 340 | Solar Panels |  | 0.34 | 24 | 221 | 18 |  | Fixed | Roof
NJSTRE1545351394 |  | Transition Incentive Program | Franklin Township | 8873 | 5 | 5.25 | Residential | Yes | Behind the Meter | Net-metered residential rooftop and canopy |  | None | Pro Custom Solar dba Momentum Solar | PSE&G | Accepted | 2020-07-28 | 2020-08-07 | 2021-10-30 | LG ELECTRONICS | LG 350N1C-V5 | Solar Panels |  | 0.35 | 15 | 128 | 18 |  | Fixed | Roof
NJSTRE1545354384 |  | Transition Incentive Program | Westampton | 8060 | 13 | 7.7 | Residential | Yes | Behind the Meter | Net-metered residential rooftop and canopy |  | None | Pro Custom Solar dba Momentum Solar | PSE&G | Accepted | 2020-07-28 | 2020-08-07 | 2021-10-30 | LG ELECTRONICS | LG 350N1C-V5 | Solar Panels |  | 0.35 | 13 | 286 | 17 |  | Fixed | Roof
NJSTRE1545355363 |  | Transition Incentive Program | Maple Shade | 8052 | 13 | 3.4 | Residential | Yes | Behind the Meter | Net-metered residential rooftop and canopy |  | PSEG | Vision Solar LLC | PSE&G | Accepted | 2020-07-28 | 2020-08-07 | 2021-10-30 | HANWHA Q-CELLS | Q.PEAK DUO-G6 340 | Solar Panels |  | 0.34 | 6 | 172 | 30 |  | Fixed | Roof
NJSTRE1545355456 |  | Transition Incentive Program | Jackson | 8527 | 18 | 5.25 | Residential | Yes | Behind the Meter | Net-metered residential rooftop and canopy |  | None | Pro Custom Solar dba Momentum Solar | JCP&L | Accepted | 2020-07-28 | 2020-08-07 | 2021-10-30 | LG | LG 350N1c-V5 | Solar Panels |  | 0.35 | 6 | 268 | 28 |  | Fixed | Roof
NJSTRE1545355469 |  | Transition Incentive Program | Swedesboro | 8085 | 15 | 13.41 | Residential | Yes | Behind the Meter | Net-metered residential rooftop and canopy |  | None | Seabright Solar | AC Electric | Accepted | 2020-08-04 | 2020-08-07 | 2021-10-30 | Sunpower | SPR-E20-327 | Solar Panels |  | 0.327 | 19 | 18 | 14 |  | Fixed | Roof
NJSTRE1545359513 |  | Transition Incentive Program | Pitman | 8071 | 15 | 11.03 | Residential | No | Behind the Meter | Net-metered residential rooftop and canopy |  | None | Suntuity Solar LLC | AC Electric | Accepted | 2020-08-05 | 2020-08-07 | 2021-10-30 | Longi | LR6-60HPB-315M | Solar Panels |  | 0.315 | 20 | 143 | 11 |  | Fixed | Roof
NJSTRE1545359558 |  | Transition Incentive Program | Newark | 7112 | 9 | 2.38 | Residential | No | Behind the Meter | Net-metered residential rooftop and canopy |  | PSEG | Vision Solar LLC | PSE&G | Accepted | 2020-07-29 | 2020-08-07 | 2021-10-30 | HANWHA Q-CELLS | Q.PEAK DUO-G6 340 | Solar Panels |  | 0.34 | 3 | 123 | 20 |  | Fixed | Roof
NJSTRE1545359588 |  | Transition Incentive Program | Teaneck | 7666 | 7 | 5.44 | Residential | No | Behind the Meter | Net-metered residential rooftop and canopy |  | PSEG | Vision Solar LLC | PSE&G | Accepted | 2020-07-29 | 2020-08-07 | 2021-10-30 | HANWHA Q-CELLS | Q.PEAK DUO-G6 340 | Solar Panels |  | 0.34 | 1 | 116 | 5 |  | Fixed | Roof
NJSTRE1545359602 |  | Transition Incentive Program | Leonia | 7605 | 7 | 3.74 | Residential | Yes | Behind the Meter | Net-metered residential rooftop and canopy |  | PSEG | Vision Solar LLC | PSE&G | Accepted | 2020-07-29 | 2020-08-07 | 2021-10-30 | HANWHA Q-CELLS | Q.PEAK DUO-G6 340 | Solar Panels |  | 0.34 | 5 | 126 | 12 |  | Fixed | Roof
NJSTRE1545359610 |  | Transition Incentive Program | Edison | 8817 | 11 | 9.38 | Residential | Yes | Behind the Meter | Net-metered residential rooftop and canopy |  | None | Trinity Solar | PSE&G | Accepted | 2020-07-29 | 2020-08-07 | 2021-10-30 | Hanwha | Q.PEAK DUO BLK-G6 335 | Solar Panels |  | 0.335 | 10 | 96 | 40 |  | Fixed | Roof
NJSTRE1545359622 |  | Transition Incentive Program | Southampton | 8088 | 13 | 3.84 | Residential | No | Behind the Meter | Net-metered residential rooftop and canopy |  | None | Posigen NJ LLC | JCP&L | Accepted | 2020-07-29 | 2020-08-07 | 2021-10-30 | Hanwha Q-Cells | Q.PEAK DUO-G5 320 | Solar Panels |  | 0.32 | 12 | 168 | 26 |  | Fixed | Roof
NJSTRE1545359767 |  | Transition Incentive Program | National Park | 8086 | 15 | 11.47 | Residential | No | Behind the Meter | Net-metered residential rooftop and canopy |  | None | Whitman Construction, LLC | PSE&G | Accepted | 2020-08-03 | 2020-08-07 | 2021-10-30 | Solaria Power | XT-370R-PD | Solar Panels |  | 0.37 | 15 | 209 | 17 |  | Fixed | Roof
NJSTRE1545359767 |  | Transition Incentive Program | National Park | 8086 | 15 | 11.47 | Residential | No | Behind the Meter | Net-metered residential rooftop and canopy |  | None | Whitman Construction, LLC | PSE&G | Accepted | 2020-08-03 | 2020-08-07 | 2021-10-30 | Solaria Power | XT-370R-PD | Solar Panels |  | 0.37 | 8 | 120 | 12 |  | Fixed | Roof
NJSTRE1545359715 |  | Transition Incentive Program | Vineland | 8360 | 20 | 5.5 | Residential | No | Behind the Meter | Net-metered residential rooftop and canopy |  | None | Kaitanna Solar, LLC | Vineland Muni Electric | Final As-Built Received | 2020-08-10 | 2020-08-11 | 2021-10-30 | Axitex | AC-250M | Solar Panels |  | 0.25 | 12 | 182 | 20 |  | Fixed | Roof
NJSTRE1545363476 |  | Transition Incentive Program | Egg Harbor City | 8215 | 19 | 5.89 | Residential | Yes | Behind the Meter | Net-metered residential rooftop and canopy |  | None | Ad Energy | AC Electric | Accepted | 2020-07-29 | 2020-08-07 | 2021-10-30 | SunPower | SPR-E20-327-E-AC | Solar Panels |  | 0.327 | 18 | 177 | 27 |  | Fixed | Roof
NJSTRE1545363492 |  | Transition Incentive Program | Westfield | 7090 | 10 | 8.71 | Residential | Yes | Behind the Meter | Net-metered residential rooftop and canopy |  | None | Trinity Solar | PSE&G | Accepted | 2020-07-29 | 2020-08-07 | 2021-10-30 | Hanwha 335 | Q.PEAK DUO BLK-G6 335 | Solar Panels |  | 0.335 | 9 | 35 | 18 |  | Fixed | Roof
NJSTRE1545387194 | NJSRRE1544413185 | Transition Incentive Program | Villas | 8251 | 21 | 10.4 | Residential | Yes | Behind the Meter | Net-metered residential rooftop and canopy |  | None | Vision Solar LLC | AC Electric | Accepted | 2020-02-06 | 2020-02-10 | 2021-10-30 | enphase | iq7-60-2-us | Inverters | 0.25 |  | 33 |  |  | 0.96 |  | Other | behind panels
NJSTRE1545387200 | NJSRRE1544456565 | Transition Incentive Program | Sicklerville | 8081 | 14 | 7.36 | Residential | Yes | Behind the Meter | Net-metered residential rooftop and canopy |  | None | Vivint Solar Developer, LLC | AC Electric | Accepted | 2020-02-17 | 2020-02-18 | 2021-10-30 | SolarEdge | SE7600H-US | Inverters | 7600 |  | 1 |  |  | 0.992 |  | Outdoor | Near the utility meter
NJSTRE1545387203 | NJSRRE1544354956 | Transition Incentive Program | Gibbsboro | 8026 | 14 | 7.25 | Residential | Yes | Behind the Meter | Net-metered residential rooftop and canopy |  | None | Vivint Solar Developer, LLC | AC Electric | Accepted | 2020-02-05 | 2020-02-07 | 2021-10-30 | SolarEdge | SE7600H-US | Inverters | 7600 |  | 1 |  |  | 0.992 |  | Outdoor | Near the utility meter
NJSTRE1545387208 | NJSRRE1544441250 | Transition Incentive Program | East Orange | 7018 | 9 | 4.03 | Residential | Yes | Behind the Meter | Behind the Meter |  | None | Sunrun Installation Services, Inc. | PSE&G | Eligible for TI Program | 2020-02-12 | 2020-02-17 | 2021-10-30 | Delta Electronics | M4-TL-US | Inverters | 3840 |  | 1 |  |  | 0.96 |  | Outdoor | Next To Meter
NJSTRE1545387212 | NJSRRE1544354794 | Transition Incentive Program | Toms River | 8753 | 18 | 7.25 | Residential | Yes | Behind the Meter | Behind the Meter |  | None | Trinity Solar | JCP&L | Eligible for TI Program | 2020-02-05 | 2020-02-11 | 2021-10-30 | SOLAR EDGE | SE6000H-US | Inverters | 6000 |  | 1 |  |  | 0.97 |  | Outside | SIDE OF HOME
NJSTRE1545387215 | NJSRRE1544442533 | Transition Incentive Program | Barrington | 8007 | 14 | 11.03 | Residential | Yes | Behind the Meter | Net-metered residential rooftop and canopy |  | None | Suntuity Solar LLC | PSE&G | Accepted | 2020-02-13 | 2020-02-18 | 2021-10-30 | Enphase Energy | IQ7-60-2-US | Inverters | 240 |  | 35 |  |  | 0.97 |  | Outdoor | Behind the PV Modules
NJSTRE1545387225 | NJSRRE1543442835 | Transition Incentive Program | Barnegat | 8005 | 18 | 12.6 | Residential | Yes | Behind the Meter | Net-metered residential rooftop and canopy |  | None | Vivint Solar Developer, LLC | AC Electric | Accepted | 2019-11-26 | 2019-11-27 | 2021-10-30 | Solar Edge | SE10000H-US | Inverters | 10000 |  | 1 |  |  | 0.992 |  | Outdoor | Near the utility meter
NJSTRE1545387239 | NJSRRE1543460403 | Transition Incentive Program | Berkeley Heights | 7922 | 10 | 136.88 | Commercial | No | Behind the Meter | Behind the Meter |  | None | SunCycle Energy | JCP&L | Eligible for TI Program | 2019-12-03 | 2019-12-04 | 2021-10-30 | Solar Edge | SE43.2KUS | Inverters | 43200 |  | 3 |  |  | 0.98 |  | Outdoor | Side of building
NJSTRE1545387243 | NJSRRE1544543653 | Transition Incentive Program | Morris Plains | 7950 | 3 | 6.82 | Residential | Yes | Behind the Meter | Behind the Meter |  | None | Sunrun Installation Services, Inc. | JCP&L | Eligible for TI Program | 2020-02-26 | 2020-03-02 | 2021-10-30 | Enphase Energy | IQ7-60-x-US (240V) | Inverters | 240 |  | 22 |  |  | 0.96 |  | Outdoor | Rooftop
NJSTRE1545387249 | NJSRRE1543488874 | Transition Incentive Program | Morganville | 7751 | 17 | 11.39 | Residential | No | Behind the Meter | Net-metered residential rooftop and canopy |  | None | Morgan Associates and Consulting LLC | JCP&L | Accepted |  | 2019-12-18 | 2021-10-30 | Enphase | IQ6 | Inverters | 0.3 |  | 34 |  |  | 0.98 |  | Outdoor | roof
NJSTRE1545387270 | NJSRRE1544519853 | Transition Incentive Program | Riverside | 8075 | 13 | 4.8 | Residential | Yes | Behind the Meter | Net-metered residential rooftop and canopy |  | None | Vivint Solar Developer, LLC | PSE&G | Accepted | 2020-02-22 | 2020-02-25 | 2021-10-30 | Solar Edge | SE3800H-US | Inverters | 3800 |  | 1 |  |  | 0.992 |  | Outdoor | Near the Utility Meter
NJSTRE1545387277 | NJSRRE1543651776 | Transition Incentive Program | Union | 7083 | 10 | 8.4 | Residential | Yes | Behind the Meter | Behind the Meter |  | None | Pro Custom Solar dba Momentum Solar | PSE&G | Eligible for TI Program | 2019-12-23 | 2019-12-27 | 2021-10-30 | Enphase Energy | IQ7PLUS-72-2-US | Inverters | 295 |  | 24 |  |  | 0.97 |  | Outdoor | Roof
NJSTRE1545389037 | NJSRRE1544630774 | Transition Incentive Program | Mountainside | 7092 | 10 | 12.71 | Residential | No | Behind the Meter | Behind the Meter |  | None | Sunrun Installation Services, Inc. | PSE&G | Eligible for TI Program | 2020-03-12 | 2020-03-17 | 2021-10-30 | Enphase Energy | IQ7-60-x-US (240V) | Inverters | 240 |  | 41 |  |  | 0.96 |  | Outdoor | Rooftop
NJSTRE1545389043 | NJSRRE1544813189 | Transition Incentive Program | HURFFVILLE | 8080 | 15 | 19.84 | Residential | Yes | Behind the Meter | Behind the Meter |  | None | Sunrun Installation Services, Inc. | AC Electric | Eligible for TI Program | 2020-04-08 | 2020-04-14 | 2021-10-30 | Enphase Energy | IQ7-60-x-US (240V) | Inverters | 240 |  | 64 |  |  | 0.96 |  | Outdoor | Rooftop
NJSTRE1545389052 | NJSRRE1544768882 | Transition Incentive Program | Paterson | 7513 | 6 | 5.04 | Residential | No | Behind the Meter | Behind the Meter |  | None | Trinity Solar | PSE&G | Eligible for TI Program | 2020-03-27 | 2020-04-01 | 2021-10-30 | Solar Edge | SE3800 | Inverters | 3800 |  | 1 |  |  | 0.97 |  | Outside | side of home
NJSTRE1545389065 | NJSRRE1544903601 | Transition Incentive Program | Paterson City | 7514 | 6 | 6.82 | Residential | Yes | Behind the Meter | Net-metered residential rooftop and canopy |  | None | Bright Planet Solar | PSE&G | Accepted |  | 2020-04-30 | 2021-10-30 | SOLAR EDGE | SE6000H-USRGM | Inverters | 6000 |  | 1 |  |  | 0.98 |  | Outdoor | OUTSIDE
NJSTRE1545389077 | NJSRRE1544562296 | Transition Incentive Program | Burlington TWP | 8016 | 13 | 11.03 | Residential | No | Behind the Meter | Behind the Meter |  | None | 1st Light Energy Inc | PSE&G | Eligible for TI Program | 2020-03-02 | 2020-03-05 | 2021-10-30 | SMA | SB 3.8-1SP-US-41 (240V) | Inverters | 3800 |  | 1 |  |  | 0.97 |  | Outside | within 10 feet of meter
NJSTRE1545389077 | NJSRRE1544562296 | Transition Incentive Program | Burlington TWP | 8016 | 13 | 11.03 | Residential | No | Behind the Meter | Behind the Meter |  | None | 1st Light Energy Inc | PSE&G | Eligible for TI Program | 2020-03-02 | 2020-03-05 | 2021-10-30 | SMA | SB 5.0-1SP-US-41 (240V) | Inverters | 5000 |  | 1 |  |  | 0.97 |  | Outside | within 10 feet of meter
NJSTRE1545389086 | NJSRRE1544724247 | Transition Incentive Program | Tuckerton | 8087 | 18 | 9.18 | Residential | Yes | Behind the Meter | Net-metered residential rooftop and canopy |  | None | Trinity Solar | AC Electric | Accepted | 2020-03-19 | 2020-03-24 | 2021-10-30 | Solar Edge | SE7600 | Inverters | 7600 |  | 1 |  |  | 0.97 |  | Outside | side of home
NJSTRE1545389092 | NJSRRE1544708433 | Transition Incentive Program | Brick | 8723 | 18 | 11.52 | Residential | Yes | Behind the Meter | Net-metered residential rooftop and canopy |  | None | Vivint Solar Developer, LLC | JCP&L | Accepted | 2020-03-19 | 2020-03-20 | 2021-10-30 | SolarEdge | SE7600H-US | Inverters | 7600 |  | 1 |  |  | 0.992 |  | Outdoor | Near the utility meter
NJSTRE1545389098 | NJSRRE1544776394 | Transition Incentive Program | E BRUNSWICK | 8816 | 11 | 2.56 | Residential | Yes | Behind the Meter | Net-metered residential rooftop and canopy |  | None | Vivint Solar Developer, LLC | PSE&G | Accepted | 2020-03-31 | 2020-04-09 | 2021-10-30 | SolarEdge | SE3800H-US | Inverters | 3800 |  | 1 |  |  | 0.992 |  | Outdoor | Near the Utility Meter
NJSTRE1545389102 | NJSRRE1544849502 | Transition Incentive Program | Ramsey | 7446 | 7 | 8.19 | Residential | No | Behind the Meter | Net-metered residential rooftop and canopy |  | None | Suntuity Solar LLC | Orange Rockland Electric | Accepted | 2020-04-16 | 2020-04-23 | 2021-10-30 | Enphase Energy | IQ7-60-2-US | Inverters | 240 |  | 26 |  |  | 0.97 |  | Outdoor | Behind the PV Modules
NJSTRE1545389114 | NJSRRE1544794905 | Transition Incentive Program | Edison TWP | 8817 | 11 | 8.38 | Residential | Yes | Behind the Meter | Net-metered residential rooftop and canopy |  | None | Vision Solar LLC | PSE&G | Accepted | 2020-04-02 | 2020-04-09 | 2021-10-30 | enphase | iq7-60-2-us | Inverters | 0.25 |  | 25 |  |  | 0.96 |  | Other | behind panels
NJSTRE1545389133 | NJSRRE1544767221 | Transition Incentive Program | Long Valley | 7853 | 3 | 11.34 | Residential | Yes | Behind the Meter | Net-metered residential rooftop and canopy |  | None | Tesla Energy Operations Inc | JCP&L | Accepted | 2020-03-26 | 2020-03-31 | 2021-10-30 | Delta Electronics | M10-TL-US [240V] | Inverters | 9600 |  | 1 |  |  | 0.975 |  | Outdoor | Outdoor
NJSTRE1545387298 | NJSRRE1544215753 | Transition Incentive Program | SWEDESBORO | 8085 | 15 | 5.99 | Residential | Yes | Behind the Meter | Net-metered residential rooftop and canopy |  | None | Vivint Solar Developer, LLC | AC Electric | Accepted | 2020-01-23 | 2020-01-28 | 2021-10-30 | SolarEdge | SE7600H-US | Inverters | 7600 |  | 1 |  |  | 0.992 |  | Outdoor | Near the utility meter
NJSTRE1545387300 | NJSRRE1544442776 | Transition Incentive Program | PENNINGTON | 8534 | 12 | 5.36 | Residential | No | Behind the Meter | Net-metered residential rooftop and canopy |  | None | Vivint Solar Developer, LLC | PSE&G | Accepted | 2020-02-17 | 2020-02-18 | 2021-10-30 | SOLAREDGE | SE3800H-US | Inverters | 3800 |  | 1 |  |  | 0.992 |  | Outdoor | Near the Utility Meter
NJSTRE1545387305 | NJSRRE1544414642 | Transition Incentive Program | BURLINGTON | 8016 | 13 | 7.36 | Residential | Yes | Behind the Meter | Net-metered residential rooftop and canopy |  | None | Vivint Solar Developer, LLC | PSE&G | Accepted | 2020-02-06 | 2020-02-11 | 2021-10-30 | SolarEdge | SE7600H-US | Inverters | 7600 |  | 1 |  |  | 0.992 |  | Outdoor | Near the utility meter
NJSTRE1545387307 | NJSRRE1544431005 | Transition Incentive Program | Paulsboro | 8066 | 15 | 9.15 | Residential | No | Behind the Meter | Net-metered residential rooftop and canopy |  | None | Bright Planet Solar | AC Electric | Accepted |  | 2020-02-13 | 2021-10-30 | Solar Edge | SE7600H-USRGM | Inverters | 7600 |  | 1 |  |  | 0.98 |  | Outdoor | Next to meter
NJSTRE1545387310 | NJSRRE1543880407 | Transition Incentive Program | Union | 7083 | 10 | 5.76 | Residential | Yes | Behind the Meter | Behind the Meter |  | None | Sunrun Installation Services, Inc. | PSE&G | Eligible for TI Program | 2020-01-02 | 2020-01-07 | 2021-10-30 | Delta Electronics | M6-TL-US | Inverters | 5760 |  | 1 |  |  | 0.96 |  | Outdoor | Next To Meter
NJSTRE1545387313 | NJSRRE1543540509 | Transition Incentive Program | Bridgewater | 8807 | 5 | 7.56 | Residential | Yes | Behind the Meter | Behind the Meter |  | None | Pro Custom Solar dba Momentum Solar | PSE&G | Eligible for TI Program | 2019-12-13 | 2020-01-08 | 2021-10-30 | Enphase Energy | IQ6-60-2-US | Inverters | 230 |  | 24 |  |  | 0.97 |  | Outdoor | Roof
NJSTRE1545387318 | NJSRRE1544213800 | Transition Incentive Program | Manchester | 8759 | 18 | 7.35 | Residential | Yes | Behind the Meter | Behind the Meter |  | None | Pro Custom Solar dba Momentum Solar | JCP&L | Eligible for TI Program | 2020-01-22 | 2020-01-28 | 2021-10-30 | ENPHASE ENERGY | IQ7PLUS-72-2-US | Inverters | 295 |  | 21 |  |  | 0.97 |  | Outdoor | ROOF
NJSTRE1545387326 | NJSRRE1544456610 | Transition Incentive Program | Forked River | 8731 | 18 | 14.26 | Residential | Yes | Behind the Meter | Behind the Meter |  | None | Sunrun Installation Services, Inc. | JCP&L | Eligible for TI Program | 2020-02-14 | 2020-02-19 | 2021-10-30 | Delta Electronics | M4-TL-US | Inverters | 3840 |  | 1 |  |  | 0.96 |  | Outdoor | Next To Meter
NJSTRE1545387352 | NJSRRE1544524247 | Transition Incentive Program | laurel springs | 8021 | 14 | 6.37 | Residential | No | Behind the Meter | Net-metered residential rooftop and canopy |  | None | Vision Solar LLC | AC Electric | Accepted | 2020-02-24 | 2020-03-03 | 2021-10-30 | enphase | iq7-60-2-us | Inverters | 0.25 |  | 19 |  |  | 0.96 |  | Other | behind panels
NJSTRE1545387366 | NJSRRE1543450884 | Transition Incentive Program | Hightstown | 8520 | 12 | 8.82 | Residential | No | Behind the Meter | Net-metered residential rooftop and canopy |  | None | Trinity Solar | JCP&L | Final As-Built Received |  | 2019-12-03 | 2021-10-30 | Solar Edge | SE7600H-US000BNC4 | Inverters | 7600 |  | 1 |  |  | 0.97 |  | Outdoor | Ground mount
NJSTRE1545387379 | NJSRRE1543672193 | Transition Incentive Program | FIELDSBORO | 8505 | 13 | 8.82 | Residential | No | Behind the Meter | Net-metered residential rooftop and canopy |  | None | Vivint Solar Developer, LLC | PSE&G | Accepted | 2019-12-26 | 2019-12-30 | 2021-10-30 | Solar Edge | SE7600H-US | Inverters | 7600 |  | 1 |  |  | 0.992 |  | Outdoor | Near the utility meter
NJSTRE1545387395 | NJSRRE1544000875 | Transition Incentive Program | Washington | 7882 | 2 | 6.4 | Residential | Yes | Behind the Meter | Behind the Meter |  | None | Sunrun Installation Services, Inc. | JCP&L | Eligible for TI Program | 2020-01-06 | 2020-01-09 | 2021-10-30 | Delta Electronics | M6-TL-US | Inverters | 5760 |  | 1 |  |  | 0.96 |  | Outdoor | Next To Meter
NJSTRE1545359668 |  | Transition Incentive Program | Rosenhayn | 8352 | 20 | 20.4 | Residential | Yes | Behind the Meter | Net-metered residential rooftop and canopy |  | ACE2 | Vision Solar LLC | AC Electric | Accepted | 2020-07-29 | 2020-08-07 | 2021-10-30 | HANWHA Q-CELLS | Q.PEAK DUO-G6 340 | Solar Panels |  | 0.34 | 16 | 342 | 9 |  | Fixed | Roof
NJSTRE1545359698 |  | Transition Incentive Program | Bridgeton | 8302 | 20 | 27.3 | Residential | Yes | Behind the Meter | Net-metered residential ground mount |  | None | Pro Custom Solar dba Momentum Solar | AC Electric | Accepted | 2020-07-29 | 2020-08-07 | 2021-10-30 | LG | LG 350N1C-V5 | Solar Panels |  | 0.35 | 78 | 180 | 25 |  | Fixed | Roof
NJSTRE1545359729 |  | Transition Incentive Program | Morganville | 7751 | 17 | 9.45 | Residential | Yes | Behind the Meter | Net-metered residential rooftop and canopy |  | None | Pro Custom Solar dba Momentum Solar | JCP&L | Accepted | 2020-07-29 | 2020-08-07 | 2021-10-30 | LG | LG 350N1C-V5 | Solar Panels |  | 0.35 | 18 | 193 | 24 |  | Fixed | Roof
NJSTRE1545359763 |  | Transition Incentive Program | Cinnaminson | 8077 | 13 | 13.55 | Residential | No | Behind the Meter | Net-metered residential rooftop and canopy |  | PSEG | Vision Solar LLC | PSE&G | Accepted | 2020-07-29 | 2020-08-07 | 2021-10-30 | HANWHA Q-CELLS | Q.PEAK DUO-G5 315 | Solar Panels |  | 0.315 | 12 | 72 | 24 |  | Fixed | Roof
NJSTRE1545359678 |  | Transition Incentive Program | Bridgewater | 8807 | 5 | 16.74 | Residential | No | Behind the Meter | Net-metered residential rooftop and canopy |  | None | UnitedSolar LLC | PSE&G | Accepted | 2020-07-29 | 2020-08-07 | 2021-10-30 | Ap Sytems | Axitech | Solar Panels |  | 0.31 | 54 | 174 | 25 |  | Fixed | Roof
NJSTRE1545363413 |  | Transition Incentive Program | Bellmawr | 8031 | 14 | 11.22 | Residential | Yes | Behind the Meter | Net-metered residential rooftop and canopy |  | PSEG | Vision Solar LLC | PSE&G | Accepted | 2020-07-29 | 2020-08-07 | 2021-10-30 | HANWHA Q-CELLS | Q.PEAK DUO-G6 340 | Solar Panels |  | 0.34 | 11 | 283 | 43 |  | Fixed | Roof
NJSTRE1545389078 | NJSRRE1544865976 | Transition Incentive Program | Ridgefield Park | 7660 | 7 | 6.12 | Residential | No | Behind the Meter | Behind the Meter |  | None | Pro Custom Solar dba Momentum Solar | PSE&G | Eligible for TI Program | 2020-04-20 | 2020-04-24 | 2021-10-30 | Enphase Energy | IQ7-60-2-US | Inverters | 240 |  | 18 |  |  | 0.97 |  | Outdoor | Roof
NJSTRE1545389104 | NJSRRE1544736425 | Transition Incentive Program | Newark | 7112 | 9 | 5.27 | Residential | Yes | Behind the Meter | Behind the Meter |  | None | Sunrun Installation Services, Inc. | PSE&G | Eligible for TI Program | 2020-03-20 | 2020-03-25 | 2021-10-30 | Enphase Energy | IQ7-60-x-US (240V) | Inverters | 240 |  | 17 |  |  | 0.96 |  | Outdoor | Rooftop
NJSTRE1545389113 | NJSRRE1544905133 | Transition Incentive Program | Bayonne City | 7002 | 8 | 26.95 | Commercial | No | Behind the Meter | Net-metered non-residential rooftop and canopy |  | None | Ameresco | PSE&G | Accepted |  | 2020-04-30 | 2021-10-30 | SolarEdge | SE14.4KUS | Inverters | 14.4 |  | 1 |  |  | 0.975 |  | Outdoor | N/A
NJSTRE1545389129 | NJSRRE1544796052 | Transition Incentive Program | MIDDLETOWN | 7748 | 17 | 2.56 | Residential | Yes | Behind the Meter | Net-metered residential rooftop and canopy |  | None | Vivint Solar Developer, LLC | JCP&L | Accepted | 2020-04-03 | 2020-04-09 | 2021-10-30 | SOLAREDGE | SE3800H-US | Inverters | 3800 |  | 1 |  |  | 0.992 |  | Outdoor | Near the Utility Meter
NJSTRE1545389139 | NJSRRE1544680826 | Transition Incentive Program | egg harbor township | 8234 | 19 | 26.52 | Residential | No | Behind the Meter | Behind the Meter |  | None | Sun Up Zero Down | AC Electric | Eligible for TI Program | 2020-03-19 | 2020-03-19 | 2021-10-30 | Solaredge | SE7600H-US | Inverters | 7600 |  | 1 |  |  | 0.973 |  | Outdoor | behind array
NJSTRE1545389164 | NJSRRE1544761145 | Transition Incentive Program | Livingston | 7039 | 9 | 15.12 | Residential | No | Behind the Meter | Behind the Meter |  | None | Tesla Energy Operations Inc. | PSE&G | Eligible for TI Program | 2020-03-24 | 2020-03-27 | 2021-10-30 | Delta Electronics | M10-TL-US [240V] | Inverters | 9600 |  | 1 |  |  | 0.975 |  | Outdoor | By Meter
NJSTRE1545389172 | NJSRRE1544799870 | Transition Incentive Program | MARLTON | 8053 | 13 | 16.32 | Residential | Yes | Behind the Meter | Net-metered residential rooftop and canopy |  | None | Vivint Solar Developer, LLC | PSE&G | Accepted | 2020-04-06 | 2020-04-09 | 2021-10-30 | Solar Edge | SE7600H-US | Inverters | 7600 |  | 1 |  |  | 0.992 |  | Outdoor | Near the Utility Meter
NJSTRE1545355380 |  | Transition Incentive Program | South Brunswick | 8824 | 11 | 9.38 | Residential | No | Behind the Meter | Net-metered residential rooftop and canopy |  | None | Public Service Solar | PSE&G | Accepted | 2020-07-28 | 2020-08-07 | 2021-10-30 | LG | N1K-V5 | Solar Panels |  | 0.335 | 5 | 108 | 30 |  | Fixed | Roof
NJSTRE1545355385 |  | Transition Incentive Program | Maplewood | 7040 | 9 | 9.45 | Residential | Yes | Behind the Meter | Net-metered residential rooftop and canopy |  | None | Pro Custom Solar dba Momentum Solar | PSE&G | Accepted | 2020-07-28 | 2020-08-18 | 2021-10-30 | LG ELECTRONICS | LG 350N1C-V5 | Solar Panels |  | 0.35 | 27 | 79 | 5 |  | Fixed | Roof
NJSTRE1545355394 |  | Transition Incentive Program | EAST BRUNSWICK | 8816 | 11 | 3.72 | Residential | Yes | Behind the Meter | Net-metered residential rooftop and canopy |  | None | Bright Planet Solar | JCP&L | Accepted | 2020-07-28 | 2020-08-07 | 2021-10-30 | LONGI | LR6-60HPB-310M | Solar Panels |  | 0.31 | 3 | 216 | 26 |  | Fixed | Roof
NJSTRE1545355690 |  | Transition Incentive Program | Sewell | 8080 | 15 | 11.97 | Residential | No | Behind the Meter | Net-metered residential rooftop and canopy |  | None | Advanced Renewable Solutions | AC Electric | Accepted | 2020-07-28 | 2020-08-07 | 2021-10-30 | CertainTeed | CT315M11-02 | Solar Panels |  | 0.315 | 8 | 182 | 24 |  | Fixed | Roof
NJSTRE1545359558 |  | Transition Incentive Program | Newark | 7112 | 9 | 2.38 | Residential | No | Behind the Meter | Net-metered residential rooftop and canopy |  | PSEG | Vision Solar LLC | PSE&G | Accepted | 2020-07-29 | 2020-08-07 | 2021-10-30 | HANWHA Q-CELLS | Q.PEAK DUO-G6 340 | Solar Panels |  | 0.34 | 4 | 214 | 30 |  | Fixed | Roof
NJSTRE1545389111 | NJSRRE1544597871 | Transition Incentive Program | Hackettstown | 7840 | 2 | 6.6 | Residential | No | Behind the Meter | Behind the Meter |  | None | Power Home Remodeling Group | JCP&L | Eligible for TI Program | 2020-03-04 | 2020-03-09 | 2021-10-30 | Solar Edge | SE5000H-US | Inverters | 5000 |  | 1 |  |  | 0.99 |  | Outdoor | Near meter
NJSTRE1545389136 | NJSRRE1544805320 | Transition Incentive Program | Fairview | 7022 | 7 | 3.72 | Residential | Yes | Behind the Meter | Behind the Meter |  | None | Sunrun Installation Services, Inc. | PSE&G | Eligible for TI Program | 2020-04-07 | 2020-04-10 | 2021-10-30 | Enphase Energy | IQ7-60-x-US (240V) | Inverters | 240 |  | 12 |  |  | 0.96 |  | Outdoor | Rooftop
NJSTRE1545389141 | NJSRRE1544805359 | Transition Incentive Program | Camden | 8104 | 14 | 5.12 | Residential | Yes | Behind the Meter | Behind the Meter |  | None | Steve Whitman LLC | PSE&G | Eligible for TI Program | 2020-04-07 | 2020-04-13 | 2021-10-30 | SolarEdge | SE3800H-US | Inverters | 3800 |  | 1 |  |  | 0.99 |  | Outside | within ten feet of meter
NJSTRE1545389146 | NJSRRE1544560320 | Transition Incentive Program | NEWARK | 7112 | 9 | 10.68 | Residential | No | Behind the Meter | Behind the Meter |  | None | Infinity Solar Systems | PSE&G | Eligible for TI Program | 2020-03-02 | 2020-03-04 | 2021-10-30 | ENPHASE | IQ7-60-X-US | Inverters | 240 |  | 35 |  |  | 0.97 |  | Outside | MICROINVERTERS
NJSTRE1545389167 | NJSRRE1544562173 | Transition Incentive Program | South Brunswick Township | 8852 | 11 | 8.97 | Residential | No | Behind the Meter | Net-metered residential rooftop and canopy |  | None | Sunrun Installation Services, Inc. | PSE&G | Accepted | 2020-03-02 | 2020-03-05 | 2021-10-30 | Enphase Energy | IQ7PLUS-72-x-US (240V) | Inverters | 290 |  | 26 |  |  | 0.96 |  | Outdoor | Rooftop
NJSTRE1545389178 | NJSRRE1544597563 | Transition Incentive Program | Bayville | 8721 | 18 | 6.08 | Residential | Yes | Behind the Meter | Net-metered residential rooftop and canopy |  | None | Vivint Solar Developer, LLC | JCP&L | Accepted | 2020-03-04 | 2020-03-10 | 2021-10-30 | SOLAREDGE | SE7600H-US | Inverters | 7600 |  | 1 |  |  | 0.992 |  | Outdoor | Near the Utility Meter
NJSTRE1545389188 | NJSRRE1544680845 | Transition Incentive Program | Garfield | 7026 | 7 | 3.47 | Residential | No | Behind the Meter | Net-metered residential rooftop and canopy |  | None | Trinity Solar | PSE&G | Final As-Built Received |  | 2020-03-18 | 2021-10-30 | Solar Edge | SE3000 | Inverters | 3000 |  | 1 |  |  | 0.97 |  | Outside | side of home
NJSTRE1545389189 | NJSRRE1544764673 | Transition Incentive Program | Paterson | 7502 | 6 | 7.94 | Residential | Yes | Behind the Meter | Behind the Meter |  | None | Sunrun Installation Services, Inc. | PSE&G | Eligible for TI Program | 2020-03-25 | 2020-03-30 | 2021-10-30 | Enphase Energy | IQ7PLUS-72-x-US (240V) | Inverters | 290 |  | 23 |  |  | 0.96 |  | Outdoor | Rooftop
NJSTRE1545389142 | NJSRRE1544768751 | Transition Incentive Program | Somerset | 8873 | 5 | 6.03 | Residential | Yes | Behind the Meter | Net-metered residential rooftop and canopy |  | None | Pro Custom Solar dba Momentum Solar | PSE&G | Accepted | 2020-03-27 | 2020-04-01 | 2021-10-30 | Enphase Energy | IQ7-60-2-US | Inverters | 250 |  | 18 |  |  | 0.97 |  | Outdoor | roof
NJSTRE1545389151 | NJSRRE1544773500 | Transition Incentive Program | Orange | 7050 | 9 | 9.72 | Residential | Yes | Behind the Meter | Behind the Meter |  | None | Pro Custom Solar dba Momentum Solar | PSE&G | Eligible for TI Program | 2020-03-30 | 2020-04-09 | 2021-10-30 | Enphase Energy | IQ7-60-2-US | Inverters | 250 |  | 29 |  |  | 0.97 |  | Outdoor | roof
NJSTRE1545389164 | NJSRRE1544761145 | Transition Incentive Program | Livingston | 7039 | 9 | 15.12 | Residential | No | Behind the Meter | Behind the Meter |  | None | Tesla Energy Operations Inc. | PSE&G | Eligible for TI Program | 2020-03-24 | 2020-03-27 | 2021-10-30 | Delta Electronics | M4-TL-US [240V] | Inverters | 3840 |  | 1 |  |  | 0.975 |  | Outdoor | By Meter
NJSTRE1545389165 | NJSRRE1544805347 | Transition Incentive Program | Farmingdale | 7727 | 17 | 10.2 | Residential | Yes | Behind the Meter | Net-metered residential rooftop and canopy |  | None | Trinity Solar | JCP&L | Final As-Built Received |  | 2020-04-10 | 2021-10-30 | Solar Edge | SE7600 | Inverters | 7600 |  | 1 |  |  | 0.97 |  | Outside | side of home
NJSTRE1545389197 | NJSRRE1544867068 | Transition Incentive Program | Williamstown | 8094 | 15 | 3.41 | Residential | No | Behind the Meter | Behind the Meter |  | None | Sunrun Installation Services, Inc. | AC Electric | Eligible for TI Program | 2020-04-21 | 2020-04-27 | 2021-10-30 | Enphase Energy | IQ7-60-x-US (240V) | Inverters | 240 |  | 11 |  |  | 0.96 |  | Outdoor | Rooftop
NJSTRE1545389214 | NJSRRE1544623696 | Transition Incentive Program | Bloomfield | 7003 | 9 | 8.71 | Residential | Yes | Behind the Meter | Behind the Meter |  | None | Pro Custom Solar dba Momentum Solar | PSE&G | Eligible for TI Program | 2020-03-10 | 2020-03-13 | 2021-10-30 | Enphase Energy | IQ7-60-2-US | Inverters | 250 |  | 26 |  |  | 0.97 |  | Outdoor | roof
NJSTRE1545389215 | NJSRRE1544710060 | Transition Incentive Program | Lakewood | 8701 | 18 | 5.36 | Residential | Yes | Behind the Meter | Behind the Meter |  | None | Pro Custom Solar dba Momentum Solar | JCP&L | Eligible for TI Program | 2020-03-18 | 2020-03-20 | 2021-10-30 | Enphase Energy | IQ7-60-2-US | Inverters | 250 |  | 16 |  |  | 0.97 |  | Outdoor | roof
NJSTRE1545389218 | NJSRRE1544802569 | Transition Incentive Program | Newark | 7104 | 9 | 3.35 | Residential | Yes | Behind the Meter | Behind the Meter |  | None | Pro Custom Solar dba Momentum Solar | PSE&G | Eligible for TI Program | 2020-04-06 | 2020-04-10 | 2021-10-30 | Enphase Energy | IQ7-60-2-US | Inverters | 250 |  | 10 |  |  | 0.97 |  | Outdoor | roof
NJSTRE1545389226 | NJSRRE1544760237 | Transition Incentive Program | Nesco | 8037 | 19 | 17.99 | Residential | Yes | Behind the Meter | Net-metered residential ground mount |  | None | SunnyMac LLC | AC Electric | Accepted |  | 2020-03-26 | 2021-10-30 | Enphase | IQ7XS-96-ACM-US | Inverters | 0.315 |  | 55 |  |  | 0.99 |  | Outdoor | roof
NJSTRE1545389227 | NJSRRE1544773820 | Transition Incentive Program | Paterson | 7514 | 6 | 2.79 | Residential | Yes | Behind the Meter | Behind the Meter |  | None | Sunrun Installation Services, Inc. | PSE&G | Eligible for TI Program | 2020-03-30 | 2020-04-09 | 2021-10-30 | Enphase Energy | IQ7-60-x-US (240V) | Inverters | 240 |  | 9 |  |  | 0.96 |  | Outdoor | Rooftop
NJSTRE1545389230 | NJSRRE1544767304 | Transition Incentive Program | Vineland | 8360 | 20 | 7.48 | Residential | Yes | Behind the Meter | Net-metered residential rooftop and canopy |  | None | Castle Energy, LLC | Vineland Muni Electric | Final As-Built Received | 2020-03-26 | 2020-03-31 | 2021-10-30 | Enphase Energy | IQ7-60-2-US | Inverters | 240 |  | 22 |  |  | 0.967 |  | Outdoor | on the rooftop under each solar panel
NJSTRE1545389236 | NJSRRE1544762511 | Transition Incentive Program | Egg Harbor Township | 8234 | 19 | 11.2 | Residential | Yes | Behind the Meter | Behind the Meter |  | None | Acos Energy, LLC | AC Electric | Eligible for TI Program | 2020-03-25 | 2020-03-30 | 2021-10-30 | Enphase | IQ7 | Inverters | 0.24 |  | 35 |  |  | 0.97 |  | Outside | Roof
NJSTRE1545355363 |  | Transition Incentive Program | Maple Shade | 8052 | 13 | 3.4 | Residential | Yes | Behind the Meter | Net-metered residential rooftop and canopy |  | PSEG | Vision Solar LLC | PSE&G | Accepted | 2020-07-28 | 2020-08-07 | 2021-10-30 | HANWHA Q-CELLS | Q.PEAK DUO-G6 340 | Solar Panels |  | 0.34 | 4 | 352 | 30 |  | Fixed | Roof
NJSTRE1545355419 |  | Transition Incentive Program | Belvidere | 7823 | 2 | 4.42 | Residential | Yes | Behind the Meter | Net-metered residential rooftop and canopy |  | JCPL | Vision Solar LLC | JCP&L | Accepted | 2020-07-28 | 2020-08-07 | 2021-10-30 | HANWHA Q-CELLS | Q.PEAK DUO-G6 340 | Solar Panels |  | 0.34 | 13 | 268 | 24 |  | Fixed | Roof
NJSTRE1545355435 |  | Transition Incentive Program | Hackensack | 7601 | 7 | 9.18 | Residential | Yes | Behind the Meter | Net-metered residential rooftop and canopy |  | PSEG | Vision Solar LLC | PSE&G | Accepted | 2020-07-28 | 2020-08-07 | 2021-10-30 | HANWHA Q-CELLS | Q.PEAK DUO-G6 340 | Solar Panels |  | 0.34 | 14 | 218 | 19 |  | Fixed | Roof
NJSTRE1545355438 |  | Transition Incentive Program | Union | 7083 | 10 | 5.95 | Residential | Yes | Behind the Meter | Net-metered residential rooftop and canopy |  | None | Pro Custom Solar dba Momentum Solar | PSE&G | Accepted | 2020-07-28 | 2020-08-07 | 2021-10-30 | LG | LG 350N1C-V5 | Solar Panels |  | 0.35 | 17 | 218 | 16 |  | Fixed | Roof
NJSTRE1545355470 |  | Transition Incentive Program | PENNSVILLE | 8070 | 16 | 6.41 | Residential | Yes | Behind the Meter | Net-metered residential rooftop and canopy |  | None | Bright Planet Solar | AC Electric | Accepted | 2020-07-28 | 2020-08-07 | 2021-10-30 | LONGI | LR6-60HPB-305M | Solar Panels |  | 0.305 | 21 | 219 | 23 |  | Fixed | Roof
NJSTRE1545359513 |  | Transition Incentive Program | Pitman | 8071 | 15 | 11.03 | Residential | No | Behind the Meter | Net-metered residential rooftop and canopy |  | None | Suntuity Solar LLC | AC Electric | Accepted | 2020-08-05 | 2020-08-07 | 2021-10-30 | Longi | LR6-60HPB-315M | Solar Panels |  | 0.315 | 11 | 323 | 27 |  | Fixed | Roof
NJSTRE1545359538 |  | Transition Incentive Program | Union | 7083 | 10 | 1.7 | Residential | Yes | Behind the Meter | Net-metered residential rooftop and canopy |  | PSEG | Vision Solar LLC | PSE&G | Accepted | 2020-07-29 | 2020-08-07 | 2021-10-30 | HANWHA Q-CELLS | Q.PEAK DUO-G6 340 | Solar Panels |  | 0.34 | 1 | 309 | 31 |  | Fixed | Roof
NJSTRE1545359588 |  | Transition Incentive Program | Teaneck | 7666 | 7 | 5.44 | Residential | No | Behind the Meter | Net-metered residential rooftop and canopy |  | PSEG | Vision Solar LLC | PSE&G | Accepted | 2020-07-29 | 2020-08-07 | 2021-10-30 | HANWHA Q-CELLS | Q.PEAK DUO-G6 340 | Solar Panels |  | 0.34 | 5 | 116 | 20 |  | Fixed | Roof
NJSTRE1545359588 |  | Transition Incentive Program | Teaneck | 7666 | 7 | 5.44 | Residential | No | Behind the Meter | Net-metered residential rooftop and canopy |  | PSEG | Vision Solar LLC | PSE&G | Accepted | 2020-07-29 | 2020-08-07 | 2021-10-30 | HANWHA Q-CELLS | Q.PEAK DUO-G6 340 | Solar Panels |  | 0.34 | 8 | 296 | 10 |  | Fixed | Roof
NJSTRE1545359610 |  | Transition Incentive Program | Edison | 8817 | 11 | 9.38 | Residential | Yes | Behind the Meter | Net-metered residential rooftop and canopy |  | None | Trinity Solar | PSE&G | Accepted | 2020-07-29 | 2020-08-07 | 2021-10-30 | Hanwha | Q.PEAK DUO BLK-G6 335 | Solar Panels |  | 0.335 | 3 | 186 | 14 |  | Fixed | Roof
NJSTRE1545359668 |  | Transition Incentive Program | Rosenhayn | 8352 | 20 | 20.4 | Residential | Yes | Behind the Meter | Net-metered residential rooftop and canopy |  | ACE2 | Vision Solar LLC | AC Electric | Accepted | 2020-07-29 | 2020-08-07 | 2021-10-30 | HANWHA Q-CELLS | Q.PEAK DUO-G6 340 | Solar Panels |  | 0.34 | 18 | 162 | 23 |  | Fixed | Roof
NJSTRE1545389209 | NJSRRE1544719942 | Transition Incentive Program | Marlboro | 7746 | 17 | 3.78 | Residential | Yes | Behind the Meter | Net-metered residential rooftop and canopy |  | None | Tesla Energy Operations Inc | JCP&L | Accepted | 2020-03-18 | 2020-03-23 | 2021-10-30 | Delta Electronics | M4-TL-US [240V] | Inverters | 4000 |  | 1 |  |  | 0.975 |  | Outdoor | Outdoor
NJSTRE1545389221 | NJSRRE1544778797 | Transition Incentive Program | NORTH MIDDLETOWN | 7748 | 17 | 3.78 | Residential | Yes | Behind the Meter | Net-metered residential rooftop and canopy |  | None | Vivint Solar Developer, LLC | JCP&L | Accepted | 2020-04-01 | 2020-04-09 | 2021-10-30 | SOLAREDGE | SE3800H-US | Inverters | 3800 |  | 1 |  |  | 0.992 |  | Outdoor | Near the Utility Meter
NJSTRE1545389137 | NJSRRE1544761141 | Transition Incentive Program | Villas | 8251 | 21 | 6.46 | Residential | Yes | Behind the Meter | Behind the Meter |  | None | Trinity Solar | AC Electric | Eligible for TI Program | 2020-03-24 | 2020-03-27 | 2021-10-30 | Solar Edge | SE5000H-US000BNC4 | Inverters | 5000 |  | 1 |  |  | 0.97 |  | Outdoor | side of home
NJSTRE1545389154 | NJSRRE1544598384 | Transition Incentive Program | Montvale | 7645 | 7 | 7.56 | Residential | No | Behind the Meter | Behind the Meter |  | None | Tesla Energy Operations Inc. | Orange Rockland Electric | Eligible for TI Program | 2020-03-04 | 2020-03-09 | 2021-10-30 | SolarEdge Technologies | SE7600H-US | Inverters | 7600 |  | 1 |  |  | 0.99 |  | Outside | Near the meter
NJSTRE1545389171 | NJSRRE1544767296 | Transition Incentive Program | North Arlington | 7031 | 7 | 3.74 | Residential | Yes | Behind the Meter | Net-metered residential rooftop and canopy |  | None | Trinity Solar | PSE&G | Final As-Built Received |  | 2020-03-31 | 2021-10-30 | SOLAR EDGE | SE3000H-US | Inverters | 3000 |  | 1 |  |  | 0.97 |  | Outside | SIDE OF HOME
NJSTRE1545389186 | NJSRRE1544762417 | Transition Incentive Program | Carteret | 7008 | 11 | 4.9 | Residential | Yes | Behind the Meter | Net-metered residential rooftop and canopy |  | None | Pro Custom Solar dba Momentum Solar | PSE&G | Final As-Built Received |  | 2020-03-30 | 2021-10-30 | Enphase Energy | IQ7PLUS-72-2-US | Inverters | 290 |  | 14 |  |  | 0.97 |  | Outdoor | roof
NJSTRE1545389205 | NJSRRE1544819120 | Transition Incentive Program | Blackwood | 8012 | 14 | 7.48 | Residential | Yes | Behind the Meter | Behind the Meter |  | None | Trinity Solar | PSE&G | Eligible for TI Program | 2020-04-10 | 2020-04-20 | 2021-10-30 | Solar Edge | SE6000 | Inverters | 6000 |  | 1 |  |  | 0.97 |  | Outside | side of home
NJSTRE1545389211 | NJSRRE1544705280 | Transition Incentive Program | Cape May Court House | 8210 | 21 | 4.73 | Residential | Yes | Behind the Meter | Behind the Meter |  | None | Trinity Solar | AC Electric | Eligible for TI Program | 2020-03-17 | 2020-03-19 | 2021-10-30 | Solar Edge | SE3800 | Inverters | 3800 |  | 1 |  |  | 0.97 |  | Outside | side of home
NJSTRE1545389228 | NJSRRE1544852713 | Transition Incentive Program | Newark | 7108 | 9 | 3.06 | Residential | Yes | Behind the Meter | Behind the Meter |  | None | Pro Custom Solar dba Momentum Solar | PSE&G | Eligible for TI Program | 2020-04-16 | 2020-04-23 | 2021-10-30 | Enphase Energy | IQ7-60-2-US | Inverters | 240 |  | 9 |  |  | 0.97 |  | Outdoor | Roof
NJSTRE1545389233 | NJSRRE1544624284 | Transition Incentive Program | Medford | 8055 | 13 | 7.25 | Residential | No | Behind the Meter | Behind the Meter |  | None | Sunrun Installation Services, Inc. | PSE&G | Eligible for TI Program | 2020-03-10 | 2020-03-13 | 2021-10-30 | SolarEdge Technologies | SE7600A-USS2RGM | Inverters | 7600 |  | 1 |  |  | 0.96 |  | Outdoor | Next To Meter
NJSTRE1545389237 | NJSRRE1544835937 | Transition Incentive Program | Hammonton | 8037 | 19 | 22.75 | Commercial | No | Behind the Meter | Net-metered non-residential rooftop and canopy |  | None | MOORE ENERGY LLC | AC Electric | Accepted |  | 2020-04-20 | 2021-10-30 | SolarEdge | SE9K-US | Inverters | 9000 |  | 2 |  |  | 0.965 |  | Outdoor | EXTERIOR WALL ADJASCENT TO UTILITY METER
NJSTRE1545389248 | NJSRRE1544799864 | Transition Incentive Program | LITTLE EGG HARBOR TWP | 8087 | 18 | 12.48 | Residential | Yes | Behind the Meter | Net-metered residential rooftop and canopy |  | None | Vivint Solar Developer, LLC | AC Electric | Accepted | 2020-04-06 | 2020-04-09 | 2021-10-30 | SOLAREDGE | SE10000H-US | Inverters | 10000 |  | 1 |  |  | 0.992 |  | Outdoor | Near the Utility Meter
NJSTRE1545389260 | NJSRRE1544759005 | Transition Incentive Program | Swedesboro | 8085 | 15 | 7.25 | Residential | Yes | Behind the Meter | Behind the Meter |  | None | Sunrun Installation Services, Inc. | AC Electric | Eligible for TI Program | 2020-03-23 | 2020-03-26 | 2021-10-30 | SolarEdge Technologies | SE7600A-USS2RGM | Inverters | 7600 |  | 1 |  |  | 0.96 |  | Outdoor | Next To Meter
NJSTRE1545389265 | NJSRRE1544724330 | Transition Incentive Program | Madison | 7940 | 3 | 7.56 | Residential | No | Behind the Meter | Net-metered residential rooftop and canopy |  | None | Tesla Energy Operations Inc | Borough of Madison | Accepted | 2020-03-19 | 2020-03-24 | 2021-10-30 | Delta Electronics | M8-TL-US [240V] | Inverters | 7680 |  | 1 |  |  | 0.975 |  | Outdoor | Outdoor
NJSTRE1545387401 | NJSRRE1543443412 | Transition Incentive Program | HACKETTSTOWN | 7840 | 2 | 4.1 | Residential | Yes | Behind the Meter | Net-metered residential rooftop and canopy |  | None | Vivint Solar Developer, LLC | JCP&L | Accepted | 2019-11-26 | 2019-11-27 | 2021-10-30 | SOLAREDGE | SE3800H-US | Inverters | 3800 |  | 1 |  |  | 0.992 |  | Outdoor | Near the Utility Meter
NJSTRE1545387404 | NJSRRE1543827042 | Transition Incentive Program | Carteret | 7008 | 11 | 7.04 | Residential | Yes | Behind the Meter | Behind the Meter |  | None | Skyline Solar, LLC | PSE&G | Eligible for TI Program | 2019-12-30 | 2020-01-03 | 2021-10-30 | SolarEdge | SE5000H-US | Inverters | 5000 |  | 1 |  |  | 0.99 |  | Outside | within ten feet of meter
NJSTRE1545387408 | NJSRRE1544524027 | Transition Incentive Program | Jersey City | 7305 | 8 | 4.9 | Residential | Yes | Behind the Meter | Behind the Meter |  | None | Pro Custom Solar dba Momentum Solar | PSE&G | Eligible for TI Program | 2020-02-24 | 2020-02-26 | 2021-10-30 | Enphase Energy | IQ7PLUS-72-2-US | Inverters | 295 |  | 14 |  |  | 0.97 |  | Outdoor | roof
NJSTRE1545387423 | NJSRRE1544213836 | Transition Incentive Program | WOODBURY | 8096 | 15 | 4.41 | Residential | Yes | Behind the Meter | Net-metered residential rooftop and canopy |  | None | Vivint Solar Developer, LLC | PSE&G | Accepted | 2020-01-23 | 2020-01-27 | 2021-10-30 | SolarEdge | SE3800H-US | Inverters | 3800 |  | 1 |  |  | 0.992 |  | Outdoor | Near the utility meter
NJSTRE1545387434 | NJSRRE1543556158 | Transition Incentive Program | Sea Girt | 8750 | 17 | 37.44 | Commercial | Yes | Behind the Meter | Behind the Meter |  | None | Safari Energy, LLC | JCP&L | Eligible for TI Program | 2019-12-17 | 2020-01-07 | 2021-10-30 | SolarEdge Technologies | SE14.4kUS | Inverters | 1000 |  | 2 |  |  | 0.98 |  | Outdoor | Roof
NJSTRE1545387453 | NJSRRE1543828957 | Transition Incentive Program | BAYONNE | 7002 | 8 | 5.18 | Residential | Yes | Behind the Meter | Net-metered residential rooftop and canopy |  | None | Sea Bright Solar, LLC | PSE&G | Accepted | 2019-12-31 | 2020-01-10 | 2021-10-30 | SUNPOWER | SPR-X22-370-AC | Inverters | 320 |  | 14 |  |  | 0.96 |  | Other | BENEATH ARRAY
NJSTRE1545387474 | NJSRRE1544353275 | Transition Incentive Program | Perth Amboy | 7960 | 3 | 210.6 | Commercial | Yes | Behind the Meter | Net-metered non-residential rooftop and canopy |  | None | Apollo Solar Partners | PSE&G | Accepted | 2020-02-04 | 2020-02-07 | 2021-10-30 | CHINT POWER SYSTEMS | CSA 28 KTL DO US 480 | Inverters | 28 |  | 2 |  |  | 0.986 |  | Outdoor | ROOF
NJSTRE1545387505 | NJSRRE1543447214 | Transition Incentive Program | Sicklerville | 8081 | 14 | 7.15 | Residential | No | Behind the Meter | Behind the Meter |  | None | Green Power Energy | AC Electric | Eligible for TI Program | 2019-11-26 | 2019-12-02 | 2021-10-30 | SolarEdge | SE6000H-US | Inverters | 6000 |  | 1 |  |  | 0.97 |  | Outside | Next to meter
NJSTRE1545387507 | NJSRRE1544219886 | Transition Incentive Program | Fair Haven | 7704 | 17 | 8.19 | Residential | No | Behind the Meter | Net-metered residential rooftop and canopy |  | None | Vision Solar LLC | JCP&L | Accepted | 2020-01-24 | 2020-01-28 | 2021-10-30 | Enphase | iq7-60-2-us | Inverters | 0.25 |  | 26 |  |  | 0.96 |  | Other | behind panels
NJSTRE1545387519 | NJSRRE1544469453 | Transition Incentive Program | Perth Amboy City | 8861 | 11 | 5.27 | Residential | Yes | Behind the Meter | Behind the Meter |  | None | Sunrun Installation Services, Inc. | PSE&G | Eligible for TI Program | 2020-02-18 | 2020-02-20 | 2021-10-30 | Delta Electronics | M5-TL-US | Inverters | 4800 |  | 1 |  |  | 0.96 |  | Outdoor | Next To Meter
NJSTRE1545387528 | NJSRRE1543826618 | Transition Incentive Program | SICKLERVILLE | 8081 | 14 | 13.55 | Residential | Yes | Behind the Meter | Net-metered residential rooftop and canopy |  | None | Vivint Solar Developer, LLC | AC Electric | Accepted | 2019-12-31 | 2020-01-03 | 2021-10-30 | Solar Edge | SE10000H-US | Inverters | 10000 |  | 1 |  |  | 0.992 |  | Outdoor | Near the utility meter
NJSTRE1545387530 | NJSRRE1543949324 | Transition Incentive Program | Dayton | 8810 | 11 | 177.84 | Commercial | No | Behind the Meter | Net-metered non-residential rooftop and canopy |  | None | Solar Landscape | PSE&G | Accepted | 2020-01-07 | 2020-01-08 | 2021-10-30 | SolarEdge | SE66.6KUS | Inverters | 66600 |  | 2 |  |  | 0.985 |  | Outdoor | Ground level, wall mounted
NJSTRE1545359514 |  | Transition Incentive Program | VINELAND | 8360 | 20 | 7.25 | Residential | Yes | Behind the Meter | Net-metered residential rooftop and canopy |  | None | Suntuity Solar LLC | Vineland Muni Electric | Accepted | 2020-08-06 | 2020-08-07 | 2021-10-30 | Longi | LR6-60HPB-315M | Solar Panels |  | 0.315 | 5 | 266 | 33 |  | Fixed | Roof
NJSTRE1545359531 |  | Transition Incentive Program | GREEN BROOK | 8812 | 11 | 5.1 | Residential | Yes | Behind the Meter | Net-metered residential rooftop and canopy |  | PSEG | Vision Solar LLC | PSE&G | Accepted | 2020-07-29 | 2020-08-07 | 2021-10-30 | HANWHA Q-CELLS | Q.PEAK DUO-G6 340 | Solar Panels |  | 0.34 | 15 | 164 | 22 |  | Fixed | Roof
NJSTRE1545359568 |  | Transition Incentive Program | Hillside | 7205 | 10 | 6.8 | Residential | Yes | Behind the Meter | Net-metered residential rooftop and canopy |  | PSEG | Vision Solar LLC | PSE&G | Accepted | 2020-07-29 | 2020-08-07 | 2021-10-30 | HANWHA Q-CELLS | Q.PEAK DUO-G6 340 | Solar Panels |  | 0.34 | 10 | 357 | 36 |  | Fixed | Roof
NJSTRE1545359588 |  | Transition Incentive Program | Teaneck | 7666 | 7 | 5.44 | Residential | No | Behind the Meter | Net-metered residential rooftop and canopy |  | PSEG | Vision Solar LLC | PSE&G | Accepted | 2020-07-29 | 2020-08-07 | 2021-10-30 | HANWHA Q-CELLS | Q.PEAK DUO-G6 340 | Solar Panels |  | 0.34 | 2 | 296 | 20 |  | Fixed | Roof
NJSTRE1545359755 |  | Transition Incentive Program | LAUREL SPRINGS | 8021 | 14 | 2.38 | Residential | Yes | Behind the Meter | Net-metered residential rooftop and canopy |  | None | Trinity Solar | PSE&G | Accepted | 2020-07-29 | 2020-08-07 | 2021-10-30 | HANWHA | Q.PEAK DUO BLK-G6 340 | Solar Panels |  | 0.34 | 7 | 190 | 26 |  | Fixed | Roof
NJSTRE1545359779 |  | Transition Incentive Program | HAMILTON TWP MER | 8610 | 12 | 8.06 | Residential | Yes | Behind the Meter | Net-metered residential rooftop and canopy |  | None | Bright Planet Solar | PSE&G | Accepted | 2020-07-29 | 2020-08-07 | 2021-10-30 | LONGI | LR6-60HPB-310M | Solar Panels |  | 0.31 | 8 | 209 | 39 |  | Fixed | Roof
NJSTRE1545360840 |  | Transition Incentive Program | DELRAN | 8075 | 13 | 13.44 | Residential | Yes | Behind the Meter | Net-metered residential rooftop and canopy |  | None | Vivint Solar Developer, LLC | PSE&G | Accepted | 2020-07-30 | 2020-08-07 | 2021-10-30 | Jinko Solar | JKM320M-60HBL | Solar Panels |  | 0.32 | 13 | 145 | 18 |  | Fixed | Roof
NJSTRE1545363419 |  | Transition Incentive Program | Manalapan | 7726 | 17 | 10.56 | Residential | No | Behind the Meter | Net-metered residential rooftop and canopy |  | None | Powerlutions | JCP&L | Accepted | 2020-07-29 | 2020-08-07 | 2021-10-30 | Axitec | AC-330MH/120S | Solar Panels |  | 0.33 | 13 | 69 | 29 |  | Fixed | Roof
NJSTRE1545363419 |  | Transition Incentive Program | Manalapan | 7726 | 17 | 10.56 | Residential | No | Behind the Meter | Net-metered residential rooftop and canopy |  | None | Powerlutions | JCP&L | Accepted | 2020-07-29 | 2020-08-07 | 2021-10-30 | Axitec | AC-330MH/120S | Solar Panels |  | 0.33 | 19 | 159 | 29 |  | Fixed | Roof
NJSTRE1545389272 | NJSRRE1544582414 | Transition Incentive Program | Vineland | 8360 | 20 | 4.36 | Residential | Yes | Behind the Meter | Net-metered residential rooftop and canopy |  | None | Vision Solar LLC | Vineland Muni Electric | Accepted | 2020-03-03 | 2020-03-06 | 2021-10-30 | enphase | iq7-60-2-us | Inverters | 0.25 |  | 13 |  |  | 0.96 |  | Other | behind panels
NJSTRE1545389284 | NJSRRE1544805321 | Transition Incentive Program | Newark | 7112 | 9 | 10.23 | Residential | Yes | Behind the Meter | Behind the Meter |  | None | Sunrun Installation Services, Inc. | PSE&G | Eligible for TI Program | 2020-04-07 | 2020-04-10 | 2021-10-30 | Enphase Energy | IQ7-60-x-US (240V) | Inverters | 240 |  | 33 |  |  | 0.96 |  | Outdoor | Rooftop
NJSTRE1545389299 | NJSRRE1544804802 | Transition Incentive Program | Glendora | 8029 | 14 | 2.72 | Residential | Yes | Behind the Meter | Behind the Meter |  | None | Trinity Solar | PSE&G | Eligible for TI Program | 2020-04-07 | 2020-04-13 | 2021-10-30 | SOLAR EDGE | SE3000H-US | Inverters | 3000 |  | 1 |  |  | 0.97 |  | Outside | SIDE OF HOME
NJSTRE1545389310 | NJSRRE1544758890 | Transition Incentive Program | Bogota | 7603 | 7 | 2.38 | Residential | Yes | Behind the Meter | Net-metered residential rooftop and canopy |  | None | Trinity Solar | PSE&G | Accepted |  | 2020-03-26 | 2021-10-30 | ENPHASE | ENPHASE IQ7 MICROINVERTERS (IQ7-60-2-US ) | Inverters | 0.23 |  | 7 |  |  | 0.97 |  | Outside | UNDER THE PANELS
NJSTRE1545389166 | NJSRRE1544625671 | Transition Incentive Program | BARNEGAT | 8005 | 18 | 7.88 | Residential | Yes | Behind the Meter | Net-metered residential rooftop and canopy |  | None | Suntuity Solar LLC | AC Electric | Accepted | 2020-03-11 | 2020-03-13 | 2021-10-30 | Enphase Energy | IQ7-60-2-US | Inverters | 240 |  | 25 |  |  | 0.97 |  | Outdoor | Behind the PV Modules
NJSTRE1545389208 | NJSRRE1544766473 | Transition Incentive Program | Union Beach | 7735 | 17 | 6.8 | Residential | Yes | Behind the Meter | Net-metered residential rooftop and canopy |  | None | Trinity Solar | JCP&L | Final As-Built Received |  | 2020-03-31 | 2021-10-30 | Solar Edge | SE6000 | Inverters | 6000 |  | 1 |  |  | 0.97 |  | Outside | side of home
NJSTRE1545389220 | NJSRRE1544802461 | Transition Incentive Program | Scotch Plains | 7076 | 10 | 13.8 | Residential | Yes | Behind the Meter | Behind the Meter |  | None | Sunrun Installation Services, Inc. | PSE&G | Eligible for TI Program | 2020-04-06 | 2020-04-10 | 2021-10-30 | Delta Electronics | M5-TL-US | Inverters | 5000 |  | 1 |  |  | 0.96 |  | Outdoor | Next To Meter
NJSTRE1545389235 | NJSRRE1544710041 | Transition Incentive Program | Matawan | 7747 | 17 | 10.14 | Residential | No | Behind the Meter | Net-metered residential rooftop and canopy |  | None | SunnyMac LLC | JCP&L | Accepted |  | 2020-03-20 | 2021-10-30 | Enphase | IQ7XS-96-ACM-US | Inverters | 0.315 |  | 31 |  |  | 0.99 |  | Outdoor | roof
NJSTRE1545389245 | NJSRRE1544773441 | Transition Incentive Program | Union | 7083 | 10 | 6.37 | Residential | Yes | Behind the Meter | Behind the Meter |  | None | Pro Custom Solar dba Momentum Solar | PSE&G | Eligible for TI Program | 2020-03-30 | 2020-04-09 | 2021-10-30 | Enphase Energy | IQ7-60-2-US | Inverters | 250 |  | 19 |  |  | 0.97 |  | Outdoor | roof
NJSTRE1545389251 | NJSRRE1544767384 | Transition Incentive Program | Clayton | 8312 | 15 | 6.46 | Residential | Yes | Behind the Meter | Net-metered residential rooftop and canopy |  | None | Trinity Solar | AC Electric | Final As-Built Received | 2020-03-26 | 2020-04-01 | 2021-10-30 | Solar Edge | SE5000H-US000BNC4 | Inverters | 5000 |  | 1 |  |  | 0.97 |  | Indoor | garage
NJSTRE1545389275 | NJSRRE1544884397 | Transition Incentive Program | Livingston | 7039 | 9 | 7.92 | Residential | No | Behind the Meter | Behind the Meter |  | None | Panatec Corporation | PSE&G | Eligible for TI Program | 2020-04-22 | 2020-04-28 | 2021-10-30 | Enphase | IQ7X | Inverters | 330 |  | 24 |  |  | 0.975 |  | Outdoor | Outdoor
NJSTRE1545389281 | NJSRRE1544766623 | Transition Incentive Program | PATERSON | 7503 | 6 | 5.78 | Residential | Yes | Behind the Meter | Behind the Meter |  | None | Trinity Solar | PSE&G | Eligible for TI Program | 2020-03-26 | 2020-03-31 | 2021-10-30 | Solar Edge | SE5000 | Inverters | 5000 |  | 1 |  |  | 0.97 |  | Outside | side of home
NJSTRE1545389286 | NJSRRE1544551194 | Transition Incentive Program | Villas | 8251 | 21 | 18.7 | Residential | No | Behind the Meter | Behind the Meter |  | None | Green Power Energy | AC Electric | Eligible for TI Program | 2020-02-29 | 2020-03-04 | 2021-10-30 | SolarEdge Technologies | SE7600H-US | Inverters | 7600 |  | 2 |  |  | 0.97 |  | Outside | Next to meter
NJSTRE1545389291 | NJSRRE1544728026 | Transition Incentive Program | PENNSAUKEN | 8110 | 14 | 8.82 | Residential | Yes | Behind the Meter | Net-metered residential rooftop and canopy |  | None | Vivint Solar Developer, LLC | PSE&G | Accepted | 2020-03-19 | 2020-03-24 | 2021-10-30 | SolarEdge Technologies | SE7600H-US | Inverters | 7600 |  | 1 |  |  | 0.992 |  | Outdoor | Near the Utility Meter
NJSTRE1545389303 | NJSRRE1544817808 | Transition Incentive Program | Middletown | 7748 | 17 | 9.3 | Residential | Yes | Behind the Meter | Behind the Meter |  | None | Sunrun Installation Services, Inc. | JCP&L | Eligible for TI Program | 2020-04-09 | 2020-04-16 | 2021-10-30 | Enphase Energy | IQ7-60-x-US (240V) | Inverters | 240 |  | 30 |  |  | 0.96 |  | Outdoor | Rooftop
NJSTRE1545389307 | NJSRRE1544623736 | Transition Incentive Program | Lawnside | 8045 | 14 | 4.69 | Residential | Yes | Behind the Meter | Behind the Meter |  | None | Pro Custom Solar dba Momentum Solar | PSE&G | Eligible for TI Program | 2020-03-10 | 2020-03-13 | 2021-10-30 | Enphase Energy | IQ7-60-2-US | Inverters | 250 |  | 14 |  |  | 0.97 |  | Outdoor | roof
NJSTRE1545389321 | NJSRRE1544630520 | Transition Incentive Program | Chesterfield | 8515 | 13 | 17 | Residential | Yes | Behind the Meter | Net-metered residential rooftop and canopy |  | None | Trinity Solar | PSE&G | Final As-Built Received | 2020-03-12 | 2020-03-17 | 2021-10-30 | SOLAR EDGE | SE6000 | Inverters | 6000 |  | 2 |  |  | 0.97 |  | Outside | SIDE OF HOME
NJSTRE1545389249 | NJSRRE1544816916 | Transition Incentive Program | PENNSAUKEN | 8109 | 14 | 7.15 | Residential | Yes | Behind the Meter | Net-metered residential rooftop and canopy |  | None | Vivint Solar Developer, LLC | PSE&G | Final As-Built Received | 2020-04-08 | 2020-04-15 | 2021-10-30 | Solar Edge | SE7600H-US | Inverters | 7600 |  | 1 |  |  | 0.992 |  | Outdoor | Near the Utility Meter
NJSTRE1545389270 | NJSRRE1544626790 | Transition Incentive Program | Paramus | 7652 | 7 | 5.89 | Residential | No | Behind the Meter | Behind the Meter |  | None | Sunrun Installation Services, Inc. | PSE&G | Eligible for TI Program | 2020-03-11 | 2020-03-16 | 2021-10-30 | Delta Electronics | M5-TL-US | Inverters | 5000 |  | 1 |  |  | 0.96 |  | Outdoor | Next To Meter
NJSTRE1545389273 | NJSRRE1544626901 | Transition Incentive Program | Linden | 7036 | 10 | 2.76 | Residential | Yes | Behind the Meter | Behind the Meter |  | None | Sunrun Installation Services, Inc. | PSE&G | Eligible for TI Program | 2020-03-11 | 2020-03-16 | 2021-10-30 | Delta Electronics | M4-TL-US | Inverters | 4000 |  | 1 |  |  | 0.96 |  | Outdoor | Next To Meter
NJSTRE1545389274 | NJSRRE1544724229 | Transition Incentive Program | Sicklerville | 8081 | 14 | 15.18 | Residential | Yes | Behind the Meter | Behind the Meter |  | None | Sunrun Installation Services, Inc. | AC Electric | Eligible for TI Program | 2020-03-19 | 2020-03-24 | 2021-10-30 | Delta Electronics | M6-TL-US | Inverters | 6000 |  | 2 |  |  | 0.96 |  | Outdoor | Next To Meter
NJSTRE1545389285 | NJSRRE1544816649 | Transition Incentive Program | VOORHEES | 8043 | 14 | 7.68 | Residential | Yes | Behind the Meter | Net-metered residential rooftop and canopy |  | None | Vivint Solar Developer, LLC | PSE&G | Accepted | 2020-04-08 | 2020-04-15 | 2021-10-30 | SolarEdge | SE7600H-US | Inverters | 7600 |  | 1 |  |  | 0.992 |  | Outdoor | Near the Utility Meter
NJSTRE1545389292 | NJSRRE1544846380 | Transition Incentive Program | Union City | 7087 | 8 | 4.76 | Residential | Yes | Behind the Meter | Behind the Meter |  | None | Trinity Solar | PSE&G | Eligible for TI Program | 2020-04-15 | 2020-04-23 | 2021-10-30 | Solar Edge | SE3800 | Inverters | 3800 |  | 1 |  |  | 0.97 |  | Outside | side of home
NJSTRE1545389293 | NJSRRE1544759061 | Transition Incentive Program | Marlton | 8053 | 13 | 18.9 | Residential | Yes | Behind the Meter | Behind the Meter |  | None | Pro Custom Solar dba Momentum Solar | AC Electric | Eligible for TI Program | 2020-03-23 | 2020-03-26 | 2021-10-30 | Enphase Energy | IQ7PLUS-72-2-US | Inverters | 295 |  | 54 |  |  | 0.97 |  | Outdoor | roof
NJSTRE1545389294 | NJSRRE1544871646 | Transition Incentive Program | Union City | 7087 | 8 | 3.06 | Residential | Yes | Behind the Meter | Behind the Meter |  | None | Trinity Solar | PSE&G | Eligible for TI Program | 2020-04-22 | 2020-04-28 | 2021-10-30 | Solar Edge | SE3000 | Inverters | 3000 |  | 1 |  |  | 0.97 |  | Outside | side of home
NJSTRE1545389315 | NJSRRE1544849598 | Transition Incentive Program | Freehold | 7728 | 17 | 1582.02 | Non Profit | Yes | Behind the Meter | Net-metered non-residential rooftop and canopy |  | None | CI Renewable Construction LLC | JCP&L | Accepted | 2020-04-17 | 2020-04-23 | 2021-10-30 | Delta Electronics | M60U | Inverters | 66000 |  | 11 |  |  | 0.988 |  | Outdoor | On carports
NJSTRE1545389322 | NJSRRE1544623897 | Transition Incentive Program | Hillside | 7205 | 10 | 3.35 | Residential | Yes | Behind the Meter | Behind the Meter |  | None | Pro Custom Solar dba Momentum Solar | PSE&G | Eligible for TI Program | 2020-03-10 | 2020-03-13 | 2021-10-30 | Enphase Energy | IQ7-60-2-US | Inverters | 250 |  | 10 |  |  | 0.97 |  | Outdoor | roof
NJSTRE1545389325 | NJSRRE1544799881 | Transition Incentive Program | Warren TWP | 7059 | 5 | 3.78 | Residential | No | Behind the Meter | Net-metered residential rooftop and canopy |  | None | Tesla Energy Operations Inc | PSE&G | Accepted | 2020-04-06 | 2020-04-09 | 2021-10-30 | SolarEdge Technologies Ltd | SE3800H-US [240V] | Inverters | 3800 |  | 1 |  |  | 0.99 |  | Outdoor | Outdoor
NJSTRE1545389334 | NJSRRE1544612617 | Transition Incentive Program | Roselle Park | 7083 | 10 | 4.73 | Residential | Yes | Behind the Meter | Net-metered residential rooftop and canopy |  | None | Trinity Solar | PSE&G | Accepted | 2020-03-06 | 2020-03-11 | 2021-10-30 | SOLAR EDGE | SE3800H-US | Inverters | 3800 |  | 1 |  |  | 0.97 |  | Outside | SIDE
NJSTRE1545389323 | NJSRRE1544773629 | Transition Incentive Program | Mays Landing | 8330 | 19 | 6.21 | Residential | Yes | Behind the Meter | Behind the Meter |  | None | Seabright Solar | AC Electric | Eligible for TI Program | 2020-04-03 | 2020-04-09 | 2021-10-30 | Sunpower | SPR-E20-3327 | Inverters | 0.32 |  | 19 |  |  | 0.99 |  | Outside | Roof
NJSTRE1545389324 | NJSRRE1544905337 | Transition Incentive Program | Atco | 8004 | 14 | 8.04 | Residential | Yes | Behind the Meter | Behind the Meter |  | None | Pro Custom Solar dba Momentum Solar | PSE&G | Eligible for TI Program | 2020-04-27 | 2020-04-30 | 2021-10-30 | Enphase Energy | IQ7-60-2-US | Inverters | 240 |  | 24 |  |  | 0.97 |  | Outdoor | Roof
NJSTRE1545389328 | NJSRRE1544736110 | Transition Incentive Program | Clarksboro | 8020 | 15 | 3.06 | Residential | Yes | Behind the Meter | Net-metered residential rooftop and canopy |  | None | Trinity Solar | AC Electric | Accepted | 2020-03-20 | 2020-03-25 | 2021-10-30 | Solar Edge | SE3000 | Inverters | 3000 |  | 1 |  |  | 0.97 |  | Outside | side of home
NJSTRE1545389333 | NJSRRE1544626807 | Transition Incentive Program | Rahway | 7065 | 10 | 4.96 | Residential | Yes | Behind the Meter | Behind the Meter |  | None | Sunrun Installation Services, Inc. | PSE&G | Eligible for TI Program | 2020-03-11 | 2020-03-16 | 2021-10-30 | Enphase Energy | IQ7-60-x-US (240V) | Inverters | 240 |  | 16 |  |  | 0.96 |  | Outdoor | Rooftop
NJSTRE1545389354 | NJSRRE1544755808 | Transition Incentive Program | Orange City | 7050 | 9 | 10.54 | Residential | No | Behind the Meter | Net-metered residential rooftop and canopy |  | None | Palmetto Solar LLC | PSE&G | Accepted | 2020-03-23 | 2020-03-26 | 2021-10-30 | SolarEdge | SE10000H-US | Inverters | 10000 |  | 1 |  |  | 0.9 |  | Outside | side of the house
NJSTRE1545389359 | NJSRRE1544626073 | Transition Incentive Program | HACKETTSTOWN | 7840 | 2 | 6.72 | Residential | Yes | Behind the Meter | Net-metered residential rooftop and canopy |  | None | Vivint Solar Developer, LLC | JCP&L | Accepted | 2020-03-11 | 2020-03-16 | 2021-10-30 | Solar Edge | SE7600H-US | Inverters | 7600 |  | 1 |  |  | 0.992 |  | Outdoor | NEAR THE UTILITY METER
NJSTRE1545389371 | NJSRRE1544761203 | Transition Incentive Program | Toms River | 8757 | 18 | 10.39 | Residential | Yes | Behind the Meter | Behind the Meter |  | None | Pro Custom Solar dba Momentum Solar | JCP&L | Eligible for TI Program | 2020-03-24 | 2020-03-27 | 2021-10-30 | Enphase Energy | IQ7-60-2-US | Inverters | 250 |  | 31 |  |  | 0.97 |  | Outdoor | roof
NJSTRE1545389372 | NJSRRE1544621341 | Transition Incentive Program | Egg Harbor Township | 8234 | 19 | 7.04 | Residential | Yes | Behind the Meter | Behind the Meter |  | None | Skyline Solar, LLC | AC Electric | Eligible for TI Program | 2020-03-09 | 2020-03-12 | 2021-10-30 | SolarEdge | SE5000H-US | Inverters | 5000 |  | 1 |  |  | 0.99 |  | Outside | within ten feet of meter
NJSTRE1545389373 | NJSRRE1544720024 | Transition Incentive Program | Tuckerton | 8087 | 18 | 5.89 | Residential | No | Behind the Meter | Net-metered residential rooftop and canopy |  | None | SunPower Corporation, Systems | AC Electric | Accepted |  | 2020-03-23 | 2021-10-30 | SUNPOWER | SPR-E20-327-E-AC | Inverters | 320 |  | 18 |  |  | 0.96 |  | Other | under each panel
NJSTRE1545389377 | NJSRRE1544623139 | Transition Incentive Program | Mountainside | 7092 | 10 | 9.1 | Residential | Yes | Behind the Meter | Behind the Meter |  | None | Pro Custom Solar dba Momentum Solar | PSE&G | Eligible for TI Program | 2020-03-10 | 2020-03-12 | 2021-10-30 | Enphase Energy | IQ7Plus-72-x-US | Inverters | 290 |  | 26 |  |  | 0.97 |  | Outdoor | Roof
NJSTRE1545389389 | NJSRRE1544765118 | Transition Incentive Program | metuchen | 8840 | 11 | 14.41 | Residential | Yes | Behind the Meter | Net-metered residential rooftop and canopy |  | None | Vision Solar LLC | PSE&G | Accepted | 2020-03-25 | 2020-03-30 | 2021-10-30 | enphase | iq7-60-2-us | Inverters | 0.96 |  | 43 |  |  | 0.1 |  | Other | behind panels
NJSTRE1545389393 | NJSRRE1544708380 | Transition Incentive Program | Camden | 8105 | 14 | 5.56 | Residential | Yes | Behind the Meter | Net-metered residential rooftop and canopy |  | None | Castle Energy, LLC | PSE&G | Final As-Built Received | 2020-03-17 | 2020-03-20 | 2021-10-30 | SunPower | SPR-E20-327-E-AC | Inverters | 320 |  | 17 |  |  | 0.975 |  | Outdoor | on the rooftop under each solar panel
NJSTRE1545389199 | NJSRRE1544777604 | Transition Incentive Program | Toms River | 8757 | 18 | 9.28 | Residential | Yes | Behind the Meter | Net-metered residential rooftop and canopy |  | None | Vivint Solar Developer, LLC | JCP&L | Accepted | 2020-04-01 | 2020-04-09 | 2021-10-30 | SOLAREDGE | SE7600H-US | Inverters | 7600 |  | 1 |  |  | 0.992 |  | Outdoor | Near the Utility Meter
NJSTRE1545389220 | NJSRRE1544802461 | Transition Incentive Program | Scotch Plains | 7076 | 10 | 13.8 | Residential | Yes | Behind the Meter | Behind the Meter |  | None | Sunrun Installation Services, Inc. | PSE&G | Eligible for TI Program | 2020-04-06 | 2020-04-10 | 2021-10-30 | Delta Electronics | M6-TL-US | Inverters | 6000 |  | 1 |  |  | 0.96 |  | Outdoor | Next To Meter
NJSTRE1545389231 | NJSRRE1544768710 | Transition Incentive Program | VILLAS | 8251 | 21 | 8.32 | Residential | Yes | Behind the Meter | Net-metered residential rooftop and canopy |  | None | Vivint Solar Developer, LLC | AC Electric | Accepted | 2020-03-27 | 2020-04-01 | 2021-10-30 | SOLAREDGE | SE7600H-US | Inverters | 7600 |  | 1 |  |  | 0.992 |  | Outdoor | Near the Utility Meter
NJSTRE1545389252 | NJSRRE1544727555 | Transition Incentive Program | ELMWOOD PARK | 7407 | 7 | 5.44 | Residential | Yes | Behind the Meter | Net-metered residential rooftop and canopy |  | None | Vivint Solar Developer, LLC | PSE&G | Accepted | 2020-03-19 | 2020-03-24 | 2021-10-30 | SOLAREDGE | SE3800H-US | Inverters | 3800 |  | 1 |  |  | 0.992 |  | Outdoor | Near the Utility Meter
NJSTRE1545389256 | NJSRRE1544567191 | Transition Incentive Program | Cherry Hill | 8034 | 14 | 5.12 | Residential | Yes | Behind the Meter | Behind the Meter |  | None | Skyline Solar, LLC | PSE&G | Eligible for TI Program | 2020-03-03 | 2020-03-05 | 2021-10-30 | SolarEdge | SE3800H-US | Inverters | 3800 |  | 1 |  |  | 0.99 |  | Outside | within ten feet of meter
NJSTRE1545389258 | NJSRRE1544845585 | Transition Incentive Program | paterson | 7504 | 6 | 15.41 | Residential | Yes | Behind the Meter | Net-metered residential rooftop and canopy |  | None | Vision Solar LLC | PSE&G | Accepted | 2020-04-15 | 2020-04-22 | 2021-10-30 | enphase | iq7-60-2-us | Inverters | 0.24 |  | 46 |  |  | 0.96 |  | Other | behind panels
NJSTRE1545389262 | NJSRRE1544868506 | Transition Incentive Program | EGG HARBOR TOWNSHIP | 8234 | 19 | 4.16 | Residential | Yes | Behind the Meter | Net-metered residential rooftop and canopy |  | None | Vivint Solar Developer, LLC | AC Electric | Accepted | 2020-04-21 | 2020-04-27 | 2021-10-30 | Solar Edge | SE3800H-US | Inverters | 3800 |  | 1 |  |  | 0.992 |  | Outdoor | Near the Utility Meter
NJSTRE1545389268 | NJSRRE1544790973 | Transition Incentive Program | Clifton City | 7011 | 6 | 3.78 | Residential | Yes | Behind the Meter | Net-metered residential rooftop and canopy |  | None | Tesla Energy Operations Inc | PSE&G | Accepted | 2020-04-02 | 2020-04-09 | 2021-10-30 | Delta Electronics | M4-TL-US [240V] | Inverters | 3840 |  | 1 |  |  | 0.975 |  | Outdoor | outdoor
NJSTRE1545389302 | NJSRRE1544759177 | Transition Incentive Program | Millville | 8332 | 20 | 9.28 | Residential | Yes | Behind the Meter | Behind the Meter |  | None | Vivint Solar Developer, LLC | AC Electric | Eligible for TI Program | 2020-03-24 | 2020-03-26 | 2021-10-30 | SOLAREDGE | SE7600H-US | Inverters | 7600 |  | 1 |  |  | 0.992 |  | Outdoor | Near the Utility Meter
NJSTRE1545389313 | NJSRRE1544611138 | Transition Incentive Program | Monroe | 8831 | 11 | 17.92 | Residential | No | Behind the Meter | Behind the Meter |  | None | Maier Solar Engineering dba Solar Me | JCP&L | Eligible for TI Program | 2020-03-05 | 2020-03-10 | 2021-10-30 | Enphase | IQ7 | Inverters | 240 |  | 56 |  |  | 0.96 |  | Outdoor | Next to meter
NJSTRE1545359602 |  | Transition Incentive Program | Leonia | 7605 | 7 | 3.74 | Residential | Yes | Behind the Meter | Net-metered residential rooftop and canopy |  | PSEG | Vision Solar LLC | PSE&G | Accepted | 2020-07-29 | 2020-08-07 | 2021-10-30 | HANWHA Q-CELLS | Q.PEAK DUO-G6 340 | Solar Panels |  | 0.34 | 6 | 308 | 24 |  | Fixed | Roof
NJSTRE1545359646 |  | Transition Incentive Program | Howell | 7731 | 17 | 9.1 | Residential | Yes | Behind the Meter | Net-metered residential rooftop and canopy |  | None | Pro Custom Solar dba Momentum Solar | JCP&L | Final As-Built Received | 2020-07-29 | 2020-08-07 | 2021-10-30 | LG | LG 350N1C-V5 | Solar Panels |  | 0.35 | 23 | 109 | 24 |  | Fixed | Roof
NJSTRE1545389179 | NJSRRE1544708839 | Transition Incentive Program | Bayonne | 7002 | 8 | 4.2 | Residential | Yes | Behind the Meter | Behind the Meter |  | None | Pro Custom Solar dba Momentum Solar | PSE&G | Eligible for TI Program | 2020-03-17 | 2020-03-20 | 2021-10-30 | Enphase Energy | IQ7PLUS-72-2-US | Inverters | 295 |  | 12 |  |  | 0.97 |  | Outdoor | roof
NJSTRE1545389204 | NJSRRE1544710195 | Transition Incentive Program | Mantua | 8051 | 15 | 29.1 | Residential | Yes | Behind the Meter | Net-metered residential rooftop and canopy |  | None | SunnyMac LLC | AC Electric | Accepted | 2020-03-18 | 2020-03-20 | 2021-10-30 | Enphase | IQ7XS-96-ACM-US | Inverters | 0.315 |  | 89 |  |  | 0.99 |  | Outdoor | roof
NJSTRE1545389207 | NJSRRE1544893949 | Transition Incentive Program | CMCH | 8210 | 21 | 5.36 | Residential | No | Behind the Meter | Behind the Meter |  | None | All Season Solar | AC Electric | Eligible for TI Program | 2020-04-24 | 2020-04-29 | 2021-10-30 | Enphase | IQ7 | Inverters | 240 |  | 17 |  |  | 0.97 |  | Outdoor | under module
NJSTRE1545389213 | NJSRRE1544805401 | Transition Incentive Program | Hackettstown | 7840 | 2 | 8.84 | Residential | Yes | Behind the Meter | Net-metered residential rooftop and canopy |  | None | Trinity Solar | JCP&L | Final As-Built Received |  | 2020-04-10 | 2021-10-30 | Solar Edge | SE7600 | Inverters | 7600 |  | 1 |  |  | 0.97 |  | Outside | side of home
NJSTRE1545389234 | NJSRRE1544701306 | Transition Incentive Program | Union | 7083 | 10 | 9.3 | Residential | No | Behind the Meter | Behind the Meter |  | None | Sunrun Installation Services, Inc. | PSE&G | Eligible for TI Program | 2020-03-16 | 2020-03-19 | 2021-10-30 | Enphase Energy | IQ7-60-x-US (240V) | Inverters | 240 |  | 30 |  |  | 0.96 |  | Outdoor | Rooftop
NJSTRE1545389239 | NJSRRE1544813243 | Transition Incentive Program | Jackson | 8527 | 18 | 11.66 | Residential | No | Behind the Meter | Net-metered residential rooftop and canopy |  | None | Trinity Solar | JCP&L | Final As-Built Received | 2020-04-08 | 2020-04-14 | 2021-10-30 | SOLAR EDGE | SE10000 | Inverters | 10000 |  | 1 |  |  | 0.97 |  | Outside | SIDE OF HOME
NJSTRE1545389254 | NJSRRE1544562325 | Transition Incentive Program | Franklin twp som | 8540 | 12 | 11.78 | Residential | No | Behind the Meter | Behind the Meter |  | None | Sunrun, Inc. | PSE&G | Eligible for TI Program | 2020-03-02 | 2020-03-05 | 2021-10-30 | Enphase Energy | IQ7-60-x-US (240V) | Inverters | 240 |  | 38 |  |  | 0.96 |  | Outdoor | Rooftop
NJSTRE1545389255 | NJSRRE1544838922 | Transition Incentive Program | Union Beach | 7735 | 17 | 10.4 | Residential | Yes | Behind the Meter | Net-metered residential rooftop and canopy |  | None | Trinity Solar | JCP&L | Final As-Built Received |  | 2020-04-21 | 2021-10-30 | Solar Edge | SE10000 | Inverters | 10000 |  | 1 |  |  | 0.97 |  | Indoor | garage
NJSTRE1545389283 | NJSRRE1544680836 | Transition Incentive Program | Nutley | 7110 | 9 | 6.46 | Residential | Yes | Behind the Meter | Behind the Meter |  | None | Trinity Solar | PSE&G | Eligible for TI Program | 2020-03-13 | 2020-03-18 | 2021-10-30 | SOLAR EDGE | SE5000H-US | Inverters | 5000 |  | 1 |  |  | 0.97 |  | Outside | SIDE OF HOME
NJSTRE1545389297 | NJSRRE1544779413 | Transition Incentive Program | WEST NEW YORK | 7093 | 8 | 9.15 | Residential | No | Behind the Meter | Behind the Meter |  | None | Infinity Solar Systems | PSE&G | Eligible for TI Program | 2020-04-01 | 2020-04-09 | 2021-10-30 | ENPHASE | IQ7-60-X-US | Inverters | 240 |  | 30 |  |  | 0.97 |  | Outside | MICROINVERTERS
NJSTRE1545389315 | NJSRRE1544849598 | Transition Incentive Program | Freehold | 7728 | 17 | 1582.02 | Non Profit | Yes | Behind the Meter | Net-metered non-residential rooftop and canopy |  | None | CI Renewable Construction LLC | JCP&L | Accepted | 2020-04-17 | 2020-04-23 | 2021-10-30 | Delta Electronics | M80U | Inverters | 83000 |  | 8 |  |  | 0.988 |  | Outdoor | On carports
NJSTRE1545389319 | NJSRRE1544767243 | Transition Incentive Program | Marlboro | 7746 | 17 | 5.36 | Residential | No | Behind the Meter | Net-metered residential rooftop and canopy |  | None | New Jersey Clean Energy Solutions | JCP&L | Final As-Built Received | 2020-03-26 | 2020-03-31 | 2021-10-30 | Enphase | IQ7 | Inverters | 240 |  | 17 |  |  | 0.97 |  | Outside | under panel
NJSTRE1545363471 |  | Transition Incentive Program | Hammonton | 8037 | 19 | 18.56 | Residential | No | Behind the Meter | Net-metered residential rooftop and canopy |  | None | Whitman Construction, LLC | AC Electric | Accepted | 2020-07-29 | 2020-08-07 | 2021-10-30 | TRINA | tsm320DD05H.05 | Solar Panels |  | 0.32 | 14 | 312 | 29 |  | Fixed | Roof
NJSTRE1545389225 | NJSRRE1544727468 | Transition Incentive Program | Somerset | 8873 | 5 | 6.37 | Residential | No | Behind the Meter | Net-metered residential rooftop and canopy |  | None | Green Power Energy | PSE&G | Final As-Built Received | 2020-03-19 | 2020-04-09 | 2021-10-30 | Solar Edge | SE6000H-US | Inverters | 6000 |  | 1 |  |  | 0.97 |  | Outside | next to meter
NJSTRE1545389232 | NJSRRE1544804803 | Transition Incentive Program | Pennsville | 8070 | 16 | 7.04 | Residential | Yes | Behind the Meter | Behind the Meter |  | None | Steve Whitman LLC | AC Electric | Eligible for TI Program | 2020-04-07 | 2020-04-10 | 2021-10-30 | SolarEdge | SE5000H-US | Inverters | 5000 |  | 1 |  |  | 0.99 |  | Outside | within ten feet of meter
NJSTRE1545389241 | NJSRRE1544777596 | Transition Incentive Program | Clifton | 7012 | 6 | 5.7 | Residential | No | Behind the Meter | Net-metered residential rooftop and canopy |  | None | Green Power Energy | PSE&G | Accepted | 2020-04-01 | 2020-04-09 | 2021-10-30 | Enphase Energy | Q7PLUS-72-2-US | Inverters | 290 |  | 17 |  |  | 0.97 |  | Outside | next to meter
NJSTRE1545389242 | NJSRRE1544705365 | Transition Incentive Program | westville | 8093 | 15 | 5.03 | Residential | Yes | Behind the Meter | Net-metered residential rooftop and canopy |  | None | Vision Solar LLC | PSE&G | Accepted | 2020-03-17 | 2020-03-19 | 2021-10-30 | enphase energy | iq7-60-2-us | Inverters | 0.25 |  | 15 |  |  | 0.96 |  | Other | behind panels
NJSTRE1545389244 | NJSRRE1544838977 | Transition Incentive Program | Sicklerville | 8081 | 14 | 13.6 | Residential | No | Behind the Meter | Net-metered residential rooftop and canopy |  | None | Castle Energy, LLC | AC Electric | Accepted | 2020-04-14 | 2020-04-22 | 2021-10-30 | Hanwha Q-Cells | Q.PEAK DUO BLK-G6 340 | Inverters | 240 |  | 40 |  |  | 0.967 |  | Outdoor | on the rooftop under each solar panel
NJSTRE1545389264 | NJSRRE1544724223 | Transition Incentive Program | CLIFFWOOD | 7721 | 17 | 10.88 | Residential | Yes | Behind the Meter | Net-metered residential rooftop and canopy |  | None | Vivint Solar Developer, LLC | JCP&L | Final As-Built Received | 2020-03-19 | 2020-03-24 | 2021-10-30 | SOLAREDGE | SE7600H-US | Inverters | 7600 |  | 1 |  |  | 0.992 |  | Outdoor | Near the Utility Meter
NJSTRE1545389276 | NJSRRE1544610778 | Transition Incentive Program | Hopatcong | 7843 | 1 | 17.33 | Residential | Yes | Behind the Meter | Net-metered residential rooftop and canopy |  | None | Suntuity Solar LLC | JCP&L | Accepted | 2020-03-05 | 2020-03-10 | 2021-10-30 | Enphase Energy | IQ7-60-2-US | Inverters | 240 |  | 55 |  |  | 0.97 |  | Outdoor | Behind the PV Modules
NJSTRE1545389279 | NJSRRE1544776358 | Transition Incentive Program | Somerville | 8876 | 5 | 4.02 | Residential | Yes | Behind the Meter | Net-metered residential rooftop and canopy |  | None | Pro Custom Solar dba Momentum Solar | PSE&G | Final As-Built Received | 2020-03-31 | 2020-04-09 | 2021-10-30 | Enphase Energy | IQ7-60-2-US | Inverters | 240 |  | 12 |  |  | 0.97 |  | Outdoor | roof
NJSTRE1545389289 | NJSRRE1544819149 | Transition Incentive Program | Milford | 8848 | 4 | 12.09 | Residential | No | Behind the Meter | Behind the Meter |  | None | Sunrun Installation Services, Inc. | JCP&L | Eligible for TI Program | 2020-04-10 | 2020-04-20 | 2021-10-30 | Enphase Energy | IQ7-60-x-US (240V) | Inverters | 240 |  | 39 |  |  | 0.96 |  | Outdoor | Rooftop
NJSTRE1545389290 | NJSRRE1544836430 | Transition Incentive Program | Hardwick Township | 7825 | 2 | 11.47 | Residential | Yes | Behind the Meter | Behind the Meter |  | None | Sunrun Installation Services, Inc. | JCP&L | Eligible for TI Program | 2020-04-13 | 2020-04-20 | 2021-10-30 | Enphase Energy | IQ7-60-x-US (240V) | Inverters | 240 |  | 37 |  |  | 0.96 |  | Outdoor | Rooftop
NJSTRE1545389296 | NJSRRE1544680174 | Transition Incentive Program | Jersey City | 7304 | 8 | 17 | Residential | Yes | Behind the Meter | Net-metered residential rooftop and canopy |  | None | SunPower Corporation, Systems | PSE&G | Accepted |  | 2020-03-18 | 2021-10-30 | SUNPOWER | SPR-E20-327-E-AC | Inverters | 320 |  | 52 |  |  | 0.96 |  | Other | under each panel
NJSTRE1545389301 | NJSRRE1544779200 | Transition Incentive Program | Edison | 8837 | 11 | 2.76 | Residential | Yes | Behind the Meter | Behind the Meter |  | None | Sunrun Installation Services, Inc. | PSE&G | Eligible for TI Program | 2020-04-01 | 2020-04-09 | 2021-10-30 | Enphase Energy | IQ7PLUS-72-x-US (240V) | Inverters | 290 |  | 8 |  |  | 0.96 |  | Outdoor | Rooftop
NJSTRE1545389266 | NJSRRE1544762475 | Transition Incentive Program | Hamilton Township | 8629 | 12 | 3.85 | Residential | Yes | Behind the Meter | Behind the Meter |  | None | Pro Custom Solar dba Momentum Solar | PSE&G | Eligible for TI Program | 2020-03-25 | 2020-03-27 | 2021-10-30 | Enphase Energy | IQ7PLUS-72-2-US | Inverters | 295 |  | 11 |  |  | 0.97 |  | Outdoor | roof
NJSTRE1545355444 |  | Transition Incentive Program | Marlboro | 7746 | 17 | 9 | Residential | No | Behind the Meter | Net-metered residential rooftop and canopy |  | None | Seabright Solar | JCP&L | Accepted | 2020-07-31 | 2020-08-07 | 2021-10-30 | Sunpower | SPR-X22-360 | Solar Panels |  | 0.36 | 7 | 168 | 30 |  | Fixed | Roof
NJSTRE1545355469 |  | Transition Incentive Program | Swedesboro | 8085 | 15 | 13.41 | Residential | Yes | Behind the Meter | Net-metered residential rooftop and canopy |  | None | Seabright Solar | AC Electric | Accepted | 2020-08-04 | 2020-08-07 | 2021-10-30 | Sunpower | SPR-E20-327 | Solar Panels |  | 0.327 | 13 | 198 | 18 |  | Fixed | Roof
NJSTRE1545355648 |  | Transition Incentive Program | Blairstown | 7825 | 2 | 12.4 | Residential | No | Behind the Meter | Net-metered residential rooftop and canopy |  | None | Tesla Energy Operations Inc. | JCP&L | Accepted | 2020-07-28 | 2020-08-07 | 2021-10-30 | Tesla | SR60T1 | Solar Panels |  | 0.05847 | 182 | 358 | 34 |  | Fixed | Roof
NJSTRE1545359512 |  | Transition Incentive Program | VENTNOR CITY | 8406 | 19 | 5.67 | Residential | Yes | Behind the Meter | Net-metered residential rooftop and canopy |  | None | Suntuity Solar LLC | AC Electric | Accepted | 2020-07-29 | 2020-08-07 | 2021-10-30 | Longi | LR6-60HPB-315M | Solar Panels |  | 0.315 | 18 | 142 | 31 |  | Fixed | Roof
NJSTRE1545359601 |  | Transition Incentive Program | WILLIAMSTOWN | 8094 | 15 | 7.48 | Residential | Yes | Behind the Meter | Net-metered residential rooftop and canopy |  | None | Trinity Solar | AC Electric | Accepted | 2020-07-29 | 2020-08-07 | 2021-10-30 | HANWHA | Q.PEAK DUO BLK-G6 340 | Solar Panels |  | 0.34 | 16 | 85 | 18 |  | Fixed | Roof
NJSTRE1545359610 |  | Transition Incentive Program | Edison | 8817 | 11 | 9.38 | Residential | Yes | Behind the Meter | Net-metered residential rooftop and canopy |  | None | Trinity Solar | PSE&G | Accepted | 2020-07-29 | 2020-08-07 | 2021-10-30 | Hanwha | Q.PEAK DUO BLK-G6 335 | Solar Panels |  | 0.335 | 8 | 276 | 12 |  | Fixed | Roof
NJSTRE1545359658 |  | Transition Incentive Program | Williamstown | 8094 | 15 | 13.94 | Residential | Yes | Behind the Meter | Net-metered residential rooftop and canopy |  | ACE2 | Vision Solar LLC | AC Electric | Accepted | 2020-07-29 | 2020-08-07 | 2021-10-30 | HANWHA Q-CELLS | Q.PEAK DUO-G6 340 | Solar Panels |  | 0.34 | 9 | 304 | 26 |  | Fixed | Roof
NJSTRE1545359670 |  | Transition Incentive Program | WOODBRIDGE TWP | 8830 | 11 | 8.06 | Residential | No | Behind the Meter | Net-metered residential rooftop and canopy |  | None | Bright Planet Solar | PSE&G | Accepted | 2020-07-29 | 2020-08-07 | 2021-10-30 | LONGI | LR6-60HPB-310M | Solar Panels |  | 0.31 | 7 | 130 | 26 |  | Fixed | Roof
NJSTRE1545359670 |  | Transition Incentive Program | WOODBRIDGE TWP | 8830 | 11 | 8.06 | Residential | No | Behind the Meter | Net-metered residential rooftop and canopy |  | None | Bright Planet Solar | PSE&G | Accepted | 2020-07-29 | 2020-08-07 | 2021-10-30 | LONGI | LR6-60HPB-310M | Solar Panels |  | 0.31 | 17 | 310 | 26 |  | Fixed | Roof
NJSTRE1545359729 |  | Transition Incentive Program | Morganville | 7751 | 17 | 9.45 | Residential | Yes | Behind the Meter | Net-metered residential rooftop and canopy |  | None | Pro Custom Solar dba Momentum Solar | JCP&L | Accepted | 2020-07-29 | 2020-08-07 | 2021-10-30 | LG | LG 350N1C-V5 | Solar Panels |  | 0.35 | 3 | 193 | 21 |  | Fixed | Roof
NJSTRE1545359763 |  | Transition Incentive Program | Cinnaminson | 8077 | 13 | 13.55 | Residential | No | Behind the Meter | Net-metered residential rooftop and canopy |  | PSEG | Vision Solar LLC | PSE&G | Accepted | 2020-07-29 | 2020-08-07 | 2021-10-30 | HANWHA Q-CELLS | Q.PEAK DUO-G5 315 | Solar Panels |  | 0.315 | 25 | 252 | 24 |  | Fixed | Roof
NJSTRE1545363409 |  | Transition Incentive Program | GALLOWAY | 8205 | 19 | 8.68 | Residential | Yes | Behind the Meter | Net-metered residential rooftop and canopy |  | None | Bright Planet Solar | AC Electric | Accepted | 2020-07-29 | 2020-08-07 | 2021-10-30 | LONGI | LR6-60HPB-310M | Solar Panels |  | 0.31 | 6 | 265 | 18 |  | Fixed | Roof
NJSTRE1545359706 |  | Transition Incentive Program | Sicklerville | 8081 | 14 | 10.08 | Residential | No | Behind the Meter | Net-metered residential rooftop and canopy |  | None | Impact Solar LLC | AC Electric | Accepted | 2020-07-29 | 2020-08-07 | 2021-10-30 | LG | LG360Q1C-A5 | Solar Panels |  | 0.36 | 23 | 133 | 27 |  | Fixed | Roof
NJSTRE1545359792 |  | Transition Incentive Program | Somerset | 8873 | 5 | 8.05 | Residential | Yes | Behind the Meter | Net-metered residential rooftop and canopy |  | None | Pro Custom Solar dba Momentum Solar | PSE&G | Accepted | 2020-07-29 | 2020-08-07 | 2021-10-30 | LG | LG 350N1C-V5 | Solar Panels |  | 0.35 | 4 | 107 | 22 |  | Fixed | Roof
NJSTRE1545359715 |  | Transition Incentive Program | Vineland | 8360 | 20 | 5.5 | Residential | No | Behind the Meter | Net-metered residential rooftop and canopy |  | None | Kaitanna Solar, LLC | Vineland Muni Electric | Final As-Built Received | 2020-08-10 | 2020-08-11 | 2021-10-30 | Axitec | AC-250M | Solar Panels |  | 0.25 | 10 | 183 | 20 |  | Fixed | Roof
NJSTRE1545360840 |  | Transition Incentive Program | DELRAN | 8075 | 13 | 13.44 | Residential | Yes | Behind the Meter | Net-metered residential rooftop and canopy |  | None | Vivint Solar Developer, LLC | PSE&G | Accepted | 2020-07-30 | 2020-08-07 | 2021-10-30 | Jinko Solar | JKM320M-60HBL | Solar Panels |  | 0.32 | 20 | 325 | 18 |  | Fixed | Roof
NJSTRE1545360840 |  | Transition Incentive Program | DELRAN | 8075 | 13 | 13.44 | Residential | Yes | Behind the Meter | Net-metered residential rooftop and canopy |  | None | Vivint Solar Developer, LLC | PSE&G | Accepted | 2020-07-30 | 2020-08-07 | 2021-10-30 | Jinko Solar | JKM320M-60HBL | Solar Panels |  | 0.32 | 4 | 145 | 18 |  | Fixed | Roof
NJSTRE1545363421 |  | Transition Incentive Program | WEST BERLIN | 8091 | 14 | 7.14 | Residential | Yes | Behind the Meter | Net-metered residential rooftop and canopy |  | None | Trinity Solar | AC Electric | Accepted | 2020-07-29 | 2020-08-07 | 2021-10-30 | HANWHA | Q.PEAK DUO BLK-G6 340 | Solar Panels |  | 0.34 | 6 | 214 | 18 |  | Fixed | Roof
NJSTRE1545363471 |  | Transition Incentive Program | Hammonton | 8037 | 19 | 18.56 | Residential | No | Behind the Meter | Net-metered residential rooftop and canopy |  | None | Whitman Construction, LLC | AC Electric | Accepted | 2020-07-29 | 2020-08-07 | 2021-10-30 | TRINA | tsm320DD05H.05 | Solar Panels |  | 0.32 | 5 | 42 | 25 |  | Fixed | Roof
NJSTRE1545363465 |  | Transition Incentive Program | ELIZABETH | 7208 | 10 | 11.7 | Residential | Yes | Behind the Meter | Net-metered residential rooftop and canopy |  | None | Vivint Solar Developer, LLC | PSE&G | Accepted | 2020-07-30 | 2020-08-07 | 2021-10-30 | Jinko Solar | JKM325M-60HBL | Solar Panels |  | 0.325 | 16 | 281 | 33 |  | Fixed | Roof
NJSTRE1545363500 |  | Transition Incentive Program | Rumson | 7760 | 17 | 12.24 | Residential | No | Behind the Meter | Net-metered residential rooftop and canopy |  | None | Tesla Energy Operations Inc. | JCP&L | Accepted | 2020-07-29 | 2020-08-07 | 2021-10-30 | Hanwha Q-CELLS | Q.Peak DUO BLK-G6+ 340 | Solar Panels |  | 0.34 | 6 | 149 | 23 |  | Fixed | Roof
NJSTRE1545363500 |  | Transition Incentive Program | Rumson | 7760 | 17 | 12.24 | Residential | No | Behind the Meter | Net-metered residential rooftop and canopy |  | None | Tesla Energy Operations Inc. | JCP&L | Accepted | 2020-07-29 | 2020-08-07 | 2021-10-30 | Hanwha Q-CELLS | Q.Peak DUO BLK-G6+ 340 | Solar Panels |  | 0.34 | 5 | 239 | 23 |  | Fixed | Roof
NJSTRE1545363569 |  | Transition Incentive Program | WOODBURY | 8096 | 15 | 6.46 | Residential | Yes | Behind the Meter | Net-metered residential rooftop and canopy |  | None | Trinity Solar | PSE&G | Accepted | 2020-07-29 | 2020-08-07 | 2021-10-30 | HANWHA | Q.PEAK DUO BLK-G6 340 | Solar Panels |  | 0.34 | 10 | 109 | 34 |  | Fixed | Roof
NJSTRE1545363625 |  | Transition Incentive Program | Blackwood | 8012 | 14 | 9.18 | Residential | Yes | Behind the Meter | Net-metered residential rooftop and canopy |  | None | Trinity Solar | AC Electric | Accepted | 2020-07-29 | 2020-08-07 | 2021-10-30 | Hanwha | Q.PEAK DUO BLK-G6 340 | Solar Panels |  | 0.34 | 12 | 224 | 18 |  | Fixed | Roof
NJSTRE1545389351 | NJSRRE1544776075 | Transition Incentive Program | Egg Harbor City | 8215 | 19 | 5.58 | Residential | Yes | Behind the Meter | Behind the Meter |  | None | Sunrun Installation Services, Inc. | AC Electric | Eligible for TI Program | 2020-03-31 | 2020-04-09 | 2021-10-30 | Enphase Energy | IQ7-60-x-US (240V) | Inverters | 240 |  | 18 |  |  | 0.96 |  | Outdoor | Rooftop
NJSTRE1545389356 | NJSRRE1544630761 | Transition Incentive Program | Manville | 8835 | 5 | 2.84 | Residential | Yes | Behind the Meter | Net-metered residential rooftop and canopy |  | None | Trinity Solar | PSE&G | Accepted |  | 2020-03-17 | 2021-10-30 | Solar Edge | SE3000H-US | Inverters | 3000 |  | 1 |  |  | 0.97 |  | Outdoor | side of home
NJSTRE1545355634 |  | Transition Incentive Program | Milford | 8848 | 4 | 17.01 | Residential | No | Behind the Meter | Net-metered residential rooftop and canopy |  | None | Tesla Energy Operations Inc. | JCP&L | Accepted | 2020-07-28 | 2020-08-07 | 2021-10-30 | Tesla | SR60T1 | Solar Panels |  | 0.05847 | 50 | 39 | 23 |  | Fixed | Roof
NJSTRE1545355634 |  | Transition Incentive Program | Milford | 8848 | 4 | 17.01 | Residential | No | Behind the Meter | Net-metered residential rooftop and canopy |  | None | Tesla Energy Operations Inc. | JCP&L | Accepted | 2020-07-28 | 2020-08-07 | 2021-10-30 | Tesla | SR60T1 | Solar Panels |  | 0.05847 | 102 | 39 | 23 |  | Fixed | Roof
NJSTRE1545355690 |  | Transition Incentive Program | Sewell | 8080 | 15 | 11.97 | Residential | No | Behind the Meter | Net-metered residential rooftop and canopy |  | None | Advanced Renewable Solutions | AC Electric | Accepted | 2020-07-28 | 2020-08-07 | 2021-10-30 | CertainTeed | CT315M11-02 | Solar Panels |  | 0.315 | 12 | 1 | 24 |  | Fixed | Roof
NJSTRE1545359514 |  | Transition Incentive Program | VINELAND | 8360 | 20 | 7.25 | Residential | Yes | Behind the Meter | Net-metered residential rooftop and canopy |  | None | Suntuity Solar LLC | Vineland Muni Electric | Accepted | 2020-08-06 | 2020-08-07 | 2021-10-30 | Longi | LR6-60HPB-315M | Solar Panels |  | 0.315 | 12 | 85 | 33 |  | Fixed | Roof
NJSTRE1545359527 |  | Transition Incentive Program | NEWFIELD | 8344 | 15 | 4.48 | Residential | Yes | Behind the Meter | Net-metered residential rooftop and canopy |  | None | Trinity Solar | AC Electric | Accepted | 2020-07-29 | 2020-08-07 | 2021-10-30 | HANWHA | Q.PEAK DUO BLK-G5 320 | Solar Panels |  | 0.32 | 8 | 75 | 18 |  | Fixed | Roof
NJSTRE1545359527 |  | Transition Incentive Program | NEWFIELD | 8344 | 15 | 4.48 | Residential | Yes | Behind the Meter | Net-metered residential rooftop and canopy |  | None | Trinity Solar | AC Electric | Accepted | 2020-07-29 | 2020-08-07 | 2021-10-30 | HANWHA | Q.PEAK DUO BLK-G5 320 | Solar Panels |  | 0.32 | 2 | 165 | 14 |  | Fixed | Roof
NJSTRE1545359530 |  | Transition Incentive Program | Bridgeton | 8302 | 20 | 5.12 | Residential | No | Behind the Meter | Net-metered residential rooftop and canopy |  | None | Posigen NJ LLC | AC Electric | Accepted | 2020-07-29 | 2020-08-07 | 2021-10-30 | Hanwha Q-Cells | Q.PEAK DUO-G5 320 | Solar Panels |  | 0.32 | 16 | 175 | 40 |  | Fixed | Roof
NJSTRE1545359601 |  | Transition Incentive Program | WILLIAMSTOWN | 8094 | 15 | 7.48 | Residential | Yes | Behind the Meter | Net-metered residential rooftop and canopy |  | None | Trinity Solar | AC Electric | Accepted | 2020-07-29 | 2020-08-07 | 2021-10-30 | HANWHA | Q.PEAK DUO BLK-G6 340 | Solar Panels |  | 0.34 | 6 | 85 | 18 |  | Fixed | Roof
NJSTRE1545359658 |  | Transition Incentive Program | Williamstown | 8094 | 15 | 13.94 | Residential | Yes | Behind the Meter | Net-metered residential rooftop and canopy |  | ACE2 | Vision Solar LLC | AC Electric | Accepted | 2020-07-29 | 2020-08-07 | 2021-10-30 | HANWHA Q-CELLS | Q.PEAK DUO-G6 340 | Solar Panels |  | 0.34 | 6 | 125 | 20 |  | Fixed | Roof
NJSTRE1545359658 |  | Transition Incentive Program | Williamstown | 8094 | 15 | 13.94 | Residential | Yes | Behind the Meter | Net-metered residential rooftop and canopy |  | ACE2 | Vision Solar LLC | AC Electric | Accepted | 2020-07-29 | 2020-08-07 | 2021-10-30 | HANWHA Q-CELLS | Q.PEAK DUO-G6 340 | Solar Panels |  | 0.34 | 20 | 124 | 26 |  | Fixed | Roof
NJSTRE1545359680 |  | Transition Incentive Program | North Arlington | 7031 | 7 | 4.9 | Residential | Yes | Behind the Meter | Net-metered residential rooftop and canopy |  | None | Pro Custom Solar dba Momentum Solar | PSE&G | Accepted | 2020-07-29 | 2020-08-07 | 2021-10-30 | LG | LG 350N1C-V5 | Solar Panels |  | 0.35 | 10 | 212 | 22 |  | Fixed | Roof
NJSTRE1545387538 | NJSRRE1543469909 | Transition Incentive Program | Edison | 8820 | 11 | 9.9 | Residential | No | Behind the Meter | Behind the Meter |  | None | Sunrun Installation Services, Inc. | PSE&G | Eligible for TI Program | 2019-12-03 | 2019-12-05 | 2021-10-30 | Delta Electronics | M8-TL-US | Inverters | 7680 |  | 1 |  |  | 0.96 |  | Outdoor | Next To Meter
NJSTRE1545387544 | NJSRRE1544540586 | Transition Incentive Program | PENNSAUKEN | 8110 | 14 | 6.72 | Residential | Yes | Behind the Meter | Net-metered residential rooftop and canopy |  | None | Vivint Solar Developer, LLC | PSE&G | Accepted | 2020-02-26 | 2020-02-28 | 2021-10-30 | Solar Edge | SE7600H-US | Inverters | 7600 |  | 1 |  |  | 0.992 |  | Outdoor | Near the Utility Meter
NJSTRE1545387549 | NJSRRE1544175422 | Transition Incentive Program | califon | 7830 | 4 | 21.74 | Residential | No | Behind the Meter | Net-metered residential rooftop and canopy |  | None | Vision Solar LLC | JCP&L | Accepted | 2020-01-16 | 2020-01-23 | 2021-10-30 | enphase | iq7-60-2-us | Inverters | 0.25 |  | 69 |  |  | 0.96 |  | Other | behind panels
NJSTRE1545387552 | NJSRRE1544419470 | Transition Incentive Program | Willingboro Twp | 8046 | 13 | 4.5 | Residential | Yes | Behind the Meter | Net-metered residential rooftop and canopy |  | None | Bright Planet Solar | PSE&G | Accepted |  | 2020-02-11 | 2021-10-30 | SOLAR EDGE | SE3800H-USRGM | Inverters | 3800 |  | 1 |  |  | 0.98 |  | Outdoor | OUTSIDE
NJSTRE1545387554 | NJSRRE1543586299 | Transition Incentive Program | Teaneck | 7666 | 7 | 6.93 | Residential | Yes | Behind the Meter | Behind the Meter |  | None | Trinity Solar | PSE&G | Eligible for TI Program | 2019-12-20 | 2019-12-26 | 2021-10-30 | Solar Edge | SE6000 | Inverters | 6000 |  | 1 |  |  | 0.97 |  | Outside | side of home
NJSTRE1545387563 | NJSRRE1544345996 | Transition Incentive Program | Hammonton | 8037 | 19 | 5.67 | Residential | Yes | Behind the Meter | Net-metered residential rooftop and canopy |  | None | Suntuity Solar LLC | AC Electric | Accepted | 2020-02-03 | 2020-02-05 | 2021-10-30 | Enphase Energy | IQ7-60-2-US | Inverters | 240 |  | 18 |  |  | 0.97 |  | Outdoor | Behind the PV Modules
NJSTRE1545387569 | NJSRRE1543497732 | Transition Incentive Program | Toms River | 8755 | 18 | 15.08 | Residential | Yes | Behind the Meter | Behind the Meter |  | None | Sunrun Installation Services, Inc. | JCP&L | Eligible for TI Program | 2019-12-06 | 2019-12-10 | 2021-10-30 | Delta Electronics | M4-TL-US | Inverters | 3840 |  | 1 |  |  | 0.96 |  | Outdoor | Next To Meter
NJSTRE1545387572 | NJSRRE1543493393 | Transition Incentive Program | PORT MONMOUTH | 7758 | 17 | 7.56 | Residential | Yes | Behind the Meter | Net-metered residential rooftop and canopy |  | None | Vivint Solar Developer, LLC | JCP&L | Accepted | 2019-12-07 | 2019-12-10 | 2021-10-30 | Solar Edge | SE7600H-US | Inverters | 7600 |  | 1 |  |  | 0.992 |  | Outdoor | near the utility meter
NJSTRE1545332978 | NJSRRE1544311057 | Transition Incentive Program | Cherry Hill Twp | 8002 | 14 | 5.23 | Residential | No | Behind the Meter | Net-metered residential rooftop and canopy |  | None | SunnyMac LLC | PSE&G | Accepted |  | 2020-01-30 | 2021-10-30 | SunPower, | SPR-E20-327 | Solar Panels |  | 0.327 | 14 | 220 | 20 |  | Fixed | Roof
NJSTRE1545332983 | NJSRRE1544761160 | Transition Incentive Program | Kenilworth Boro | 7033 | 10 | 14.7 | Residential | Yes | Behind the Meter | Net-metered residential rooftop and canopy |  | None | SunnyMac LLC | PSE&G | Accepted |  | 2020-03-27 | 2021-10-30 | SunPower | SPR-X21-350 | Solar Panels |  | 0.35 | 7 | 263 | 23 |  | Fixed | Roof
NJSTRE1545332994 | NJSRRE1544626797 | Transition Incentive Program | Erial | 8081 | 14 | 7.52 | Residential | Yes | Behind the Meter | Net-metered residential rooftop and canopy |  | None | SunnyMac LLC | AC Electric | Accepted |  | 2020-03-16 | 2021-10-30 | SunPower | SPR-E20327 | Solar Panels |  | 0.327 | 23 | 238 | 26 |  | Fixed | Roof
NJSTRE1545332999 | NJSRRE1544758926 | Transition Incentive Program | West Milford | 7480 | 6 | 12.73 | Residential | No | Behind the Meter | Net-metered residential rooftop and canopy |  | None | SunnyMac LLC | Orange Rockland Electric | As-Built Incomplete | 2020-03-23 | 2020-03-26 | 2021-10-30 | sunpower | X21335 | Solar Panels |  | 0.335 | 38 | 205 | 23 |  | Fixed | Roof
NJSTRE1545333002 | NJSRRE1544690109 | Transition Incentive Program | East Brunswick | 8816 | 11 | 7.85 | Residential | No | Behind the Meter | Net-metered residential rooftop and canopy |  | None | SunnyMac LLC | JCP&L | Accepted |  | 2020-03-18 | 2021-10-30 | SunPower | SPR-E20327 | Solar Panels |  | 0.327 | 24 | 260 | 18 |  | Fixed | Roof
NJSTRE1545363465 |  | Transition Incentive Program | ELIZABETH | 7208 | 10 | 11.7 | Residential | Yes | Behind the Meter | Net-metered residential rooftop and canopy |  | None | Vivint Solar Developer, LLC | PSE&G | Accepted | 2020-07-30 | 2020-08-07 | 2021-10-30 | Jinko Solar | JKM325M-60HBL | Solar Panels |  | 0.325 | 14 | 101 | 33 |  | Fixed | Roof
NJSTRE1545363492 |  | Transition Incentive Program | Westfield | 7090 | 10 | 8.71 | Residential | Yes | Behind the Meter | Net-metered residential rooftop and canopy |  | None | Trinity Solar | PSE&G | Accepted | 2020-07-29 | 2020-08-07 | 2021-10-30 | Hanwha 335 | Q.PEAK DUO BLK-G6 335 | Solar Panels |  | 0.335 | 4 | 215 | 18 |  | Fixed | Roof
NJSTRE1545363524 |  | Transition Incentive Program | Egg Harbor City | 8215 | 19 | 14.39 | Residential | Yes | Behind the Meter | Net-metered residential rooftop and canopy |  | None | Ad Energy | AC Electric | Accepted | 2020-07-29 | 2020-08-07 | 2021-10-30 | SunPower | SPR-E20-327-E-AC | Solar Panels |  | 0.327 | 17 | 42 | 26 |  | Fixed | Roof
NJSTRE1545363500 |  | Transition Incentive Program | Rumson | 7760 | 17 | 12.24 | Residential | No | Behind the Meter | Net-metered residential rooftop and canopy |  | None | Tesla Energy Operations Inc. | JCP&L | Accepted | 2020-07-29 | 2020-08-07 | 2021-10-30 | Hanwha Q-CELLS | Q.Peak DUO BLK-G6+ 340 | Solar Panels |  | 0.34 | 6 | 329 | 23 |  | Fixed | Roof
NJSTRE1545363572 |  | Transition Incentive Program | Berlin | 8009 | 14 | 6.3 | Residential | Yes | Behind the Meter | Net-metered residential rooftop and canopy |  | None | Pro Custom Solar dba Momentum Solar | AC Electric | Accepted | 2020-07-29 | 2020-08-07 | 2021-10-30 | LG ELECTRONICS | LG 350N1C-V5 | Solar Panels |  | 0.35 | 11 | 116 | 27 |  | Fixed | Roof
NJSTRE1545363595 |  | Transition Incentive Program | ROSELLE | 7203 | 10 | 10.73 | Residential | Yes | Behind the Meter | Net-metered residential rooftop and canopy |  | None | Vivint Solar Developer, LLC | PSE&G | Accepted | 2020-07-30 | 2020-08-07 | 2021-10-30 | Jinko Solar | JKM325M-60HBL | Solar Panels |  | 0.325 | 3 | 346 | 23 |  | Fixed | Roof
NJSTRE1545363595 |  | Transition Incentive Program | ROSELLE | 7203 | 10 | 10.73 | Residential | Yes | Behind the Meter | Net-metered residential rooftop and canopy |  | None | Vivint Solar Developer, LLC | PSE&G | Accepted | 2020-07-30 | 2020-08-07 | 2021-10-30 | Jinko Solar | JKM325M-60HBL | Solar Panels |  | 0.325 | 12 | 76 | 23 |  | Fixed | Roof
NJSTRE1545363595 |  | Transition Incentive Program | ROSELLE | 7203 | 10 | 10.73 | Residential | Yes | Behind the Meter | Net-metered residential rooftop and canopy |  | None | Vivint Solar Developer, LLC | PSE&G | Accepted | 2020-07-30 | 2020-08-07 | 2021-10-30 | Jinko Solar | JKM325M-60HBL | Solar Panels |  | 0.325 | 4 | 166 | 23 |  | Fixed | Roof
NJSTRE1545363613 |  | Transition Incentive Program | BAYONNE CITY | 7002 | 8 | 8.37 | Residential | Yes | Behind the Meter | Net-metered residential rooftop and canopy |  | None | Bright Planet Solar | PSE&G | Accepted | 2020-07-29 | 2020-08-07 | 2021-10-30 | LONGI | LR6-60HPB-310M | Solar Panels |  | 0.31 | 11 | 11 | 42 |  | Fixed | Roof
NJSTRE1545363587 |  | Transition Incentive Program | Cape May | 8210 | 21 | 11.84 | Residential | No | Behind the Meter | Net-metered residential rooftop and canopy |  | None | RCL Enterprises Inc. | AC Electric | Accepted | 2020-07-29 | 2020-08-07 | 2021-10-30 | Canadian Solar | CS1H-320MS | Solar Panels |  | 0.32 | 8 | 218 | 45 |  | Fixed | Roof
NJSTRE1545363704 | NJSRRE1543451854 | Transition Incentive Program | Sewell | 8080 | 15 | 21.7 | Residential | Yes | Behind the Meter | Net-metered residential rooftop and canopy |  | None | Solar Energy World | AC Electric | Final As-Built Received | 2019-11-27 | 2019-12-03 | 2021-10-30 | LONGi Green Energy Technology | LR6-60HPB-310M | Solar Panels |  | 0.31 | 22 | 131 | 30 |  | Fixed | Roof
NJSTRE1545363714 | NJSRRE1543532703 | Transition Incentive Program | Sicklerville | 8081 | 14 | 19.22 | Residential | Yes | Behind the Meter | Net-metered residential rooftop and canopy |  | None | Solar Energy World | AC Electric | Accepted | 2019-12-12 | 2019-12-17 | 2021-10-30 | LONGi Green Energy Technology | LR6-60HPB-310M | Solar Panels |  | 0.31 | 62 | 133 | 22 |  | Fixed | Roof
NJSTRE1545363723 | NJSRRE1544621375 | Transition Incentive Program | Monroe Township | 8831 | 11 | 6.2 | Residential | Yes | Behind the Meter | Net-metered residential rooftop and canopy |  | None | Solar Energy World | JCP&L | Accepted | 2020-03-09 | 2020-03-12 | 2021-10-30 | LONGi Green Energy Technology | LR6-60HPB-310M | Solar Panels |  | 0.31 | 20 | 155 | 33 |  | Fixed | Roof
NJSTRE1545363471 |  | Transition Incentive Program | Hammonton | 8037 | 19 | 18.56 | Residential | No | Behind the Meter | Net-metered residential rooftop and canopy |  | None | Whitman Construction, LLC | AC Electric | Accepted | 2020-07-29 | 2020-08-07 | 2021-10-30 | TRINA | tsm320DD05H.05 | Solar Panels |  | 0.32 | 17 | 42 | 32 |  | Fixed | Roof
NJSTRE1545363608 |  | Transition Incentive Program | Atlantic City | 8401 | 19 | 4.25 | Residential | Yes | Behind the Meter | Net-metered residential rooftop and canopy |  | None | Ad Energy | AC Electric | Accepted | 2020-07-29 | 2020-08-07 | 2021-10-30 | SunPower | SPR-E20-327-E-AC | Solar Panels |  | 0.327 | 13 | 152 | 27 |  | Fixed | Roof
NJSTRE1545363683 | NJSRRE1542377442 | Transition Incentive Program | Milford | 8848 | 4 | 22.32 | Residential | Yes | Behind the Meter | Behind the Meter |  | None | Solar Energy World | JCP&L | Eligible for TI Program | 2019-09-10 | 2019-09-12 | 2021-10-30 | LONGi Green Energy Technology | LR6-60PE-310M | Solar Panels |  | 0.31 | 72 | 126 | 18 |  | Fixed | Roof
NJSTRE1545363691 | NJSRRE1543061250 | Transition Incentive Program | Morganville | 7751 | 17 | 25.11 | Residential | Yes | Behind the Meter | Net-metered residential rooftop and canopy |  | None | Solar Energy World | JCP&L | Accepted | 2019-11-08 | 2019-11-13 | 2021-10-30 | LONGi Green Energy Technology | LR6-60PE-310M | Solar Panels |  | 0.31 | 81 | 164 | 33 |  | Fixed | Roof
NJSTRE1545363699 | NJSRRE1544162064 | Transition Incentive Program | Little Egg Harbor | 8087 | 18 | 13.64 | Residential | Yes | Behind the Meter | Net-metered residential rooftop and canopy |  | None | Solar Energy World | AC Electric | Accepted | 2020-01-13 | 2020-01-16 | 2021-10-30 | LONGi Green Energy Technology | LR6-60HPB-310M | Solar Panels |  | 0.31 | 44 | 148 | 22 |  | Fixed | Roof
NJSTRE1545363704 | NJSRRE1543451854 | Transition Incentive Program | Sewell | 8080 | 15 | 21.7 | Residential | Yes | Behind the Meter | Net-metered residential rooftop and canopy |  | None | Solar Energy World | AC Electric | Final As-Built Received | 2019-11-27 | 2019-12-03 | 2021-10-30 | LONGi Green Energy Technology | LR6-60HPB-310M | Solar Panels |  | 0.31 | 14 | 220 | 40 |  | Fixed | Roof
NJSTRE1545363708 | NJSRRE1544162028 | Transition Incentive Program | Willingboro | 8046 | 13 | 4.65 | Residential | No | Behind the Meter | Net-metered residential rooftop and canopy |  | None | Solar Energy World | PSE&G | Accepted | 2020-01-13 | 2020-01-17 | 2021-10-30 | LONGi Green Energy Technology | LR6-60HPB-310M | Solar Panels |  | 0.31 | 15 | 214 | 32 |  | Fixed | Roof
NJSTRE1545389271 | NJSRRE1544627644 | Transition Incentive Program | LINWOOD | 8221 | 19 | 11.34 | Residential | Yes | Behind the Meter | Net-metered residential rooftop and canopy |  | None | Tesla Energy Operations Inc. | AC Electric | Accepted | 2020-03-11 | 2020-03-17 | 2021-10-30 | SolarEdge Technologies | SE11400A-US | Inverters | 11400 |  | 1 |  |  | 0.975 |  | Outdoor | Outdoor
NJSTRE1545389288 | NJSRRE1544802641 | Transition Incentive Program | Mahwah | 7430 | 7 | 6.84 | Residential | No | Behind the Meter | Net-metered residential rooftop and canopy |  | None | Tesla Energy Operations Inc | Orange Rockland Electric | Accepted | 2020-04-06 | 2020-04-10 | 2021-10-30 | Delta Electronics | M8-TL-US | Inverters | 7680 |  | 1 |  |  | 0.975 |  | Outdoor | Near Meter
NJSTRE1545389300 | NJSRRE1544796523 | Transition Incentive Program | Lambertville | 8530 | 4 | 3.84 | Residential | Yes | Behind the Meter | Behind the Meter |  | None | Steve Whitman LLC | JCP&L | Eligible for TI Program | 2020-04-03 | 2020-04-09 | 2021-10-30 | SolarEdge | SE3800H-US | Inverters | 3800 |  | 1 |  |  | 0.99 |  | Outside | within ten feet of meter
NJSTRE1545389311 | NJSRRE1544597846 | Transition Incentive Program | Union | 7083 | 10 | 5.89 | Residential | No | Behind the Meter | Behind the Meter |  | None | Sunrun Installation Services, Inc. | PSE&G | Eligible for TI Program | 2020-03-04 | 2020-03-09 | 2021-10-30 | Enphase Energy | IQ7-60-x-US (240V) | Inverters | 240 |  | 19 |  |  | 0.96 |  | Outdoor | Rooftop
NJSTRE1545389317 | NJSRRE1544761184 | Transition Incentive Program | Perth Amboy | 8861 | 11 | 2.72 | Residential | Yes | Behind the Meter | Net-metered residential rooftop and canopy |  | None | Trinity Solar | PSE&G | Final As-Built Received | 2020-03-24 | 2020-03-27 | 2021-10-30 | Solar Edge | SE3000 | Inverters | 3000 |  | 1 |  |  | 0.97 |  | Outside | side of home
NJSTRE1545363689 | NJSRRE1543448126 | Transition Incentive Program | Hillsborough | 8844 | 5 | 7.13 | Residential | No | Behind the Meter | Net-metered residential rooftop and canopy |  | None | Solar Energy World | PSE&G | Final As-Built Received | 2019-11-26 | 2019-12-02 | 2021-10-30 | LONGi Green Energy Technology | LR6-60HPB-310M | Solar Panels |  | 0.31 | 8 | 95 | 34 |  | Fixed | Roof
NJSTRE1545363695 | NJSRRE1543098102 | Transition Incentive Program | Sea Isle City | 8243 | 21 | 6.51 | Residential | No | Behind the Meter | Net-metered residential rooftop and canopy |  | None | Solar Energy World | AC Electric | Accepted | 2019-11-12 | 2019-11-15 | 2021-10-30 | LONGi Green Energy Technology | LR6-60PE-310M | Solar Panels |  | 0.31 | 21 | 209 | 31 |  | Fixed | Roof
NJSTRE1545363704 | NJSRRE1543451854 | Transition Incentive Program | Sewell | 8080 | 15 | 21.7 | Residential | Yes | Behind the Meter | Net-metered residential rooftop and canopy |  | None | Solar Energy World | AC Electric | Final As-Built Received | 2019-11-27 | 2019-12-03 | 2021-10-30 | LONGi Green Energy Technology | LR6-60HPB-310M | Solar Panels |  | 0.31 | 12 | 221 | 45 |  | Fixed | Roof
NJSTRE1545363711 | NJSRRE1543821138 | Transition Incentive Program | Edison | 8820 | 11 | 8.37 | Residential | No | Behind the Meter | Net-metered residential rooftop and canopy |  | None | Solar Energy World | PSE&G | Accepted | 2019-12-26 | 2019-12-31 | 2021-10-30 | LONGi Green Energy Technology | LR6-60HPB-310M | Solar Panels |  | 0.31 | 27 | 86 | 31 |  | Fixed | Roof
NJSTRE1545389340 | NJSRRE1544708806 | Transition Incentive Program | Newark | 7106 | 9 | 4.02 | Residential | Yes | Behind the Meter | Behind the Meter |  | None | Pro Custom Solar dba Momentum Solar | PSE&G | Eligible for TI Program | 2020-03-17 | 2020-03-20 | 2021-10-30 | Enphase Energy | IQ7-60-2-US | Inverters | 250 |  | 12 |  |  | 0.97 |  | Outdoor | roof
NJSTRE1545389344 | NJSRRE1544892877 | Transition Incentive Program | Newark | 7108 | 9 | 4.42 | Residential | No | Behind the Meter | Net-metered residential rooftop and canopy |  | None | Pro Custom Solar dba Momentum Solar | PSE&G | Final As-Built Received | 2020-04-24 | 2020-04-29 | 2021-10-30 | Enphase Energy | IQ7-60-2-US | Inverters | 240 |  | 13 |  |  | 0.97 |  | Outdoor | Roof
NJSTRE1545389350 | NJSRRE1544794941 | Transition Incentive Program | Trenton | 8618 | 12 | 7.04 | Residential | Yes | Behind the Meter | Net-metered residential rooftop and canopy |  | None | Vivint Solar Developer, LLC | PSE&G | Accepted | 2020-04-03 | 2020-04-09 | 2021-10-30 | SolarEdge | SE7600H-US | Inverters | 7600 |  | 1 |  |  | 0.992 |  | Outdoor | Near the Utility Meter
NJSTRE1545389357 | NJSRRE1544765049 | Transition Incentive Program | North Plainfield | 7060 | 10 | 5.7 | Residential | Yes | Behind the Meter | Behind the Meter |  | None | Pro Custom Solar dba Momentum Solar | PSE&G | Eligible for TI Program | 2020-03-25 | 2020-03-30 | 2021-10-30 | Enphase Energy | IQ7-60-2-US | Inverters | 250 |  | 17 |  |  | 0.97 |  | Outdoor | roof
NJSTRE1545389366 | NJSRRE1544759228 | Transition Incentive Program | Lafayette | 7848 | 1 | 3.78 | Residential | Yes | Behind the Meter | Net-metered residential rooftop and canopy |  | None | Tesla Energy Operations Inc. | JCP&L | Accepted | 2020-03-23 | 2020-03-26 | 2021-10-30 | SolarEdge Technologies Ltd | SE3800H-US [240V] | Inverters | 3800 |  | 1 |  |  | 0.99 |  | Indoor | Indoor
NJSTRE1545389375 | NJSRRE1544736281 | Transition Incentive Program | Woodcliff Lake Boro | 7677 | 7 | 10.23 | Residential | Yes | Behind the Meter | Net-metered residential rooftop and canopy |  | None | Bright Planet Solar | PSE&G | Accepted |  | 2020-03-25 | 2021-10-30 | SOLAR EDGE | SE10000H-USRGM | Inverters | 10000 |  | 1 |  |  | 0.98 |  | Outdoor | OUTSIDE
NJSTRE1545389401 | NJSRRE1544768646 | Transition Incentive Program | Paterson | 7502 | 6 | 6.7 | Residential | Yes | Behind the Meter | Behind the Meter |  | None | Trinity Solar | PSE&G | Eligible for TI Program | 2020-03-27 | 2020-04-01 | 2021-10-30 | Solar Edge | SE5000H-US000BNC4 | Inverters | 5000 |  | 1 |  |  | 0.97 |  | Outdoor | side of home
NJSTRE1545389407 | NJSRRE1544838133 | Transition Incentive Program | Englishtown | 7726 | 17 | 9.66 | Residential | No | Behind the Meter | Behind the Meter |  | None | Sunrun Installation Services, Inc. | JCP&L | Eligible for TI Program | 2020-04-14 | 2020-04-21 | 2021-10-30 | Enphase Energy | IQ7PLUS-72-x-US (240V) | Inverters | 290 |  | 28 |  |  | 0.96 |  | Outdoor | Rooftop
NJSTRE1545389345 | NJSRRE1544890290 | Transition Incentive Program | Woodstown | 8098 | 16 | 6.2 | Residential | No | Behind the Meter | Net-metered residential rooftop and canopy |  | None | Palmetto Solar LLC | AC Electric | Accepted | 2020-04-23 | 2020-04-28 | 2021-10-30 | SolarEdge | SE5000H-US | Inverters | 5000 |  | 1 |  |  | 0.9 |  | Outside | side of the house
NJSTRE1545389346 | NJSRRE1544582454 | Transition Incentive Program | northfield | 8225 | 19 | 12.16 | Commercial | Yes | Behind the Meter | Net-metered non-residential rooftop and canopy |  | None | CE Team Inc. | AC Electric | Accepted | 2020-03-03 | 2020-03-06 | 2021-10-30 | Solaredge | SE9000u | Inverters | 9000 |  | 1 |  |  | 0.955 |  | Outside | south wall
NJSTRE1545389362 | NJSRRE1544794049 | Transition Incentive Program | Sicklerville | 8081 | 14 | 7.56 | Residential | No | Behind the Meter | Behind the Meter |  | None | Trinity Solar | AC Electric | Eligible for TI Program | 2020-04-02 | 2020-04-13 | 2021-10-30 | Solar Edge | SE6000H-US000BNC4 | Inverters | 6000 |  | 1 |  |  | 0.97 |  | Outdoor | side of home
NJSTRE1545389385 | NJSRRE1544729000 | Transition Incentive Program | middletown | 7748 | 17 | 4.88 | Residential | No | Behind the Meter | Net-metered residential rooftop and canopy |  | JCPL | Maier Solar Engineering dba Solar Me | JCP&L | Accepted | 2020-03-20 | 2020-03-24 | 2021-10-30 | Enphase | IQ7X | Inverters | 315 |  | 15 |  |  | 0.96 |  | Outdoor | Next to meter
NJSTRE1545389386 | NJSRRE1544553644 | Transition Incentive Program | Waterford Works | 8089 | 14 | 12.4 | Residential | No | Behind the Meter | Net-metered residential ground mount |  | ACE | Vision Solar LLC | AC Electric | Accepted | 2020-03-02 | 2020-03-04 | 2021-10-30 | Enphase | IQ7-60-2-US | Inverters | 240 |  | 37 |  |  | 1 |  | Outdoor | Behind Panels
NJSTRE1545389396 | NJSRRE1544905329 | Transition Incentive Program | Burlington Township | 8016 | 13 | 21.56 | Commercial | No | Behind the Meter | Net-metered non-residential rooftop and canopy |  | None | Ameresco | PSE&G | Accepted |  | 2020-04-30 | 2021-10-30 | SolarEdge | SE9KUS | Inverters | 9 |  | 2 |  |  | 0.965 |  | Outdoor | N/A
NJSTRE1545389406 | NJSRRE1544894077 | Transition Incentive Program | Manalapan | 7726 | 17 | 10.72 | Residential | Yes | Behind the Meter | Behind the Meter |  | None | Pro Custom Solar dba Momentum Solar | JCP&L | Eligible for TI Program | 2020-04-24 | 2020-04-30 | 2021-10-30 | Enphase Energy | IQ7-60-2-US | Inverters | 240 |  | 32 |  |  | 0.97 |  | Outdoor | Roof
NJSTRE1545389413 | NJSRRE1544892923 | Transition Incentive Program | Plainsboro | 8536 | 11 | 9.61 | Residential | Yes | Behind the Meter | Behind the Meter |  | None | Sunrun Installation Services, Inc. | PSE&G | Eligible for TI Program | 2020-04-24 | 2020-04-29 | 2021-10-30 | Delta Electronics | M8-TL-US | Inverters | 8000 |  | 1 |  |  | 0.98 |  | Outdoor | rooftop
NJSTRE1545389418 | NJSRRE1544623005 | Transition Incentive Program | East Rutherford | 7073 | 7 | 2.84 | Residential | Yes | Behind the Meter | Net-metered residential rooftop and canopy |  | None | Trinity Solar | PSE&G | Accepted | 2020-03-10 | 2020-03-12 | 2021-10-30 | Solar Edge | SE3000 | Inverters | 3000 |  | 1 |  |  | 0.97 |  | Outside | side of home
NJSTRE1545389446 | NJSRRE1544802318 | Transition Incentive Program | ewing | 8618 | 12 | 5.99 | Residential | No | Behind the Meter | Net-metered residential rooftop and canopy |  | None | Vision Solar LLC | PSE&G | Accepted | 2020-04-06 | 2020-04-09 | 2021-10-30 | enphase | iq7-60-2-us | Inverters | 0.25 |  | 19 |  |  | 0.96 |  | Other | behind panels
NJSTRE1545389447 | NJSRRE1544767437 | Transition Incentive Program | Perth Amboy | 8861 | 11 | 6.51 | Residential | Yes | Behind the Meter | Behind the Meter |  | None | Sunrun Installation Services, Inc. | PSE&G | Eligible for TI Program | 2020-03-26 | 2020-03-31 | 2021-10-30 | Enphase Energy | IQ7-60-x-US (240V) | Inverters | 240 |  | 21 |  |  | 0.96 |  | Outdoor | Rooftop
NJSTRE1545389452 | NJSRRE1544708364 | Transition Incentive Program | Florence Township | 8518 | 13 | 10.88 | Residential | No | Behind the Meter | Behind the Meter |  | None | Greentech Solar USA LLC | PSE&G | Eligible for TI Program | 2020-03-17 | 2020-03-20 | 2021-10-30 | Growatt | 10000MTLP-US | Inverters | 10000 |  | 1 |  |  | 0.978 |  | Indoor | Basement Wall
NJSTRE1545389457 | NJSRRE1544639596 | Transition Incentive Program | Monroe Township | 8831 | 11 | 9.05 | Residential | Yes | Behind the Meter | Net-metered residential rooftop and canopy |  | None | Pro Custom Solar dba Momentum Solar | JCP&L | Accepted | 2020-03-12 | 2020-03-17 | 2021-10-30 | Enphase Energy | IQ7-60-2-US | Inverters | 250 |  | 27 |  |  | 0.97 |  | Outdoor | roof
NJSTRE1545359779 |  | Transition Incentive Program | HAMILTON TWP MER | 8610 | 12 | 8.06 | Residential | Yes | Behind the Meter | Net-metered residential rooftop and canopy |  | None | Bright Planet Solar | PSE&G | Accepted | 2020-07-29 | 2020-08-07 | 2021-10-30 | LONGI | LR6-60HPB-310M | Solar Panels |  | 0.31 | 18 | 209 | 36 |  | Fixed | Roof
NJSTRE1545363421 |  | Transition Incentive Program | WEST BERLIN | 8091 | 14 | 7.14 | Residential | Yes | Behind the Meter | Net-metered residential rooftop and canopy |  | None | Trinity Solar | AC Electric | Accepted | 2020-07-29 | 2020-08-07 | 2021-10-30 | HANWHA | Q.PEAK DUO BLK-G6 340 | Solar Panels |  | 0.34 | 4 | 34 | 18 |  | Fixed | Roof
NJSTRE1545363492 |  | Transition Incentive Program | Westfield | 7090 | 10 | 8.71 | Residential | Yes | Behind the Meter | Net-metered residential rooftop and canopy |  | None | Trinity Solar | PSE&G | Accepted | 2020-07-29 | 2020-08-07 | 2021-10-30 | Hanwha 335 | Q.PEAK DUO BLK-G6 335 | Solar Panels |  | 0.335 | 10 | 215 | 14 |  | Fixed | Roof
NJSTRE1545363524 |  | Transition Incentive Program | Egg Harbor City | 8215 | 19 | 14.39 | Residential | Yes | Behind the Meter | Net-metered residential rooftop and canopy |  | None | Ad Energy | AC Electric | Accepted | 2020-07-29 | 2020-08-07 | 2021-10-30 | SunPower | SPR-E20-327-E-AC | Solar Panels |  | 0.327 | 6 | 222 | 27 |  | Fixed | Roof
NJSTRE1545363524 |  | Transition Incentive Program | Egg Harbor City | 8215 | 19 | 14.39 | Residential | Yes | Behind the Meter | Net-metered residential rooftop and canopy |  | None | Ad Energy | AC Electric | Accepted | 2020-07-29 | 2020-08-07 | 2021-10-30 | SunPower | SPR-E20-327-E-AC | Solar Panels |  | 0.327 | 14 | 132 | 23 |  | Fixed | Roof
NJSTRE1545363688 | NJSRRE1542559419 | Transition Incentive Program | Moorestown | 8057 | 13 | 11.16 | Residential | Yes | Behind the Meter | Behind the Meter |  | None | Solar Energy World | PSE&G | Eligible for TI Program | 2019-10-18 | 2019-10-22 | 2021-10-30 | Solar Edge | LR6-60PE-310M | Solar Panels |  | 0.31 | 36 | 157 | 18 |  | Fixed | Roof
NJSTRE1545363689 | NJSRRE1543448126 | Transition Incentive Program | Hillsborough | 8844 | 5 | 7.13 | Residential | No | Behind the Meter | Net-metered residential rooftop and canopy |  | None | Solar Energy World | PSE&G | Final As-Built Received | 2019-11-26 | 2019-12-02 | 2021-10-30 | LONGi Green Energy Technology | LR6-60HPB-310M | Solar Panels |  | 0.31 | 15 | 95 | 34 |  | Fixed | Roof
NJSTRE1545363693 | NJSRRE1543042308 | Transition Incentive Program | Hillsborough | 8844 | 5 | 8.37 | Residential | Yes | Behind the Meter | Behind the Meter |  | None | Solar Energy World | PSE&G | Eligible for TI Program | 2019-11-06 | 2019-11-11 | 2021-10-30 | LONGi Green Energy Technology | LR6-60PE-310M | Solar Panels |  | 0.31 | 27 | 204 | 33 |  | Fixed | Roof
NJSTRE1545389363 | NJSRRE1544764708 | Transition Incentive Program | BARNEGAT | 8005 | 18 | 12.48 | Residential | Yes | Behind the Meter | Net-metered residential rooftop and canopy |  | None | Vivint Solar Developer, LLC | JCP&L | Accepted | 2020-03-26 | 2020-03-30 | 2021-10-30 | Solar Edge | SE10000H-US | Inverters | 10000 |  | 1 |  |  | 0.992 |  | Outdoor | Near the Utility Meter
NJSTRE1545389394 | NJSRRE1544626914 | Transition Incentive Program | Palisades Park | 7650 | 7 | 3.8 | Residential | No | Behind the Meter | Behind the Meter |  | None | Sunrun Installation Services, Inc. | PSE&G | Eligible for TI Program | 2020-03-11 | 2020-03-17 | 2021-10-30 | Enphase Energy | IQ7PLUS-72-x-US (240V) | Inverters | 290 |  | 11 |  |  | 0.96 |  | Outdoor | Rooftop
NJSTRE1545389395 | NJSRRE1544820764 | Transition Incentive Program | BLOOMFIELD | 7003 | 9 | 5.76 | Residential | Yes | Behind the Meter | Net-metered residential rooftop and canopy |  | None | Vivint Solar Developer, LLC | PSE&G | Accepted | 2020-04-10 | 2020-04-21 | 2021-10-30 | Solar Edge | SE3800H-US | Inverters | 3800 |  | 1 |  |  | 0.992 |  | Outdoor | Near the Utility Meter
NJSTRE1545389402 | NJSRRE1544560281 | Transition Incentive Program | DELRAN | 8075 | 13 | 5.99 | Residential | Yes | Behind the Meter | Net-metered residential rooftop and canopy |  | None | Suntuity Solar LLC | PSE&G | Accepted | 2020-03-02 | 2020-03-04 | 2021-10-30 | Enphase Energy | IQ7-60-2-US | Inverters | 240 |  | 19 |  |  | 0.97 |  | Outdoor | Behind the PV Modules
NJSTRE1545363728 | NJSRRE1544374151 | Transition Incentive Program | Hamilton Twp | 8620 | 12 | 12.71 | Residential | Yes | Behind the Meter | Net-metered residential rooftop and canopy |  | None | Solar Energy World | PSE&G | Accepted | 2020-02-05 | 2020-02-10 | 2021-10-30 | LONGi Green Energy Technology | LR6-60HPB-310M | Solar Panels |  | 0.31 | 41 | 208 | 30 |  | Fixed | Roof
NJSTRE1545363730 | NJSRRE1544583470 | Transition Incentive Program | Sicklerville | 8081 | 14 | 10.23 | Residential | Yes | Behind the Meter | Net-metered residential rooftop and canopy |  | None | Solar Energy World | AC Electric | Accepted | 2020-03-03 | 2020-03-06 | 2021-10-30 | LONGi Green Energy Technology | LR6-60HPB-310M | Solar Panels |  | 0.31 | 33 | 218 | 18 |  | Fixed | Roof
NJSTRE1545363732 | NJSRRE1544597833 | Transition Incentive Program | Flemington | 8822 | 4 | 14.72 | Residential | No | Behind the Meter | Net-metered residential rooftop and canopy |  | None | Solar Energy World | JCP&L | Final As-Built Received | 2020-03-04 | 2020-03-09 | 2021-10-30 | Silfab | SL320NL | Solar Panels |  | 0.32 | 12 | 97 | 30 |  | Fixed | Roof
NJSTRE1545363735 | NJSRRE1544466656 | Transition Incentive Program | Toms River | 8755 | 18 | 4.03 | Residential | Yes | Behind the Meter | Net-metered residential rooftop and canopy |  | None | Solar Energy World | JCP&L | Final As-Built Received | 2020-02-17 | 2020-02-20 | 2021-10-30 | LONGi Green Energy Technology | LR6-60HPB-310M | Solar Panels |  | 0.31 | 13 | 178 | 22 |  | Fixed | Roof
NJSTRE1545363736 | NJSRRE1544213665 | Transition Incentive Program | Neptune City | 7753 | 17 | 6.2 | Residential | Yes | Behind the Meter | Net-metered residential rooftop and canopy |  | None | Solar Energy World | JCP&L | Final As-Built Received | 2020-01-22 | 2020-01-27 | 2021-10-30 | LONGi Green Energy Technology | LR6-60HPB-310M | Solar Panels |  | 0.31 | 8 | 242 | 27 |  | Fixed | Roof
NJSTRE1545389326 | NJSRRE1544626101 | Transition Incentive Program | PARLIN | 8859 | 11 | 3.84 | Residential | Yes | Behind the Meter | Net-metered residential rooftop and canopy |  | None | Vivint Solar Developer, LLC | JCP&L | Accepted | 2020-03-11 | 2020-03-16 | 2021-10-30 | SolarEdge | SE3800H-US | Inverters | 3800 |  | 1 |  |  | 0.992 |  | Outdoor | near the utility meter
NJSTRE1545389341 | NJSRRE1544645670 | Transition Incentive Program | Perth Amboy | 8861 | 11 | 7.37 | Residential | Yes | Behind the Meter | Behind the Meter |  | None | Pro Custom Solar dba Momentum Solar | PSE&G | Eligible for TI Program | 2020-03-12 | 2020-03-17 | 2021-10-30 | Enphase Energy | IQ7-60-2-US | Inverters | 250 |  | 22 |  |  | 0.97 |  | Outdoor | roof
NJSTRE1545389353 | NJSRRE1544720048 | Transition Incentive Program | Elizabeth City | 7206 | 10 | 110.5 | Commercial | No | Behind the Meter | Net-metered non-residential rooftop and canopy |  | None | Greenwich Energy Solutions | PSE&G | Accepted | 2020-03-18 | 2020-03-23 | 2021-10-30 | SolarEdge | SE25KUS | Inverters | 50000 |  | 2 |  |  | 0.98 |  | Outdoor | Roof
NJSTRE1545389369 | NJSRRE1544802323 | Transition Incentive Program | MIDDLESEX | 8846 | 11 | 4.48 | Residential | Yes | Behind the Meter | Net-metered residential rooftop and canopy |  | None | Vivint Solar Developer, LLC | PSE&G | Accepted | 2020-04-06 | 2020-04-09 | 2021-10-30 | SolarEdge | SE3800H-US | Inverters | 3800 |  | 1 |  |  | 0.992 |  | Outdoor | Near the Utility Meter
NJSTRE1545389384 | NJSRRE1544805392 | Transition Incentive Program | Brigantine | 8203 | 19 | 9.6 | Residential | Yes | Behind the Meter | Behind the Meter |  | None | Steve Whitman LLC | AC Electric | Eligible for TI Program | 2020-04-07 | 2020-04-10 | 2021-10-30 | SolarEdge | SE7600H-US | Inverters | 7600 |  | 1 |  |  | 0.99 |  | Outside | within ten feet of meter
NJSTRE1545389411 | NJSRRE1544836513 | Transition Incentive Program | Plainfield | 7062 | 10 | 5.89 | Residential | Yes | Behind the Meter | Behind the Meter |  | None | Sunrun Installation Services, Inc. | PSE&G | Eligible for TI Program | 2020-04-13 | 2020-04-20 | 2021-10-30 | Enphase Energy | IQ7-60-x-US (240V) | Inverters | 240 |  | 19 |  |  | 0.96 |  | Outdoor | Rooftop
NJSTRE1545389415 | NJSRRE1544796809 | Transition Incentive Program | Manville Boro | 8835 | 5 | 6.7 | Residential | Yes | Behind the Meter | Net-metered residential rooftop and canopy |  | None | Vision Solar LLC | PSE&G | Accepted | 2020-04-03 | 2020-04-09 | 2021-10-30 | enphase | iq7-60-2-us | Inverters | 0.25 |  | 20 |  |  | 0.96 |  | Other | behind panels
NJSTRE1545389320 | NJSRRE1544759118 | Transition Incentive Program | Green Creek | 8204 | 21 | 5.12 | Residential | Yes | Behind the Meter | Net-metered residential rooftop and canopy |  | None | Vivint Solar Developer, LLC | AC Electric | Accepted | 2020-03-24 | 2020-03-26 | 2021-10-30 | SOLAREDGE | SE3800H-US | Inverters | 3800 |  | 1 |  |  | 0.992 |  | Outdoor | Near the Utility Meter
NJSTRE1545389330 | NJSRRE1544701643 | Transition Incentive Program | Milford | 8848 | 4 | 15.5 | Residential | No | Behind the Meter | Net-metered residential rooftop and canopy |  | None | Eznergy | JCP&L | Accepted | 2020-03-16 | 2020-03-19 | 2021-10-30 | Enphase | IQ7 | Inverters | 240 |  | 50 |  |  | 0.97 |  | Outdoor | Under panels on rails
NJSTRE1545389339 | NJSRRE1544762368 | Transition Incentive Program | Linden | 7036 | 10 | 4.41 | Residential | No | Behind the Meter | Behind the Meter |  | None | Trinity Solar | PSE&G | Eligible for TI Program | 2020-03-25 | 2020-03-27 | 2021-10-30 | SOLAR EDGE | SE3800H-US | Inverters | 3800 |  | 1 |  |  | 0.97 |  | Outside | SIDE OF HOME
NJSTRE1545389347 | NJSRRE1544754684 | Transition Incentive Program | Bridgewater | 8807 | 5 | 7.04 | Residential | Yes | Behind the Meter | Behind the Meter |  | None | Pro Custom Solar dba Momentum Solar | PSE&G | Eligible for TI Program | 2020-03-23 | 2020-03-26 | 2021-10-30 | Enphase Energy | IQ7-60-2-US | Inverters | 250 |  | 21 |  |  | 0.97 |  | Outdoor | roof
NJSTRE1545359670 |  | Transition Incentive Program | WOODBRIDGE TWP | 8830 | 11 | 8.06 | Residential | No | Behind the Meter | Net-metered residential rooftop and canopy |  | None | Bright Planet Solar | PSE&G | Accepted | 2020-07-29 | 2020-08-07 | 2021-10-30 | LONGI | LR6-60HPB-310M | Solar Panels |  | 0.31 | 2 | 220 | 33 |  | Fixed | Roof
NJSTRE1545359706 |  | Transition Incentive Program | Sicklerville | 8081 | 14 | 10.08 | Residential | No | Behind the Meter | Net-metered residential rooftop and canopy |  | None | Impact Solar LLC | AC Electric | Accepted | 2020-07-29 | 2020-08-07 | 2021-10-30 | LG | LG360Q1C-A5 | Solar Panels |  | 0.36 | 5 | 133 | 27 |  | Fixed | Roof
NJSTRE1545359763 |  | Transition Incentive Program | Cinnaminson | 8077 | 13 | 13.55 | Residential | No | Behind the Meter | Net-metered residential rooftop and canopy |  | PSEG | Vision Solar LLC | PSE&G | Accepted | 2020-07-29 | 2020-08-07 | 2021-10-30 | HANWHA Q-CELLS | Q.PEAK DUO-G5 315 | Solar Panels |  | 0.315 | 6 | 72 | 30 |  | Fixed | Roof
NJSTRE1545363413 |  | Transition Incentive Program | Bellmawr | 8031 | 14 | 11.22 | Residential | Yes | Behind the Meter | Net-metered residential rooftop and canopy |  | PSEG | Vision Solar LLC | PSE&G | Accepted | 2020-07-29 | 2020-08-07 | 2021-10-30 | HANWHA Q-CELLS | Q.PEAK DUO-G6 340 | Solar Panels |  | 0.34 | 11 | 103 | 43 |  | Fixed | Roof
NJSTRE1545363413 |  | Transition Incentive Program | Bellmawr | 8031 | 14 | 11.22 | Residential | Yes | Behind the Meter | Net-metered residential rooftop and canopy |  | PSEG | Vision Solar LLC | PSE&G | Accepted | 2020-07-29 | 2020-08-07 | 2021-10-30 | HANWHA Q-CELLS | Q.PEAK DUO-G6 340 | Solar Panels |  | 0.34 | 10 | 0 | 0 |  | Fixed | Roof
NJSTRE1545363471 |  | Transition Incentive Program | Hammonton | 8037 | 19 | 18.56 | Residential | No | Behind the Meter | Net-metered residential rooftop and canopy |  | None | Whitman Construction, LLC | AC Electric | Accepted | 2020-07-29 | 2020-08-07 | 2021-10-30 | Trina | tsm320DD05H.05 | Solar Panels |  | 0.32 | 14 | 22 | 32 |  | Fixed | Roof
NJSTRE1545363615 |  | Transition Incentive Program | Egg Harbor Township | 8234 | 19 | 4.8 | Residential | Yes | Behind the Meter | Net-metered residential rooftop and canopy |  | None | Trinity Solar | AC Electric | Final As-Built Received | 2020-07-29 | 2020-08-07 | 2021-10-30 | Hanwha 320 | Q.PEAK DUO BLK-G5 320 | Solar Panels |  | 0.32 | 15 | 153 | 33 |  | Fixed | Roof
NJSTRE1545363587 |  | Transition Incentive Program | Cape May | 8210 | 21 | 11.84 | Residential | No | Behind the Meter | Net-metered residential rooftop and canopy |  | None | RCL Enterprises Inc. | AC Electric | Accepted | 2020-07-29 | 2020-08-07 | 2021-10-30 | Canadian Solar | CS1H-320MS | Solar Panels |  | 0.32 | 7 | 128 | 39 |  | Fixed | Roof
NJSTRE1545363587 |  | Transition Incentive Program | Cape May | 8210 | 21 | 11.84 | Residential | No | Behind the Meter | Net-metered residential rooftop and canopy |  | None | RCL Enterprises Inc. | AC Electric | Accepted | 2020-07-29 | 2020-08-07 | 2021-10-30 | Canadian Solar | CS1H-320MS | Solar Panels |  | 0.32 | 22 | 128 | 39 |  | Fixed | Roof
NJSTRE1545389348 | NJSRRE1544767294 | Transition Incentive Program | Sewell | 8080 | 15 | 9.52 | Residential | No | Behind the Meter | Net-metered residential rooftop and canopy |  | None | Trinity Solar | AC Electric | Final As-Built Received |  | 2020-03-31 | 2021-10-30 | Solar Edge | SE7600 | Inverters | 7600 |  | 1 |  |  | 0.97 |  | Indoor | garage
NJSTRE1545389353 | NJSRRE1544720048 | Transition Incentive Program | Elizabeth City | 7206 | 10 | 110.5 | Commercial | No | Behind the Meter | Net-metered non-residential rooftop and canopy |  | None | Greenwich Energy Solutions | PSE&G | Accepted | 2020-03-18 | 2020-03-23 | 2021-10-30 | SolarEdge | SE33.3KUS | Inverters | 66600 |  | 2 |  |  | 0.98 |  | Outdoor | Roof
NJSTRE1545389392 | NJSRRE1544768836 | Transition Incentive Program | North Arlington | 7031 | 7 | 7.04 | Residential | Yes | Behind the Meter | Behind the Meter |  | None | Pro Custom Solar dba Momentum Solar | PSE&G | Eligible for TI Program | 2020-03-27 | 2020-04-01 | 2021-10-30 | Enphase Energy | IQ7-60-2-US | Inverters | 250 |  | 21 |  |  | 0.97 |  | Outdoor | roof
NJSTRE1545389399 | NJSRRE1544695649 | Transition Incentive Program | ELMWOOD PARK | 7407 | 7 | 8.32 | Residential | No | Behind the Meter | Net-metered residential rooftop and canopy |  | None | Amergy Solar Inc | PSE&G | Accepted | 2020-03-16 | 2020-03-19 | 2021-10-30 | SolarEdge Technologies | SE7600H-USRGM | Inverters | 7.6 |  | 1 |  |  | 0.99 |  | Outside | on the wall
NJSTRE1545389410 | NJSRRE1544868624 | Transition Incentive Program | CAMDEN | 8105 | 14 | 4.8 | Residential | Yes | Behind the Meter | Net-metered residential rooftop and canopy |  | None | Vivint Solar Developer, LLC | PSE&G | Accepted | 2020-04-21 | 2020-04-27 | 2021-10-30 | Solar Edge | SE3800H-US | Inverters | 3800 |  | 1 |  |  | 0.992 |  | Outdoor | Near the Utility Meter
NJSTRE1545389421 | NJSRRE1544623153 | Transition Incentive Program | Brigantine | 8203 | 19 | 7.04 | Residential | No | Behind the Meter | Net-metered residential rooftop and canopy |  | None | Green Power Energy | AC Electric | As-Built Incomplete - Review | 2020-03-10 | 2020-03-12 | 2021-10-30 | SolarEdge | SE6000H-US | Inverters | 6000 |  | 1 |  |  | 0.97 |  | Outside | Next to meter
NJSTRE1545389427 | NJSRRE1544867020 | Transition Incentive Program | Burlington | 8016 | 13 | 3.4 | Residential | No | Behind the Meter | Net-metered residential rooftop and canopy |  | None | Trinity Solar | PSE&G | Accepted |  | 2020-04-24 | 2021-10-30 | Solar Edge | SE3000 | Inverters | 3000 |  | 1 |  |  | 0.97 |  | Outside | side of home
NJSTRE1545389428 | NJSRRE1544728968 | Transition Incentive Program | Elizabeth City | 7208 | 10 | 5.7 | Residential | Yes | Behind the Meter | Net-metered residential rooftop and canopy |  | None | Vision Solar LLC | PSE&G | Accepted | 2020-03-21 | 2020-03-25 | 2021-10-30 | enphase | iq7-60-2-us | Inverters | 0.25 |  | 17 |  |  | 0.96 |  | Outside | behind panels
NJSTRE1545389450 | NJSRRE1544816615 | Transition Incentive Program | SOMERDALE | 8083 | 14 | 4.8 | Residential | Yes | Behind the Meter | Net-metered residential rooftop and canopy |  | None | Vivint Solar Developer, LLC | PSE&G | Accepted | 2020-04-08 | 2020-04-15 | 2021-10-30 | SOLAREDGE | SE3800H-US | Inverters | 3800 |  | 1 |  |  | 0.992 |  | Outdoor | Near the Utility Meter
NJSTRE1545389455 | NJSRRE1544735733 | Transition Incentive Program | Vineland | 8361 | 20 | 6.7 | Residential | Yes | Behind the Meter | Net-metered residential rooftop and canopy |  | None | Vision Solar LLC | Vineland Muni Electric | Accepted | 2020-03-20 | 2020-03-24 | 2021-10-30 | enphase | iq7-60-2-us | Inverters | 0.25 |  | 20 |  |  | 0.96 |  | Outside | behind panels
NJSTRE1545389468 | NJSRRE1544626585 | Transition Incentive Program | Villas | 8251 | 21 | 4.49 | Residential | No | Behind the Meter | Behind the Meter |  | None | Sunrun Installation Services, Inc. | AC Electric | Eligible for TI Program | 2020-03-11 | 2020-03-16 | 2021-10-30 | Delta Electronics | M4-TL-US | Inverters | 4000 |  | 1 |  |  | 0.96 |  | Outdoor | Next To Meter
NJSTRE1545389474 | NJSRRE1544790986 | Transition Incentive Program | West Orange Twp | 7052 | 9 | 7.56 | Residential | No | Behind the Meter | Net-metered residential rooftop and canopy |  | None | Tesla Energy Operations Inc | PSE&G | Accepted | 2020-04-02 | 2020-04-09 | 2021-10-30 | SolarEdge Technologies Ltd | SE7600H-US [240V] | Inverters | 7600 |  | 1 |  |  | 0.99 |  | Outdoor | outdoor
NJSTRE1545363685 | NJSRRE1542832888 | Transition Incentive Program | Monroe | 8831 | 11 | 5.27 | Residential | No | Behind the Meter | Net-metered residential rooftop and canopy |  | None | Solar Energy World | JCP&L | Accepted | 2019-10-30 | 2019-11-01 | 2021-10-30 | LONGi Green Energy Technology | LR6-60PE-310M | Solar Panels |  | 0.31 | 17 | 89 | 33 |  | Fixed | Roof
NJSTRE1545363701 | NJSRRE1543451851 | Transition Incentive Program | Montgomery | 8502 | 5 | 28.83 | Residential | No | Behind the Meter | Net-metered residential ground mount |  | None | Solar Energy World | PSE&G | Accepted | 2019-11-27 | 2019-12-03 | 2021-10-30 | LONGi Green Energy Technology | LR6-60HPB-310M | Solar Panels |  | 0.31 | 93 | 180 | 25 |  | Fixed | Ground
NJSTRE1545363704 | NJSRRE1543451854 | Transition Incentive Program | Sewell | 8080 | 15 | 21.7 | Residential | Yes | Behind the Meter | Net-metered residential rooftop and canopy |  | None | Solar Energy World | AC Electric | Final As-Built Received | 2019-11-27 | 2019-12-03 | 2021-10-30 | LONGi Green Energy Technology | LR6-60HPB-310M | Solar Panels |  | 0.31 | 7 | 311 | 30 |  | Fixed | Roof
NJSTRE1545363704 | NJSRRE1543451854 | Transition Incentive Program | Sewell | 8080 | 15 | 21.7 | Residential | Yes | Behind the Meter | Net-metered residential rooftop and canopy |  | None | Solar Energy World | AC Electric | Final As-Built Received | 2019-11-27 | 2019-12-03 | 2021-10-30 | LONGi Green Energy Technology | LR6-60HPB-310M | Solar Panels |  | 0.31 | 15 | 311 | 30 |  | Fixed | Roof
NJSTRE1545363718 | NJSRRE1544430467 | Transition Incentive Program | Pleasantville | 8232 | 19 | 4.34 | Residential | Yes | Behind the Meter | Net-metered residential rooftop and canopy |  | None | Solar Energy World | AC Electric | Accepted | 2020-02-11 | 2020-02-13 | 2021-10-30 | LONGi Green Energy Technology | LR6-60HPB-310M | Solar Panels |  | 0.31 | 14 | 205 | 30 |  | Fixed | Roof
NJSTRE1545363732 | NJSRRE1544597833 | Transition Incentive Program | Flemington | 8822 | 4 | 14.72 | Residential | No | Behind the Meter | Net-metered residential rooftop and canopy |  | None | Solar Energy World | JCP&L | Final As-Built Received | 2020-03-04 | 2020-03-09 | 2021-10-30 | Silfab | SL320NL | Solar Panels |  | 0.32 | 16 | 277 | 30 |  | Fixed | Roof
NJSTRE1545363745 | NJSRRE1544374159 | Transition Incentive Program | Jackson | 8527 | 18 | 7.44 | Residential | Yes | Behind the Meter | Net-metered residential rooftop and canopy |  | None | Solar Energy World | JCP&L | Accepted | 2020-02-05 | 2020-02-10 | 2021-10-30 | LONGi Green Energy Technology | LR6-60HPB-310M | Solar Panels |  | 0.31 | 24 | 190 | 26 |  | Fixed | Roof
NJSTRE1545363749 | NJSRRE1544736391 | Transition Incentive Program | Franklin | 8322 | 15 | 15.19 | Residential | Yes | Behind the Meter | Net-metered residential rooftop and canopy |  | None | Solar Energy World | AC Electric | Final As-Built Received | 2020-03-20 | 2020-03-25 | 2021-10-30 | LONGi Green Energy Technology | LR6-60HPB-310M | Solar Panels |  | 0.31 | 7 | 256 | 40 |  | Fixed | Roof
NJSTRE1545363749 | NJSRRE1544736391 | Transition Incentive Program | Franklin | 8322 | 15 | 15.19 | Residential | Yes | Behind the Meter | Net-metered residential rooftop and canopy |  | None | Solar Energy World | AC Electric | Final As-Built Received | 2020-03-20 | 2020-03-25 | 2021-10-30 | LONGi Green Energy Technology | LR6-60HPB-310M | Solar Panels |  | 0.31 | 9 | 346 | 30 |  | Fixed | Roof
NJSTRE1545363749 | NJSRRE1544736391 | Transition Incentive Program | Franklin | 8322 | 15 | 15.19 | Residential | Yes | Behind the Meter | Net-metered residential rooftop and canopy |  | None | Solar Energy World | AC Electric | Final As-Built Received | 2020-03-20 | 2020-03-25 | 2021-10-30 | LONGi Green Energy Technology | LR6-60HPB-310M | Solar Panels |  | 0.31 | 24 | 166 | 30 |  | Fixed | Roof
NJSTRE1545389349 | NJSRRE1544566581 | Transition Incentive Program | MORRIS PLAINS | 7950 | 3 | 17.6 | Residential | Yes | Behind the Meter | Net-metered residential rooftop and canopy |  | None | Vivint Solar Developer, LLC | JCP&L | Accepted | 2020-03-04 | 2020-03-05 | 2021-10-30 | SolarEdge | SE7600H-US | Inverters | 7600 |  | 2 |  |  | 0.992 |  | Outdoor | Near the utility meter
NJSTRE1545389367 | NJSRRE1544897861 | Transition Incentive Program | Whiting | 8759 | 18 | 34.65 | Commercial | No | Behind the Meter | Net-metered non-residential rooftop and canopy |  | None | Ameresco | JCP&L | Accepted |  | 2020-04-30 | 2021-10-30 | SolarEdge | SE14.4KUS | Inverters | 14.4 |  | 2 |  |  | 0.975 |  | Outdoor | None
NJSTRE1545333009 | NJSRRE1544905065 | Transition Incentive Program | BORDENTOWN TWP | 8505 | 13 | 14.72 | Residential | Yes | Behind the Meter | Net-metered residential rooftop and canopy |  | None | SunnyMac LLC | PSE&G | Accepted |  | 2020-04-30 | 2021-10-30 | SunPower | SPR-E20 327 | Solar Panels |  | 0.327 | 19 | 8 | 32 |  | Fixed | Roof
NJSTRE1545333010 | NJSRRE1544869648 | Transition Incentive Program | Westampton Twp | 8060 | 13 | 17 | Residential | Yes | Behind the Meter | Net-metered residential rooftop and canopy |  | None | SunnyMac LLC | PSE&G | Accepted |  | 2020-04-28 | 2021-10-30 | SunPower, | SPR-E20-327 | Solar Panels |  | 0.327 | 13 | 78 | 27 |  | Fixed | Roof
NJSTRE1545333019 | NJSRRE1544775260 | Transition Incentive Program | Williamstown | 8094 | 15 | 16.35 | Residential | Yes | Behind the Meter | Net-metered residential rooftop and canopy |  | None | SunnyMac LLC | AC Electric | Accepted | 2020-03-31 | 2020-04-09 | 2021-10-30 | SunPower | SPRE20327 | Solar Panels |  | 0.327 | 6 | 1 | 33 |  | Fixed | Roof
NJSTRE1545335079 |  | Transition Incentive Program | Elizabeth | 7208 | 10 | 5.6 | Residential | Yes | Behind the Meter | Net-metered residential rooftop and canopy |  | None | Pro Custom Solar dba Momentum Solar | PSE&G | Accepted | 2020-07-23 | 2020-07-28 | 2021-07-28 | LG ELECTRONICS | LG 350N1C-V5 | Solar Panels |  | 0.35 | 11 | 153 | 43 |  | Fixed | Roof
NJSTRE1545335154 |  | Transition Incentive Program | WEST KEANSBURG | 7734 | 17 | 7.13 | Residential | Yes | Behind the Meter | Net-metered residential rooftop and canopy |  | None | Bright Planet Solar | JCP&L | Accepted | 2020-07-23 | 2020-07-28 | 2021-07-28 | LONGI | LR6-60HPB-310M | Solar Panels |  | 0.31 | 13 | 94 | 18 |  | Fixed | Roof
NJSTRE1545335163 |  | Transition Incentive Program | Elizabeth | 7206 | 10 | 3.15 | Residential | Yes | Behind the Meter | Net-metered residential rooftop and canopy |  | None | Pro Custom Solar dba Momentum Solar | PSE&G | Accepted | 2020-07-23 | 2020-07-28 | 2021-07-28 | LG ELECTRONICS | LG 350N1C-V5 | Solar Panels |  | 0.35 | 9 | 144 | 45 |  | Fixed | Roof
NJSTRE1545335158 |  | Transition Incentive Program | Titusville | 8560 | 12 | 10.88 | Residential | No | Behind the Meter | Net-metered residential rooftop and canopy |  | None | NJ Solar Power, LLC | JCP&L | Accepted | 2020-07-23 | 2020-07-28 | 2021-07-28 | panasonic | vbhn340sa17 | Solar Panels |  | 0.34 | 32 | 189 | 20 |  | Fixed | Roof
NJSTRE1545335189 |  | Transition Incentive Program | Hopewell | 8534 | 12 | 16.32 | Residential | No | Behind the Meter | Net-metered residential rooftop and canopy |  | None | Tesla Energy Operations Inc. | PSE&G | Accepted | 2020-07-23 | 2020-07-28 | 2021-07-28 | Hanwha Q-Cells | Q.Peak DUO BLK-G6/SC340 | Solar Panels |  | 0.34 | 12 | 195 | 30 |  | Fixed | Roof
NJSTRE1545335265 |  | Transition Incentive Program | Willingboro | 8046 | 13 | 5.44 | Residential | Yes | Behind the Meter | Net-metered residential rooftop and canopy |  | None | EMT Renewables | PSE&G | Accepted | 2020-07-23 | 2020-07-28 | 2021-07-28 | Trina | 320-BLK | Solar Panels |  | 0.32 | 9 | 112 | 42 |  | Fixed | Roof
NJSTRE1545335295 |  | Transition Incentive Program | Hillsborough | 8844 | 5 | 19.08 | Residential | No | Behind the Meter | Net-metered residential rooftop and canopy |  | None | Green Power Energy | PSE&G | Accepted | 2020-07-23 | 2020-07-28 | 2021-07-28 | LG Electronics | LG360Q1C-V5 | Solar Panels |  | 0.36 | 3 | 210 | 20 |  | Fixed | Roof
NJSTRE1545335603 |  | Transition Incentive Program | Marlboro Township | 7746 | 17 | 18.3 | Residential | Yes | Behind the Meter | Net-metered residential rooftop and canopy |  | None | Sunrun Installation Services, Inc. | JCP&L | Accepted | 2020-07-23 | 2020-07-28 | 2021-07-28 | LONGi Green Energy Technology Co Ltd | LR6-60HPB-305M | Solar Panels |  | 0.305 | 22 | 243 | 34 |  | Fixed | Roof
NJSTRE1545335603 |  | Transition Incentive Program | Marlboro Township | 7746 | 17 | 18.3 | Residential | Yes | Behind the Meter | Net-metered residential rooftop and canopy |  | None | Sunrun Installation Services, Inc. | JCP&L | Accepted | 2020-07-23 | 2020-07-28 | 2021-07-28 | LONGi Green Energy Technology Co Ltd | LR6-60HPB-305M | Solar Panels |  | 0.305 | 11 | 150 | 34 |  | Fixed | Roof
NJSTRE1545335659 |  | Transition Incentive Program | New Brunswick | 8901 | 11 | 8.05 | Residential | Yes | Behind the Meter | Net-metered residential rooftop and canopy |  | None | Pro Custom Solar dba Momentum Solar | PSE&G | Accepted | 2020-07-23 | 2020-07-28 | 2021-07-28 | LG ELECTRONICS | LG 350N1C-V5 | Solar Panels |  | 0.35 | 15 | 129 | 27 |  | Fixed | Roof
NJSTRE1545389387 | NJSRRE1544721048 | Transition Incentive Program | Newark City | 7104 | 9 | 3.78 | Residential | Yes | Behind the Meter | Net-metered residential rooftop and canopy |  | None | Tesla Energy Operations Inc | PSE&G | Accepted | 2020-03-19 | 2020-03-23 | 2021-10-30 | Delta Electronics | M4-TL-US [240V] | Inverters | 3840 |  | 1 |  |  | 0.975 |  | Outdoor | outdoor
NJSTRE1545389390 | NJSRRE1544791085 | Transition Incentive Program | Barnegat Light | 8006 | 18 | 6.75 | Residential | No | Behind the Meter | Net-metered residential rooftop and canopy |  | None | Solar States LLC | AC Electric | Accepted |  | 2020-04-09 | 2021-10-30 | Enphase | IQ7PLUS-72-2-US | Inverters | 375 |  | 18 |  |  | 0.975 |  | Outdoor | Rooftop
NJSTRE1545389397 | NJSRRE1544813201 | Transition Incentive Program | Haddon TWP | 8108 | 14 | 6.82 | Residential | Yes | Behind the Meter | Behind the Meter |  | None | 1st Light Energy Inc | PSE&G | Eligible for TI Program | 2020-04-08 | 2020-04-14 | 2021-10-30 | Solaredge | SE6000H-USRGM | Inverters | 6000 |  | 1 |  |  | 0.98 |  | Outside | Next To Meter
NJSTRE1545389409 | NJSRRE1544562316 | Transition Incentive Program | Pleasantville | 8232 | 19 | 12.16 | Residential | Yes | Behind the Meter | Net-metered residential rooftop and canopy |  | None | Castle Energy, LLC | AC Electric | Accepted | 2020-03-02 | 2020-03-05 | 2021-10-30 | Enphase Energy | IQ7-60-2-US | Inverters | 240 |  | 38 |  |  | 0.967 |  | Outdoor | on the rooftop under each solar panel
NJSTRE1545389445 | NJSRRE1544805291 | Transition Incentive Program | Forked River | 8731 | 18 | 7.04 | Residential | Yes | Behind the Meter | Behind the Meter |  | None | Steve Whitman LLC | JCP&L | Eligible for TI Program | 2020-04-07 | 2020-04-10 | 2021-10-30 | SolarEdge | SE5000H-US | Inverters | 5000 |  | 1 |  |  | 0.99 |  | Outside | within ten feet of meter
NJSTRE1545389454 | NJSRRE1544799882 | Transition Incentive Program | cedarville | 8311 | 20 | 14.07 | Residential | Yes | Behind the Meter | Net-metered residential rooftop and canopy |  | None | Vision Solar LLC | AC Electric | Accepted | 2020-04-06 | 2020-04-09 | 2021-10-30 | enphase | iq7-60-2-us | Inverters | 0.24 |  | 42 |  |  | 0.96 |  | Other | behind panels
NJSTRE1545389466 | NJSRRE1544818022 | Transition Incentive Program | Atlantic City | 8401 | 19 | 4.69 | Residential | Yes | Behind the Meter | Behind the Meter |  | None | Pro Custom Solar dba Momentum Solar | AC Electric | Eligible for TI Program | 2020-04-09 | 2020-04-16 | 2021-10-30 | Enphase Energy | IQ7-60-2-US | Inverters | 250 |  | 14 |  |  | 0.97 |  | Outdoor | roof
NJSTRE1545394855 |  | Transition Incentive Program | Montclair | 7042 | 9 | 6.3 | Residential | No | Behind the Meter | Net-metered residential rooftop and canopy |  | None | Suntuity Solar LLC | PSE&G | Accepted | 2020-08-03 | 2020-08-07 | 2021-10-30 | Enphase Energy | IQ7-60-2-US | Inverters | 240 |  | 20 |  |  | 0.97 |  | Outdoor | Behind the PV Modules
NJSTRE1545394899 |  | Transition Incentive Program | Lindenwold | 8021 | 14 | 9.75 | Residential | Yes | Behind the Meter | Net-metered residential rooftop and canopy |  | None | SunnyMac LLC | AC Electric | Accepted | 2020-08-03 | 2020-08-07 | 2021-10-30 | Solaredge | SE7600H-US | Inverters | 7600 |  | 1 |  |  | 0.99 |  | Outdoor | Next to Meter
NJSTRE1545394943 |  | Transition Incentive Program | WEST CALDWELL | 7006 | 9 | 6.83 | Residential | Yes | Behind the Meter | Net-metered residential rooftop and canopy |  | None | Vivint Solar Developer, LLC | PSE&G | Accepted | 2020-08-12 | 2020-08-13 | 2021-10-30 | SOLAREDGE | SE7600H-US | Inverters | 7600 |  | 1 |  |  | 0.992 |  | Outdoor | Near the Utility Meter
NJSTRE1545395000 |  | Transition Incentive Program | Freehold | 7728 | 17 | 14.19 | Residential | Yes | Behind the Meter | Net-metered residential rooftop and canopy |  | None | Sunrun Installation Services, Inc. | JCP&L | Accepted | 2020-08-03 | 2020-08-07 | 2021-10-30 | Enphase Energy | IQ7-60-x-US (240V) | Inverters | 240 |  | 43 |  |  | 0.96 |  | Outdoor | Rooftop
NJSTRE1545395329 |  | Transition Incentive Program | Monmouth Beach | 7750 | 17 | 4.08 | Residential | Yes | Behind the Meter | Net-metered residential rooftop and canopy |  | None | Trinity Solar | JCP&L | Accepted | 2020-08-03 | 2020-08-07 | 2021-10-30 | Solar Edge | SE3800 | Inverters | 3800 |  | 1 |  |  | 0.97 |  | Outside | side of home
NJSTRE1545389414 | NJSRRE1544617478 | Transition Incentive Program | Nutley | 7110 | 9 | 5.89 | Residential | Yes | Behind the Meter | Behind the Meter |  | None | Sunrun Installation Services, Inc. | PSE&G | Eligible for TI Program | 2020-03-06 | 2020-03-11 | 2021-10-30 | Delta Electronics | M5-TL-US | Inverters | 4800 |  | 1 |  |  | 0.96 |  | Outdoor | Next To Meter
NJSTRE1545389451 | NJSRRE1544762444 | Transition Incentive Program | Mays Landing | 8330 | 19 | 12.16 | Residential | Yes | Behind the Meter | Behind the Meter |  | None | Acos Energy, LLC | AC Electric | Eligible for TI Program | 2020-03-25 | 2020-03-30 | 2021-10-30 | Enphase | IQ7 | Inverters | 0.24 |  | 38 |  |  | 0.97 |  | Outdoor | roof
NJSTRE1545389463 | NJSRRE1544612645 | Transition Incentive Program | WILLINGBORO | 8046 | 13 | 9.6 | Residential | Yes | Behind the Meter | Net-metered residential rooftop and canopy |  | None | Vivint Solar Developer, LLC | PSE&G | Accepted | 2020-03-06 | 2020-03-11 | 2021-10-30 | SolarEdge | SE7600H-US | Inverters | 7600 |  | 1 |  |  | 0.992 |  | Outdoor | Near the utility meter
NJSTRE1545389477 | NJSRRE1544898390 | Transition Incentive Program | Orange | 7050 | 9 | 4.16 | Residential | Yes | Behind the Meter | Net-metered residential rooftop and canopy |  | None | Vivint Solar Developer, LLC | PSE&G | Accepted | 2020-04-27 | 2020-04-30 | 2021-10-30 | Solar Edge | SE3800H-US | Inverters | 3800 |  | 1 |  |  | 0.992 |  | Outdoor | Near the Utility Meter
NJSTRE1545389485 | NJSRRE1544566773 | Transition Incentive Program | Cherry Hill | 8003 | 14 | 17.09 | Residential | No | Behind the Meter | Net-metered residential rooftop and canopy |  | None | Green Power Energy | PSE&G | Accepted | 2020-03-03 | 2020-03-05 | 2021-10-30 | SolarEdge | SE6000H-US | Inverters | 6000 |  | 2 |  |  | 0.97 |  | Outside | Next to meter
NJSTRE1545394840 |  | Transition Incentive Program | Waretown | 8758 | 18 | 5.78 | Residential | Yes | Behind the Meter | Net-metered residential rooftop and canopy |  | None | Trinity Solar | JCP&L | Accepted | 2020-08-03 | 2020-08-07 | 2021-10-30 | Solar Edge | SE5000 | Inverters | 5000 |  | 1 |  |  | 0.97 |  | Outside | side of home
NJSTRE1545394988 |  | Transition Incentive Program | Alloway | 8001 | 16 | 9.6 | Residential | Yes | Behind the Meter | Net-metered residential ground mount |  | ACE | RCL Enterprises Inc. | AC Electric | Accepted | 2020-08-03 | 2020-08-07 | 2021-10-30 | Enphase | IQ7 | Inverters | 7680 |  | 32 |  |  | 0.96 |  | Outdoor | under panels
NJSTRE1545394991 |  | Transition Incentive Program | PENNSAUKEN TWP | 8109 | 14 | 9.61 | Residential | Yes | Behind the Meter | Net-metered residential rooftop and canopy |  | None | Bright Planet Solar | PSE&G | Accepted | 2020-08-03 | 2020-08-07 | 2021-10-30 | SOLAR EDGE | SE7600H-USRGM | Inverters | 7600 |  | 1 |  |  | 0.98 |  | Outdoor | OUTSIDE
NJSTRE1545394973 |  | Transition Incentive Program | HASBROUCK HEIGHTS | 7604 | 7 | 14.63 | Residential | Yes | Behind the Meter | Net-metered residential rooftop and canopy |  | None | Vivint Solar Developer, LLC | PSE&G | Accepted | 2020-08-12 | 2020-08-12 | 2021-10-30 | SOLAREDGE | SE10000H-US | Inverters | 10000 |  | 1 |  |  | 0.992 |  | Outdoor | Near the Utility Meter
NJSTRE1545395352 |  | Transition Incentive Program | Blackwood | 8012 | 14 | 4.76 | Residential | Yes | Behind the Meter | Net-metered residential rooftop and canopy |  | None | Trinity Solar | PSE&G | Accepted | 2020-08-03 | 2020-08-07 | 2021-10-30 | Solar Edge | SE3800 | Inverters | 3800 |  | 1 |  |  | 0.97 |  | Outside | side of home
NJSTRE1545395356 |  | Transition Incentive Program | NEPTUNE | 7753 | 17 | 4.88 | Residential | No | Behind the Meter | Net-metered residential rooftop and canopy |  | None | Sunrun Installation Services, Inc. | JCP&L | Accepted | 2020-08-03 | 2020-08-07 | 2021-10-30 | Delta Electronics | M4-TL-US | Inverters | 4000 |  | 1 |  |  | 0.96 |  | Outdoor | Next To Meter
NJSTRE1545395375 |  | Transition Incentive Program | Prospect Park | 7508 | 6 | 5.78 | Residential | Yes | Behind the Meter | Net-metered residential rooftop and canopy |  | None | Trinity Solar | PSE&G | Final As-Built Received | 2020-08-03 | 2020-08-07 | 2021-10-30 | Solar Edge | SE5000 | Inverters | 5000 |  | 1 |  |  | 0.97 |  | Outside | side of home
NJSTRE1545395379 |  | Transition Incentive Program | FRANKLINVILLE | 8322 | 15 | 5.58 | Residential | Yes | Behind the Meter | Net-metered residential rooftop and canopy |  | None | Bright Planet Solar | AC Electric | Accepted | 2020-08-03 | 2020-08-07 | 2021-10-30 | SOLAR EDGE | SE5000H-USRGM | Inverters | 5000 |  | 1 |  |  | 0.98 |  | Outdoor | OUTSIDE
NJSTRE1545335669 |  | Transition Incentive Program | Absecon | 8201 | 19 | 7.52 | Residential | No | Behind the Meter | Net-metered residential rooftop and canopy |  | None | Castle Energy, LLC | AC Electric | Accepted | 2020-07-23 | 2020-07-28 | 2021-07-28 | SunPower | SPR-E20-327-E-AC | Solar Panels |  | 0.327 | 23 | 208 | 26 |  | Fixed | Roof
NJSTRE1545340080 |  | Transition Incentive Program | Turnersville | 8012 | 14 | 11.34 | Residential | No | Behind the Meter | Net-metered residential rooftop and canopy |  | None | Suntuity Solar LLC | AC Electric | Accepted | 2020-07-24 | 2020-07-29 | 2021-07-29 | Longi | LR6-60HPB-315M | Solar Panels |  | 0.315 | 6 | 27 | 22 |  | Fixed | Roof
NJSTRE1545387574 | NJSRRE1543848856 | Transition Incentive Program | Paterson City | 7501 | 6 | 6.96 | Residential | Yes | Behind the Meter | Behind the Meter |  | None | Sunrun Installation Services, Inc. | PSE&G | Eligible for TI Program | 2019-12-31 | 2020-01-06 | 2021-10-30 | Delta Electronics | M6-TL-US | Inverters | 5760 |  | 1 |  |  | 0.96 |  | Outdoor | Next To Meter
NJSTRE1545387577 | NJSRRE1544309541 | Transition Incentive Program | Tabernacle | 8088 | 13 | 17.36 | Residential | No | Behind the Meter | Behind the Meter |  | None | Sunrun Installation Services, Inc. | AC Electric | Eligible for TI Program | 2020-01-27 | 2020-01-30 | 2021-10-30 | SolarEdge Technologies | SE7600A-USS2RGM | Inverters | 7600 |  | 1 |  |  | 0.96 |  | Outdoor | Next To Meter
NJSTRE1545387581 | NJSRRE1544512296 | Transition Incentive Program | Gibbstown | 8027 | 15 | 283.05 | Commercial | No | Behind the Meter | Net-metered non-residential rooftop and canopy |  | None | Ampericon | New Construction | Accepted | 2020-02-20 | 2020-02-25 | 2021-10-30 | EnPhase | IQ7 | Inverters | 290 |  | 765 |  |  | 0.965 |  | Other | Roof
NJSTRE1545387584 | NJSRRE1544469528 | Transition Incentive Program | Newark | 7112 | 9 | 6.37 | Residential | Yes | Behind the Meter | Net-metered residential rooftop and canopy |  | None | Pro Custom Solar dba Momentum Solar | PSE&G | Accepted | 2020-02-18 | 2020-02-21 | 2021-10-30 | Enphase Energy | IQ7-60-2-US | Inverters | 250 |  | 19 |  |  | 0.97 |  | Outdoor | roof
NJSTRE1545387586 | NJSRRE1543426841 | Transition Incentive Program | Mount Laurel | 8054 | 13 | 8.19 | Residential | Yes | Behind the Meter | Behind the Meter |  | None | Pro Custom Solar dba Momentum Solar | PSE&G | Eligible for TI Program | 2019-11-20 | 2019-11-25 | 2021-10-30 | Enphase Energy | IQ6-60-2-US | Inverters | 240 |  | 26 |  |  | 0.97 |  | Outdoor | Roof
NJSTRE1545387589 | NJSRRE1544438474 | Transition Incentive Program | Keasbey | 8832 | 11 | 7.04 | Residential | Yes | Behind the Meter | Net-metered residential rooftop and canopy |  | None | Vision Solar LLC | PSE&G | Accepted | 2020-02-12 | 2020-02-17 | 2021-10-30 | enphase | iq7-60-2-us | Inverters | 0.25 |  | 21 |  |  | 0.96 |  | Other | behind panels
NJSTRE1545387598 | NJSRRE1544320801 | Transition Incentive Program | Roselle Park | 7204 | 10 | 3.78 | Residential | No | Behind the Meter | Behind the Meter |  | None | Trinity Solar | PSE&G | Eligible for TI Program | 2020-01-29 | 2020-01-31 | 2021-10-30 | Solar Edge | SE3000H-US000BNC4 | Inverters | 3000 |  | 1 |  |  | 0.97 |  | Outdoor | side of home
NJSTRE1545387609 | NJSRRE1544164873 | Transition Incentive Program | Manalapan | 7726 | 17 | 10.5 | Residential | Yes | Behind the Meter | Behind the Meter |  | None | Pro Custom Solar dba Momentum Solar | JCP&L | Eligible for TI Program | 2020-01-14 | 2020-01-17 | 2021-10-30 | ENPHASE ENERGY | IQ7PLUS-72-2-US | Inverters | 295 |  | 30 |  |  | 0.97 |  | Outdoor | ROOF
NJSTRE1545387621 | NJSRRE1543820174 | Transition Incentive Program | Barnegat Township | 8005 | 18 | 5.22 | Residential | Yes | Behind the Meter | Net-metered residential rooftop and canopy |  | None | Sunrun Installation Services, Inc. | AC Electric | Final As-Built Received | 2019-12-26 | 2019-12-31 | 2021-10-30 | Delta Electronics | M5-TL-US | Inverters | 5000 |  | 1 |  |  | 0.96 |  | Outdoor | Next To Meter
NJSTRE1545387624 | NJSRRE1544308336 | Transition Incentive Program | Long Branch | 7740 | 17 | 7.88 | Residential | Yes | Behind the Meter | Net-metered residential rooftop and canopy |  | None | Vivint Solar Developer, LLC | JCP&L | Accepted | 2020-01-27 | 2020-01-29 | 2021-10-30 | SOLAREDGE | SE7600H-US | Inverters | 7600 |  | 1 |  |  | 0.992 |  | Outdoor | Near the Utility Meter
NJSTRE1545389404 | NJSRRE1544802592 | Transition Incentive Program | SOUTH PLAINFIELD | 7080 | 11 | 7.56 | Residential | Yes | Behind the Meter | Net-metered residential rooftop and canopy |  | None | Vivint Solar Developer, LLC | PSE&G | Accepted | 2020-04-06 | 2020-04-10 | 2021-10-30 | Solar Edge | SE7600H-US | Inverters | 7600 |  | 1 |  |  | 0.992 |  | Outdoor | Near the Utility Meter
NJSTRE1545389416 | NJSRRE1544779565 | Transition Incentive Program | Piscataway | 8854 | 11 | 14.7 | Residential | Yes | Behind the Meter | Net-metered residential rooftop and canopy |  | None | Pro Custom Solar dba Momentum Solar | PSE&G | Accepted | 2020-04-01 | 2020-04-09 | 2021-10-30 | Enphase Energy | IQ7PLUS-72-2-US | Inverters | 290 |  | 42 |  |  | 0.97 |  | Outdoor | roof
NJSTRE1545389420 | NJSRRE1544624251 | Transition Incentive Program | Sicklerville | 8081 | 14 | 9.8 | Residential | Yes | Behind the Meter | Behind the Meter |  | None | Seabright Solar | AC Electric | Eligible for TI Program | 2020-03-17 | 2020-03-17 | 2021-10-30 | Sunpower | SPR-X21-350 | Inverters | 0.32 |  | 28 |  |  | 0.99 |  | Outside | Roof
NJSTRE1545363421 |  | Transition Incentive Program | WEST BERLIN | 8091 | 14 | 7.14 | Residential | Yes | Behind the Meter | Net-metered residential rooftop and canopy |  | None | Trinity Solar | AC Electric | Accepted | 2020-07-29 | 2020-08-07 | 2021-10-30 | HANWHA | Q.PEAK DUO BLK-G6 340 | Solar Panels |  | 0.34 | 7 | 214 | 45 |  | Fixed | Roof
NJSTRE1545363451 |  | Transition Incentive Program | Vineland | 8360 | 20 | 8.5 | Residential | Yes | Behind the Meter | Net-metered residential ground mount |  | None | Castle Energy, LLC | Vineland Muni Electric | Accepted | 2020-07-29 | 2020-08-07 | 2021-10-30 | SunPower | SPR-E20-327-E-AC | Solar Panels |  | 0.327 | 26 | 180 | 25 |  | Fixed | Ground
NJSTRE1545363471 |  | Transition Incentive Program | Hammonton | 8037 | 19 | 18.56 | Residential | No | Behind the Meter | Net-metered residential rooftop and canopy |  | None | Whitman Construction, LLC | AC Electric | Accepted | 2020-07-29 | 2020-08-07 | 2021-10-30 | TRINA | tsm320DD05H.05 | Solar Panels |  | 0.32 | 8 | 222 | 25 |  | Fixed | Pole
NJSTRE1545363524 |  | Transition Incentive Program | Egg Harbor City | 8215 | 19 | 14.39 | Residential | Yes | Behind the Meter | Net-metered residential rooftop and canopy |  | None | Ad Energy | AC Electric | Accepted | 2020-07-29 | 2020-08-07 | 2021-10-30 | SunPower | SPR-E20-327-E-AC | Solar Panels |  | 0.327 | 7 | 312 | 23 |  | Fixed | Roof
NJSTRE1545363500 |  | Transition Incentive Program | Rumson | 7760 | 17 | 12.24 | Residential | No | Behind the Meter | Net-metered residential rooftop and canopy |  | None | Tesla Energy Operations Inc. | JCP&L | Accepted | 2020-07-29 | 2020-08-07 | 2021-10-30 | Hanwha Q-CELLS | Q.Peak DUO BLK-G6+ 340 | Solar Panels |  | 0.34 | 5 | 149 | 23 |  | Fixed | Roof
NJSTRE1545363595 |  | Transition Incentive Program | ROSELLE | 7203 | 10 | 10.73 | Residential | Yes | Behind the Meter | Net-metered residential rooftop and canopy |  | None | Vivint Solar Developer, LLC | PSE&G | Accepted | 2020-07-30 | 2020-08-07 | 2021-10-30 | Jinko Solar | JKM325M-60HBL | Solar Panels |  | 0.325 | 14 | 256 | 23 |  | Fixed | Roof
NJSTRE1545363690 | NJSRRE1543448122 | Transition Incentive Program | Egg Harbor | 8234 | 19 | 8.37 | Residential | Yes | Behind the Meter | Net-metered residential rooftop and canopy |  | None | Solar Energy World | AC Electric | Accepted | 2019-11-26 | 2019-12-03 | 2021-10-30 | LONGi Green Energy Technology | LR6-60HPB-310M | Solar Panels |  | 0.31 | 27 | 73 | 33 |  | Fixed | Roof
NJSTRE1545363700 | NJSRRE1544162045 | Transition Incentive Program | Burlington | 8016 | 13 | 7.44 | Residential | Yes | Behind the Meter | Net-metered residential rooftop and canopy |  | None | Solar Energy World | PSE&G | Accepted | 2020-01-13 | 2020-01-16 | 2021-10-30 | LONGi Green Energy Technology | LR6-60HPB-310M | Solar Panels |  | 0.31 | 16 | 137 | 27 |  | Fixed | Roof
NJSTRE1545363707 | NJSRRE1543571117 | Transition Incentive Program | Blackwood | 8012 | 14 | 6.2 | Residential | Yes | Behind the Meter | Net-metered residential rooftop and canopy |  | None | Solar Energy World | PSE&G | Accepted | 2019-12-19 | 2019-12-26 | 2021-10-30 | LONGi Green Energy Technology | LR6-60HPB-310M | Solar Panels |  | 0.31 | 20 | 150 | 18 |  | Fixed | Roof
NJSTRE1545363716 | NJSRRE1544583467 | Transition Incentive Program | Monroe | 8831 | 11 | 13.64 | Residential | Yes | Behind the Meter | Net-metered residential rooftop and canopy |  | None | Solar Energy World | JCP&L | Accepted | 2020-03-03 | 2020-03-06 | 2021-10-30 | LONGi Green Energy Technology | LR6-60HPB-310M | Solar Panels |  | 0.31 | 44 | 223 | 26 |  | Fixed | Roof
NJSTRE1545363726 | NJSRRE1544374146 | Transition Incentive Program | Burlington | 8016 | 13 | 6.2 | Residential | Yes | Behind the Meter | Net-metered residential rooftop and canopy |  | None | Solar Energy World | PSE&G | Accepted | 2020-02-05 | 2020-02-10 | 2021-10-30 | LONGi Green Energy Technology | LR6-60HPB-310M | Solar Panels |  | 0.31 | 20 | 261 | 26 |  | Fixed | Roof
NJSTRE1545363733 | NJSRRE1544441139 | Transition Incentive Program | Manalapan | 7726 | 17 | 8.68 | Residential | Yes | Behind the Meter | Net-metered residential rooftop and canopy |  | None | Solar Energy World | JCP&L | Final As-Built Received | 2020-02-12 | 2020-02-17 | 2021-10-30 | LONGi Green Energy Technology | LR6-60HPB-310M | Solar Panels |  | 0.31 | 28 | 221 | 23 |  | Fixed | Roof
NJSTRE1545363748 | NJSRRE1544839650 | Transition Incentive Program | Evesham | 8053 | 13 | 12.92 | Residential | Yes | Behind the Meter | Net-metered residential rooftop and canopy |  | None | Solar Energy World | PSE&G | Final As-Built Received | 2020-04-14 | 2020-04-22 | 2021-10-30 | Hanwha Q-cells | Q.PEAK DUO BLK-G5 | Solar Panels |  | 0.315 | 22 | 180 | 18 |  | Fixed | Roof
NJSTRE1545363754 | NJSRRE1544636711 | Transition Incentive Program | Franklin Township | 8528 | 5 | 4.03 | Residential | Yes | Behind the Meter | Net-metered residential rooftop and canopy |  | None | Solar Energy World | PSE&G | Accepted | 2020-03-12 | 2020-03-17 | 2021-10-30 | LONGi Green Energy Technology | LR6-60HPB-310M | Solar Panels |  | 0.31 | 13 | 168 | 22 |  | Fixed | Roof
NJSTRE1545363760 | NJSRRE1544623738 | Transition Incentive Program | Piscataway | 8854 | 11 | 9.61 | Residential | Yes | Behind the Meter | Net-metered residential rooftop and canopy |  | None | Solar Energy World | PSE&G | Final As-Built Received | 2020-03-10 | 2020-03-13 | 2021-10-30 | LONGi Green Energy Technology | LR6-60HPB-310M | Solar Panels |  | 0.31 | 12 | 66 | 23 |  | Fixed | Roof
NJSTRE1545363674 |  | Transition Incentive Program | Port Republic | 8241 | 19 | 12.58 | Residential | Yes | Behind the Meter | Net-metered residential rooftop and canopy |  | None | Trinity Solar | AC Electric | Accepted | 2020-07-29 | 2020-09-02 | 2021-10-30 | Hanwha 340 | Q.PEAK DUO BLK-G6 340 | Solar Panels |  | 0.34 | 18 | 103 | 23 |  | Fixed | Roof
NJSTRE1545363896 |  | Transition Incentive Program | HACKENSACK | 7601 | 7 | 4.9 | Residential | No | Behind the Meter | Net-metered residential rooftop and canopy |  | None | Pro custom Solar | PSE&G | Accepted | 2020-07-29 | 2020-08-07 | 2021-10-30 | LG ELECTRONICS | LG 350N1C-V5 | Solar Panels |  | 0.35 | 3 | 129 | 32 |  | Fixed | Roof
NJSTRE1545363938 |  | Transition Incentive Program | Carteret | 7008 | 11 | 7.7 | Residential | Yes | Behind the Meter | Net-metered residential rooftop and canopy |  | None | Pro Custom Solar dba Momentum Solar | PSE&G | Accepted | 2020-07-29 | 2020-08-07 | 2021-10-30 | LG ELECTRONICS | LG 350N1C-V5 | Solar Panels |  | 0.35 | 11 | 25 | 29 |  | Fixed | Roof
NJSTRE1545364010 |  | Transition Incentive Program | Port Reading | 7064 | 11 | 9.8 | Residential | Yes | Behind the Meter | Net-metered residential rooftop and canopy |  | None | Pro Custom Solar dba Momentum Solar | PSE&G | Accepted | 2020-07-29 | 2020-08-07 | 2021-10-30 | LG ELECTRONICS | LG 350N1C-V5 | Solar Panels |  | 0.35 | 12 | 115 | 18 |  | Fixed | Roof
NJSTRE1545389422 | NJSRRE1544630765 | Transition Incentive Program | Milford | 8848 | 4 | 64.8 | Commercial | No | Behind the Meter | Net-metered non-residential rooftop and canopy |  | None | Green Power Energy | JCP&L | Accepted | 2020-03-12 | 2020-03-17 | 2021-10-30 | SolarEdge Technologies | SE10000H-US | Inverters | 10000 |  | 6 |  |  | 0.97 |  | Outside | Next to meter
NJSTRE1545389437 | NJSRRE1544551388 | Transition Incentive Program | Perth Amboy | 8861 | 11 | 6.87 | Residential | Yes | Behind the Meter | Behind the Meter |  | PSEG | Fusion Solar Energy LLC | PSE&G | Eligible for TI Program | 2020-02-28 | 2020-03-04 | 2021-10-30 | Sunpower | Sunpower type e | Inverters | 320 |  | 21 |  |  | 0.94 |  | Outdoor | roof top
NJSTRE1545389443 | NJSRRE1544598241 | Transition Incentive Program | PENNSAUKEN | 8110 | 14 | 7.88 | Residential | Yes | Behind the Meter | Net-metered residential rooftop and canopy |  | None | Vivint Solar Developer, LLC | PSE&G | Accepted | 2020-03-05 | 2020-03-10 | 2021-10-30 | Solar Edge | SE7600H-US | Inverters | 7600 |  | 1 |  |  | 0.992 |  | Outdoor | Near the Utility Meter
NJSTRE1545389449 | NJSRRE1544569022 | Transition Incentive Program | Williamstown | 8094 | 15 | 9.6 | Residential | Yes | Behind the Meter | Behind the Meter |  | None | Skyline Solar, LLC | AC Electric | Eligible for TI Program | 2020-03-03 | 2020-03-06 | 2021-10-30 | SolarEdge | SE7600H-US | Inverters | 7600 |  | 1 |  |  | 0.99 |  | Outside | within ten feet of meter
NJSTRE1545389456 | NJSRRE1544838901 | Transition Incentive Program | Kresson | 8053 | 13 | 14.72 | Residential | Yes | Behind the Meter | Net-metered residential rooftop and canopy |  | None | All Season Solar | AC Electric | Accepted | 2020-04-14 | 2020-04-21 | 2021-10-30 | Enphase | IQ7 | Inverters | 240 |  | 46 |  |  | 0.97 |  | Outdoor | under module
NJSTRE1545389469 | NJSRRE1544762420 | Transition Incentive Program | PENNSAUKEN | 8109 | 14 | 12.6 | Residential | Yes | Behind the Meter | Net-metered residential rooftop and canopy |  | None | Vivint Solar Developer, LLC | PSE&G | Accepted | 2020-03-25 | 2020-03-30 | 2021-10-30 | SolarEdge | SE10000H-US | Inverters | 10000 |  | 1 |  |  | 0.992 |  | Outdoor | Near the Utility Meter
NJSTRE1545389475 | NJSRRE1544719392 | Transition Incentive Program | Short Hills | 7078 | 9 | 4.49 | Residential | Yes | Behind the Meter | Behind the Meter |  | None | Sunrun Installation Services, Inc. | JCP&L | Eligible for TI Program | 2020-03-18 | 2020-03-23 | 2021-10-30 | Delta Electronics | M4-TL-US | Inverters | 4000 |  | 1 |  |  | 0.96 |  | Outdoor | Next To Meter
NJSTRE1545389480 | NJSRRE1544768782 | Transition Incentive Program | Clifton | 7011 | 6 | 8.71 | Residential | Yes | Behind the Meter | Behind the Meter |  | None | Pro Custom Solar dba Momentum Solar | PSE&G | Eligible for TI Program | 2020-03-27 | 2020-04-01 | 2021-10-30 | Enphase Energy | IQ7-60-2-US | Inverters | 250 |  | 26 |  |  | 0.97 |  | Outdoor | roof
NJSTRE1545389486 | NJSRRE1544777552 | Transition Incentive Program | Asbury | 8802 | 4 | 12.25 | Residential | No | Behind the Meter | Net-metered residential rooftop and canopy |  | None | Gree Power Energy | JCP&L | Accepted | 2020-04-01 | 2020-04-09 | 2021-10-30 | SolarEdge | SE10000H-US | Inverters | 10000 |  | 1 |  |  | 0.97 |  | Outside | next to meter
NJSTRE1545394845 |  | Transition Incentive Program | Hamilton | 8620 | 12 | 5.04 | Residential | No | Behind the Meter | Net-metered residential rooftop and canopy |  | None | Suntuity Solar LLC | PSE&G | Accepted | 2020-08-03 | 2020-08-07 | 2021-10-30 | Enphase Energy | IQ7-60-2-US | Inverters | 240 |  | 16 |  |  | 0.97 |  | Outdoor | Behind the PV Modules
NJSTRE1545394871 |  | Transition Incentive Program | Pennsville | 8070 | 16 | 14.4 | Residential | Yes | Behind the Meter | Net-metered residential rooftop and canopy |  | None | RCL Enterprises Inc. | AC Electric | Accepted | 2020-08-03 | 2020-08-07 | 2021-10-30 | Enphase | IQ7 | Inverters | 2400 |  | 10 |  |  | 0.96 |  | Outdoor | under panels
NJSTRE1545395059 |  | Transition Incentive Program | willingboro | 8046 | 13 | 10.88 | Residential | No | Behind the Meter | Net-metered residential rooftop and canopy |  | None | Orbit Energy & Power, LLC | AC Electric | Final As-Built Received | 2020-08-03 | 2020-08-07 | 2021-10-30 | enphase | iq7-60-2-us | Inverters | 0.24 |  | 34 |  |  | 0.96 |  | Other | behind panels
NJSTRE1545395084 |  | Transition Incentive Program | BAYONNE CITY | 7002 | 8 | 5.12 | Residential | Yes | Behind the Meter | Net-metered residential rooftop and canopy |  | None | Bright Planet Solar | PSE&G | Accepted | 2020-08-03 | 2020-08-07 | 2021-10-30 | SOLAR EDGE | SE5000H-USRGM | Inverters | 5000 |  | 1 |  |  | 0.98 |  | Outdoor | OUTSIDE
NJSTRE1545395328 |  | Transition Incentive Program | SOMERDALE BORO | 8083 | 14 | 10.88 | Residential | No | Behind the Meter | Net-metered residential rooftop and canopy |  | None | Orbit Energy & Power, LLC | AC Electric | Accepted | 2020-08-03 | 2020-08-07 | 2021-10-30 | enphase | iq7-60-2-us | Inverters | 0.24 |  | 34 |  |  | 0.96 |  | Other | behind panels
NJSTRE1545387631 | NJSRRE1544199208 | Transition Incentive Program | Cinnaminson | 8077 | 13 | 9.6 | Residential | Yes | Behind the Meter | Behind the Meter |  | None | Skyline Solar, LLC | PSE&G | Eligible for TI Program | 2020-01-20 | 2020-01-23 | 2021-10-30 | SolarEdge | SE7600H-US | Inverters | 7600 |  | 1 |  |  | 0.99 |  | Outside | within ten feet of meter
NJSTRE1545387648 | NJSRRE1544147999 | Transition Incentive Program | Swainton | 8210 | 21 | 9.86 | Residential | No | Behind the Meter | Behind the Meter |  | None | Sunrun Installation Services, Inc. | AC Electric | Eligible for TI Program | 2020-01-08 | 2020-01-13 | 2021-10-30 | Delta Electronics | M4-TL-US | Inverters | 3840 |  | 1 |  |  | 0.96 |  | Outdoor | Next To Meter
NJSTRE1545387653 | NJSRRE1544544384 | Transition Incentive Program | Red Bank | 7701 | 17 | 7.71 | Residential | Yes | Behind the Meter | Behind the Meter |  | None | Pro Custom Solar dba Momentum Solar | JCP&L | Eligible for TI Program | 2020-02-26 | 2020-03-02 | 2021-10-30 | Enphase Energy | IQ7-60-2-US | Inverters | 250 |  | 23 |  |  | 0.97 |  | Outdoor | roof
NJSTRE1545387667 | NJSRRE1544143910 | Transition Incentive Program | Middlesex | 8846 | 11 | 16.32 | Residential | No | Behind the Meter | Behind the Meter |  | None | Sunrun Installation Services, Inc. | PSE&G | Eligible for TI Program | 2020-01-08 | 2020-01-13 | 2021-10-30 | SolarEdge Technologies | SE7600A-USS2RGM | Inverters | 7600 |  | 1 |  |  | 0.96 |  | Outdoor | Next To Meter
NJSTRE1545387673 | NJSRRE1544543200 | Transition Incentive Program | Bridgewater Township | 8807 | 5 | 7.13 | Residential | No | Behind the Meter | Behind the Meter |  | None | Sunrun Installation Services, Inc. | PSE&G | Eligible for TI Program | 2020-02-26 | 2020-02-28 | 2021-10-30 | Enphase Energy | IQ7-60-x-US (240V) | Inverters | 240 |  | 23 |  |  | 0.96 |  | Outdoor | Rooftop
NJSTRE1545387682 | NJSRRE1544108473 | Transition Incentive Program | Galloway | 8205 | 19 | 8.82 | Residential | Yes | Behind the Meter | Behind the Meter |  | None | Pro Custom Solar dba Momentum Solar | AC Electric | Eligible for TI Program | 2020-01-07 | 2020-01-09 | 2021-10-30 | ENPHASE ENERGY | IQ6-60-2-US | Inverters | 240 |  | 28 |  |  | 0.97 |  | Outdoor | ROOF
NJSTRE1545387695 | NJSRRE1544211643 | Transition Incentive Program | Jersey City | 7304 | 8 | 9.81 | Residential | Yes | Behind the Meter | Net-metered residential rooftop and canopy |  | None | SunPower Corporation, Systems | PSE&G | Accepted |  | 2020-01-27 | 2021-10-30 | SUNPOWER | SPR-E20-327-E-AC | Inverters | 320 |  | 30 |  |  | 0.96 |  | Other | under each panel
NJSTRE1545387733 | NJSRRE1544220932 | Transition Incentive Program | SEWELL | 8080 | 15 | 25.83 | Residential | Yes | Behind the Meter | Net-metered residential rooftop and canopy |  | None | Vivint Solar Developer, LLC | AC Electric | Accepted | 2020-01-24 | 2020-01-28 | 2021-10-30 | SOLAREDGE | SE10000H-US | Inverters | 10000 |  | 1 |  |  | 0.992 |  | Outdoor | Near the Utility Meter
NJSTRE1545340082 |  | Transition Incentive Program | BAYVILLE | 8721 | 18 | 5.04 | Residential | No | Behind the Meter | Net-metered residential rooftop and canopy |  | None | Suntuity Solar LLC | JCP&L | Accepted | 2020-07-24 | 2020-07-28 | 2021-07-28 | Longi | LR6-60HPB-315M | Solar Panels |  | 0.315 | 16 | 97 | 37 |  | Fixed | Roof
NJSTRE1545340096 |  | Transition Incentive Program | Rockaway | 7866 | 3 | 9.6 | Residential | No | Behind the Meter | Net-metered residential rooftop and canopy |  | None | Posigen NJ LLC | JCP&L | Accepted | 2020-07-24 | 2020-07-28 | 2021-07-28 | Hanwha Q-Cells | Q.PEAK DUO-G5 320 | Solar Panels |  | 0.32 | 30 | 226 | 19 |  | Fixed | Roof
NJSTRE1545340097 |  | Transition Incentive Program | Ewing Twp | 8638 | 12 | 8.82 | Residential | No | Behind the Meter | Net-metered residential rooftop and canopy |  | None | Suntuity Solar LLC | PSE&G | Accepted | 2020-07-24 | 2020-07-29 | 2021-07-29 | Longi | LR6-60HPB-315M | Solar Panels |  | 0.315 | 24 | 128 | 22 |  | Fixed | Roof
NJSTRE1545340121 |  | Transition Incentive Program | Ewing | 8638 | 12 | 7.04 | Residential | No | Behind the Meter | Net-metered residential rooftop and canopy |  | None | Posigen NJ LLC | PSE&G | Accepted | 2020-07-24 | 2020-07-28 | 2021-07-28 | Hanwha Q-Cells | Q.PEAK DUO-G5 320 | Solar Panels |  | 0.32 | 22 | 218 | 20 |  | Fixed | Roof
NJSTRE1545389419 | NJSRRE1544868158 | Transition Incentive Program | Villas | 8251 | 21 | 6.46 | Residential | Yes | Behind the Meter | Behind the Meter |  | None | Trinity Solar | AC Electric | Eligible for TI Program | 2020-04-21 | 2020-04-27 | 2021-10-30 | Solar Edge | SE5000 | Inverters | 5000 |  | 1 |  |  | 0.97 |  | Outdoor | side of home
NJSTRE1545389441 | NJSRRE1544776466 | Transition Incentive Program | SICKLERVILLE | 8081 | 14 | 7.68 | Residential | Yes | Behind the Meter | Net-metered residential rooftop and canopy |  | None | Vivint Solar Developer, LLC | AC Electric | Accepted | 2020-04-01 | 2020-04-09 | 2021-10-30 | SOLAREDGE | SE7600H-US | Inverters | 7600 |  | 1 |  |  | 0.992 |  | Outdoor | Near the Utility Meter
NJSTRE1545389460 | NJSRRE1544802118 | Transition Incentive Program | Atlantic City | 8401 | 19 | 5.89 | Residential | Yes | Behind the Meter | Net-metered residential rooftop and canopy |  | None | Castle Energy, LLC | AC Electric | Accepted | 2020-04-06 | 2020-04-17 | 2021-10-30 | SunPower | SPR-E20-327-C-AC | Inverters | 320 |  | 18 |  |  | 0.975 |  | Outdoor | on the rooftop under each solar panel
NJSTRE1545389467 | NJSRRE1544552201 | Transition Incentive Program | Princeton | 8540 | 12 | 11.29 | Residential | Yes | Behind the Meter | Behind the Meter |  | None | Complete Solar | PSE&G | Eligible for TI Program | 2020-03-05 | 2020-03-10 | 2021-10-30 | SOLAREDGE TECHNOLOGIES | SE11400H-US | Inverters | 11400 |  | 1 |  |  | 0.97 |  | Outdoor | BY MSP
NJSTRE1545389472 | NJSRRE1544701602 | Transition Incentive Program | Stewartsville | 8886 | 2 | 13.64 | Residential | No | Behind the Meter | Behind the Meter |  | None | Eznergy | JCP&L | Eligible for TI Program | 2020-03-16 | 2020-03-19 | 2021-10-30 | Enphase | IQ7 | Inverters | 240 |  | 44 |  |  | 0.97 |  | Outdoor | Under panels on rails
NJSTRE1545394984 |  | Transition Incentive Program | Egg Harbor Township | 8234 | 19 | 9.52 | Residential | No | Behind the Meter | Net-metered residential rooftop and canopy |  | None | Trinity Solar | AC Electric | Accepted | 2020-08-03 | 2020-08-07 | 2021-10-30 | Solar Edge | SE7600 | Inverters | 7600 |  | 1 |  |  | 0.97 |  | Outside | side of home
NJSTRE1545395091 |  | Transition Incentive Program | Ventnor City | 8406 | 19 | 8.84 | Residential | Yes | Behind the Meter | Net-metered residential rooftop and canopy |  | None | Trinity Solar | AC Electric | Accepted | 2020-08-03 | 2020-08-07 | 2021-10-30 | Solar Edge | SE7600 | Inverters | 7600 |  | 1 |  |  | 0.97 |  | Outside | side of home
NJSTRE1545395281 |  | Transition Incentive Program | Irvington | 7111 | 9 | 7.04 | Residential | No | Behind the Meter | Net-metered residential rooftop and canopy |  | None | United Solar LLC | PSE&G | Accepted | 2020-08-03 | 2020-08-10 | 2021-10-30 | APS | YC600 | Inverters | 548 |  | 11 |  |  | 0.965 |  | Outdoor | Roof
NJSTRE1545395380 |  | Transition Incentive Program | Millville | 8332 | 20 | 7.68 | Residential | Yes | Behind the Meter | Net-metered residential rooftop and canopy |  | None | Trinity Solar | AC Electric | Final As-Built Received | 2020-08-03 | 2020-08-07 | 2021-10-30 | SOLAR EDGE | SE6000H-US | Inverters | 6000 |  | 1 |  |  | 0.97 |  | Outdoor | SIDE OF HOME
NJSTRE1545395406 |  | Transition Incentive Program | PORT MONMOUTH | 7758 | 17 | 4.55 | Residential | Yes | Behind the Meter | Net-metered residential rooftop and canopy |  | None | Vivint Solar Developer, LLC | JCP&L | Accepted | 2020-08-03 | 2020-08-07 | 2021-10-30 | SolarEdge | SE7600H-US | Inverters | 7600 |  | 1 |  |  | 0.992 |  | Outdoor | Near the Utility Meter
NJSTRE1545395582 |  | Transition Incentive Program | Vineland | 8360 | 20 | 7.14 | Residential | Yes | Behind the Meter | Net-metered residential rooftop and canopy |  | None | Trinity Solar | Vineland Muni Electric | Accepted | 2020-08-03 | 2020-08-07 | 2021-10-30 | Solar Edge | SE6000 | Inverters | 6000 |  | 1 |  |  | 0.97 |  | Outside | side of home
NJSTRE1545395698 |  | Transition Incentive Program | ROCHELLE PARK | 7662 | 7 | 3.9 | Residential | Yes | Behind the Meter | Net-metered residential rooftop and canopy |  | None | Vivint Solar Developer, LLC | PSE&G | Accepted | 2020-08-04 | 2020-08-07 | 2021-10-30 | SolarEdge | SE3800H-US | Inverters | 3800 |  | 1 |  |  | 0.992 |  | Outdoor | Near the Utility Meter
NJSTRE1545363739 | NJSRRE1544512213 | Transition Incentive Program | Willingboro | 8046 | 13 | 8.99 | Residential | Yes | Behind the Meter | Net-metered residential rooftop and canopy |  | None | Solar Energy World | PSE&G | Final As-Built Received | 2020-02-20 | 2020-02-24 | 2021-10-30 | LONGi Green Energy Technology | LR6-60HPB-310M | Solar Panels |  | 0.31 | 29 | 147 | 18 |  | Fixed | Roof
NJSTRE1545363741 | NJSRRE1544617414 | Transition Incentive Program | Willingboro | 8046 | 13 | 5.27 | Residential | Yes | Behind the Meter | Net-metered residential rooftop and canopy |  | None | Solar Energy World | PSE&G | Final As-Built Received | 2020-03-06 | 2020-03-11 | 2021-10-30 | LONGi Green Energy Technology | LR6-60HPB-310M | Solar Panels |  | 0.31 | 17 | 147 | 18 |  | Fixed | Roof
NJSTRE1545363746 | NJSRRE1544466649 | Transition Incentive Program | Willingboro | 8046 | 13 | 8.68 | Residential | Yes | Behind the Meter | Net-metered residential rooftop and canopy |  | None | Solar Energy World | PSE&G | Accepted | 2020-02-17 | 2020-02-20 | 2021-10-30 | LONGi Green Energy Technology | LR6-60HPB-310M | Solar Panels |  | 0.31 | 28 | 90 | 18 |  | Fixed | Roof
NJSTRE1545363747 | NJSRRE1544469367 | Transition Incentive Program | Montgomery | 8502 | 5 | 20.15 | Residential | Yes | Behind the Meter | Net-metered residential rooftop and canopy |  | None | Solar Energy World | PSE&G | Final As-Built Received | 2020-02-18 | 2020-02-20 | 2021-10-30 | LONGi Green Energy Technology | LR6-60HPB-310M | Solar Panels |  | 0.31 | 24 | 131 | 34 |  | Fixed | Roof
NJSTRE1545363749 | NJSRRE1544736391 | Transition Incentive Program | Franklin | 8322 | 15 | 15.19 | Residential | Yes | Behind the Meter | Net-metered residential rooftop and canopy |  | None | Solar Energy World | AC Electric | Final As-Built Received | 2020-03-20 | 2020-03-25 | 2021-10-30 | LONGi Green Energy Technology | LR6-60HPB-310M | Solar Panels |  | 0.31 | 2 | 166 | 30 |  | Fixed | Roof
NJSTRE1545363760 | NJSRRE1544623738 | Transition Incentive Program | Piscataway | 8854 | 11 | 9.61 | Residential | Yes | Behind the Meter | Net-metered residential rooftop and canopy |  | None | Solar Energy World | PSE&G | Final As-Built Received | 2020-03-10 | 2020-03-13 | 2021-10-30 | LONGi Green Energy Technology | LR6-60HPB-310M | Solar Panels |  | 0.31 | 19 | 246 | 23 |  | Fixed | Roof
NJSTRE1545363668 |  | Transition Incentive Program | Bridgewater Township | 8807 | 5 | 8.4 | Residential | Yes | Behind the Meter | Net-metered residential rooftop and canopy |  | None | Pro Custom Solar dba Momentum Solar | Orange Rockland Electric | Accepted | 2020-07-29 | 2020-08-07 | 2021-10-30 | LG ELECTRONICS | LG 350N1C-V5 | Solar Panels |  | 0.35 | 6 | 253 | 23 |  | Fixed | Roof
NJSTRE1545366406 |  | Transition Incentive Program | PENNSAUKEN | 8110 | 14 | 6.83 | Residential | Yes | Behind the Meter | Net-metered residential rooftop and canopy |  | None | Vivint Solar Developer, LLC | PSE&G | Accepted | 2020-07-30 | 2020-08-07 | 2021-10-30 | Jinko Solar | JKM325M-60HBL | Solar Panels |  | 0.325 | 21 | 140 | 34 |  | Fixed | Roof
NJSTRE1545369976 |  | Transition Incentive Program | East Brunswick | 8816 | 11 | 8.16 | Residential | No | Behind the Meter | Net-metered residential rooftop and canopy |  | PSEG | Maier Solar Engineering dba Solar Me | PSE&G | Accepted | 2020-07-30 | 2020-08-07 | 2021-10-30 | Hanwha | Q.CELL DUO BLK G6-340W | Solar Panels |  | 0.34 | 24 | 171 | 20 |  | Fixed | Roof
NJSTRE1545369994 |  | Transition Incentive Program | Plainfield | 7060 | 10 | 7.82 | Residential | Yes | Behind the Meter | Net-metered residential rooftop and canopy |  | PSEG | Vision Solar LLC | PSE&G | Accepted | 2020-07-30 | 2020-08-07 | 2021-10-30 | HANWHA Q-CELLS | Q.PEAK DUO-G6 340 | Solar Panels |  | 0.34 | 10 | 82 | 35 |  | Fixed | Roof
NJSTRE1545370012 |  | Transition Incentive Program | penns grove | 8069 | 16 | 13.44 | Residential | No | Behind the Meter | Net-metered residential rooftop and canopy |  | None | Orbit Energy & Power, LLC | AC Electric | Accepted | 2020-07-30 | 2020-08-07 | 2021-10-30 | hanwha qcells | qpeAK 320W | Solar Panels |  | 0.32 | 17 | 40 | 30 |  | Fixed | Roof
NJSTRE1545370033 |  | Transition Incentive Program | Rahway | 7065 | 10 | 12.58 | Residential | No | Behind the Meter | Net-metered residential rooftop and canopy |  | None | Whitman Construction, LLC | PSE&G | Accepted | 2020-07-30 | 2020-08-07 | 2021-10-30 | Hanwha Q Cells | Duo G5-340 | Solar Panels |  | 0.34 | 6 | 281 | 20 |  | Fixed | Roof
NJSTRE1545370050 |  | Transition Incentive Program | Hewitt | 7421 | 6 | 13.94 | Residential | No | Behind the Meter | Net-metered residential rooftop and canopy |  | RECO2 | Vision Solar LLC | Orange Rockland Electric | Accepted | 2020-07-30 | 2020-08-07 | 2021-10-30 | HANWHA Q-CELLS | Q.PEAK DUO-G6 340 | Solar Panels |  | 0.34 | 21 | 134 | 22 |  | Fixed | Roof
NJSTRE1545389424 | NJSRRE1544765083 | Transition Incentive Program | Port Monmouth | 7758 | 17 | 7.04 | Residential | Yes | Behind the Meter | Net-metered residential rooftop and canopy |  | None | Vivint Solar Developer, LLC | JCP&L | Accepted | 2020-03-26 | 2020-03-30 | 2021-10-30 | Solar Edge | SE7600H-US | Inverters | 7600 |  | 1 |  |  | 0.992 |  | Outdoor | Near the Utility Meter
NJSTRE1545389435 | NJSRRE1544626024 | Transition Incentive Program | Neptune | 7753 | 17 | 8.5 | Residential | Yes | Behind the Meter | Behind the Meter |  | None | Trinity Solar | JCP&L | Eligible for TI Program | 2020-03-11 | 2020-03-16 | 2021-10-30 | SOLAR EDGE | SE7600H-US | Inverters | 7600 |  | 1 |  |  | 0.97 |  | Outside | SIDE OF HOME
NJSTRE1545389439 | NJSRRE1544845326 | Transition Incentive Program | Linden | 7036 | 10 | 7.04 | Residential | Yes | Behind the Meter | Behind the Meter |  | None | Steve Whitman LLC | PSE&G | Eligible for TI Program | 2020-04-15 | 2020-04-22 | 2021-10-30 | SolarEdge | SE5000H-US | Inverters | 5000 |  | 1 |  |  | 0.99 |  | Outside | within ten feet of meter
NJSTRE1545389440 | NJSRRE1544705445 | Transition Incentive Program | MORRIS PLAINS | 7950 | 3 | 5.12 | Residential | Yes | Behind the Meter | Net-metered residential rooftop and canopy |  | None | Vivint Solar Developer, LLC | JCP&L | Accepted | 2020-03-19 | 2020-03-20 | 2021-10-30 | SolarEdge | SE3800H-US | Inverters | 3800 |  | 1 |  |  | 0.992 |  | Outdoor | Near the utility meter
NJSTRE1545389458 | NJSRRE1544884704 | Transition Incentive Program | AVENEL | 7001 | 11 | 8.32 | Residential | Yes | Behind the Meter | Net-metered residential rooftop and canopy |  | None | Vivint Solar Developer, LLC | PSE&G | Accepted | 2020-04-22 | 2020-04-28 | 2021-10-30 | SolarEdge | SE7600H-US | Inverters | 7600 |  | 1 |  |  | 0.992 |  | Outdoor | Near the Utility Meter
NJSTRE1545389465 | NJSRRE1544892733 | Transition Incentive Program | Camden | 8104 | 14 | 5.12 | Residential | Yes | Behind the Meter | Behind the Meter |  | None | Steve Whitman LLC | PSE&G | Eligible for TI Program | 2020-04-24 | 2020-04-28 | 2021-10-30 | SolarEdge | SE3800H-US | Inverters | 3800 |  | 1 |  |  | 0.99 |  | Outside | within ten feet of meter
NJSTRE1545389484 | NJSRRE1544561522 | Transition Incentive Program | Camden City | 8105 | 14 | 9.92 | Residential | Yes | Behind the Meter | Behind the Meter |  | None | 1st Light Energy Inc | PSE&G | Eligible for TI Program | 2020-03-02 | 2020-03-05 | 2021-10-30 | SolarEdge | SE7600H-USRGM (240V) | Inverters | 7600 |  | 1 |  |  | 0.99 |  | Outside | within 10 feet of meter
NJSTRE1545394835 |  | Transition Incentive Program | Vineland | 8360 | 20 | 5.36 | Residential | Yes | Behind the Meter | Net-metered residential rooftop and canopy |  | None | Suntuity Solar LLC | Vineland Muni Electric | Accepted | 2020-08-03 | 2020-08-07 | 2021-10-30 | Enphase Energy | IQ7-60-2-US | Inverters | 240 |  | 17 |  |  | 0.97 |  | Outdoor | Behind the PV Modules
NJSTRE1545394842 |  | Transition Incentive Program | Freehold | 7728 | 17 | 8.64 | Residential | No | Behind the Meter | Net-metered residential rooftop and canopy |  | None | Whitman Construction, LLC | JCP&L | Accepted | 2020-08-03 | 2020-08-07 | 2021-10-30 | enphase | IQ7-60-2-US | Inverters | 240 |  | 27 |  |  | 0.975 |  | Outdoor | MICROINVERTERS LOCATED UNDER MODULES
NJSTRE1545395039 |  | Transition Incentive Program | Williamstown | 8094 | 15 | 12.16 | Residential | No | Behind the Meter | Net-metered residential rooftop and canopy |  | ACE | RCL Enterprises Inc. | AC Electric | Accepted | 2020-08-03 | 2020-08-07 | 2021-10-30 | Enphase | IQ7 | Inverters | 4320 |  | 18 |  |  | 0.96 |  | Outdoor | under panels
NJSTRE1545363717 | NJSRRE1544456573 | Transition Incentive Program | Bound Brook | 8805 | 5 | 5.89 | Residential | Yes | Behind the Meter | Net-metered residential rooftop and canopy |  | None | Solar Energy World | PSE&G | Final As-Built Received | 2020-02-14 | 2020-02-18 | 2021-10-30 | LONGi Green Energy Technology | LR6-60HBP-310M | Solar Panels |  | 0.31 | 4 | 283 | 40 |  | Fixed | Roof
NJSTRE1545363732 | NJSRRE1544597833 | Transition Incentive Program | Flemington | 8822 | 4 | 14.72 | Residential | No | Behind the Meter | Net-metered residential rooftop and canopy |  | None | Solar Energy World | JCP&L | Final As-Built Received | 2020-03-04 | 2020-03-09 | 2021-10-30 | Silfab | SL320NL | Solar Panels |  | 0.32 | 18 | 97 | 30 |  | Fixed | Roof
NJSTRE1545389459 | NJSRRE1544553649 | Transition Incentive Program | WILLIAMSTOWN | 8094 | 15 | 5.76 | Residential | Yes | Behind the Meter | Net-metered residential rooftop and canopy |  | None | Vivint Solar Developer, LLC | AC Electric | Accepted |  | 2020-03-04 | 2021-10-30 | SOLAREDGE | SE3800H-US | Inverters | 3800 |  | 1 |  |  | 0.992 |  | Outdoor | Near the Utility Meter
NJSTRE1545389471 | NJSRRE1544621503 | Transition Incentive Program | Franklin Township | 8823 | 5 | 7.44 | Residential | No | Behind the Meter | Behind the Meter |  | None | Sunrun Installation Services, Inc. | PSE&G | Eligible for TI Program | 2020-03-09 | 2020-03-12 | 2021-10-30 | Enphase Energy | IQ7-60-x-US (240V) | Inverters | 240 |  | 24 |  |  | 0.96 |  | Outdoor | Rooftop
NJSTRE1545389478 | NJSRRE1544796508 | Transition Incentive Program | Lambertville | 8530 | 4 | 9.6 | Residential | Yes | Behind the Meter | Behind the Meter |  | None | Steve Whitman LLC | JCP&L | Eligible for TI Program | 2020-04-03 | 2020-04-09 | 2021-10-30 | SolarEdge | SE7600H-US | Inverters | 7600 |  | 1 |  |  | 0.99 |  | Outside | within ten feet of meter
NJSTRE1545389488 | NJSRRE1544626499 | Transition Incentive Program | East Brunswick | 8816 | 11 | 6.51 | Residential | Yes | Behind the Meter | Behind the Meter |  | None | Sunrun Installation Services, Inc. | PSE&G | Eligible for TI Program | 2020-03-11 | 2020-03-16 | 2021-10-30 | Enphase Energy | IQ7-60-x-US (240V) | Inverters | 240 |  | 21 |  |  | 0.96 |  | Outdoor | Rooftop
NJSTRE1545394830 |  | Transition Incentive Program | BRICK | 8724 | 18 | 11.66 | Residential | No | Behind the Meter | Net-metered residential rooftop and canopy |  | None | Suntuity Solar LLC | JCP&L | Accepted | 2020-08-03 | 2020-08-07 | 2021-10-30 | Enphase Energy | IQ7-60-2-US | Inverters | 240 |  | 37 |  |  | 0.97 |  | Outdoor | Behind the PV Modules
NJSTRE1545394871 |  | Transition Incentive Program | Pennsville | 8070 | 16 | 14.4 | Residential | Yes | Behind the Meter | Net-metered residential rooftop and canopy |  | None | RCL Enterprises Inc. | AC Electric | Accepted | 2020-08-03 | 2020-08-07 | 2021-10-30 | Enphase | IQ7 | Inverters | 6000 |  | 25 |  |  | 0.96 |  | Outdoor | under panels
NJSTRE1545394939 |  | Transition Incentive Program | Mt Laurel | 8054 | 13 | 18.9 | Residential | No | Behind the Meter | Net-metered residential rooftop and canopy |  | PSEG | Geoscape Solar | PSE&G | Accepted | 2020-08-03 | 2020-08-07 | 2021-10-30 | SolarEdge | SE7600H-US | Inverters | 7600 |  | 2 |  |  | 0.98 |  | Outdoor | adj. to utility meter
NJSTRE1545394956 |  | Transition Incentive Program | Somerset | 8873 | 5 | 499.73 | Commercial | No | Behind the Meter | Net-metered non-residential rooftop and canopy |  | None | Spectacular Solar | PSE&G | Accepted | 2020-08-18 | 2020-08-18 | 2021-10-30 | Solar Edge | SE100K | Inverters | 100000 |  | 4 |  |  | 0.985 |  | Outside | Next to Meter
NJSTRE1545395086 |  | Transition Incentive Program | Chesterfield NJ 08515 | 8515 | 13 | 9 | Residential | No | Behind the Meter | Net-metered residential rooftop and canopy |  | None | SunnyMac LLC | PSE&G | Accepted | 2020-08-03 | 2020-08-07 | 2021-10-30 | Solaredge | SE6000H-US | Inverters | 6000 |  | 1 |  |  | 0.99 |  | Outdoor | Next to Meter
NJSTRE1545395331 |  | Transition Incentive Program | CHERRY HILL TWP | 8002 | 14 | 9.92 | Residential | No | Behind the Meter | Net-metered residential rooftop and canopy |  | None | Bright Planet Solar | PSE&G | Accepted | 2020-08-03 | 2020-08-07 | 2021-10-30 | SOLAR EDGE | SE7600H-USRGM | Inverters | 7600 |  | 1 |  |  | 0.98 |  | Outdoor | OUTSIDE
NJSTRE1545395466 |  | Transition Incentive Program | Manahawkin | 8050 | 18 | 4.8 | Residential | No | Behind the Meter | Net-metered residential rooftop and canopy |  | None | EMT Renewables | AC Electric | Accepted | 2020-08-03 | 2020-08-07 | 2021-10-30 | Enphase | IQ7-60-2-US | Inverters | 240 |  | 15 |  |  | 0.95 |  | Outside | under panels
NJSTRE1545395468 |  | Transition Incentive Program | Williamstown | 8094 | 15 | 8.16 | Residential | No | Behind the Meter | Net-metered residential rooftop and canopy |  | None | Trinity Solar | AC Electric | Accepted | 2020-08-03 | 2020-08-07 | 2021-10-30 | Solar Edge | SE7600H-US | Inverters | 7600 |  | 1 |  |  | 0.97 |  | Outside | side of home
NJSTRE1545363569 |  | Transition Incentive Program | WOODBURY | 8096 | 15 | 6.46 | Residential | Yes | Behind the Meter | Net-metered residential rooftop and canopy |  | None | Trinity Solar | PSE&G | Accepted | 2020-07-29 | 2020-08-07 | 2021-10-30 | HANWHA | Q.PEAK DUO BLK-G6 340 | Solar Panels |  | 0.34 | 9 | 289 | 34 |  | Fixed | Roof
NJSTRE1545340131 |  | Transition Incentive Program | GLOUCESTER TWP | 8083 | 14 | 11.66 | Residential | Yes | Behind the Meter | Net-metered residential rooftop and canopy |  | None | Suntuity Solar LLC | PSE&G | Accepted | 2020-07-24 | 2020-07-28 | 2021-07-28 | Longi | LR6-60HPB-315M | Solar Panels |  | 0.315 | 20 | 106 | 26 |  | Fixed | Roof
NJSTRE1545340188 | NJSRRE1544348598 | Transition Incentive Program | paterson | 7524 | 6 | 14.74 | Residential | No | Behind the meter | Net-metered residential rooftop and canopy |  | None | Sundial Solar Innovations | PSE&G | Final As-Built Received | 2020-02-03 | 2020-02-06 | 2021-10-30 | Hanwha | QCell335w | Solar Panels |  | 0.335 | 24 | 100 | 20 |  | Fixed | Roof
NJSTRE1545340263 |  | Transition Incentive Program | Jackson | 8527 | 18 | 10.72 | Residential | Yes | Behind the Meter | Net-metered residential rooftop and canopy |  | None | Trinity Solar | JCP&L | Final As-Built Received | 2020-07-24 | 2020-07-30 | 2021-10-30 | Hanwha | Q.PEAK DUO BLK-G6 335 | Solar Panels |  | 0.335 | 3 | 152 | 14 |  | Fixed | Roof
NJSTRE1545340299 |  | Transition Incentive Program | Englishtown | 7726 | 17 | 7.36 | Residential | No | Behind the Meter | Net-metered residential rooftop and canopy |  | None | EMT Renewables | JCP&L | Accepted | 2020-07-24 | 2020-07-29 | 2021-07-29 | Trina | 320-BLK | Solar Panels |  | 0.32 | 2 | 121 | 36 |  | Fixed | Roof
NJSTRE1545340346 |  | Transition Incentive Program | Lodi | 7644 | 7 | 10.73 | Residential | Yes | Behind the Meter | Net-metered residential rooftop and canopy |  | None | Vivint Solar Developer, LLC | PSE&G | Accepted | 2020-07-24 | 2020-08-07 | 2021-10-30 | JINKO SOLAR | JKM325M-60HBL | Solar Panels |  | 0.325 | 13 | 78 | 16 |  | Fixed | Roof
NJSTRE1545342463 |  | Transition Incentive Program | Wildwood | 8260 | 21 | 5.44 | Residential | Yes | Behind the Meter | Net-metered residential rooftop and canopy |  | None | Trinity Solar | AC Electric | Final As-Built Received | 2020-07-24 | 2020-07-29 | 2021-10-30 | Hanwha | Q.PEAK DUO BLK-G6 340 | Solar Panels |  | 0.34 | 9 | 136 | 34 |  | Fixed | Roof
NJSTRE1545342665 |  | Transition Incentive Program | Perth Amboy | 8861 | 11 | 5.89 | Residential | No | Behind the Meter | Net-metered residential rooftop and canopy |  | None | GenRenew, LLC | PSE&G | Accepted | 2020-07-27 | 2020-07-29 | 2021-07-29 | Sunpower | SPR-E20-327-E-AC | Solar Panels |  | 0.327 | 18 | 202 | 40 |  | Fixed | Roof
NJSTRE1545342671 |  | Transition Incentive Program | Lambertville | 8530 | 4 | 12.24 | Residential | No | Behind the Meter | Net-metered residential rooftop and canopy |  | JCPL | Vision Solar LLC | JCP&L | Accepted | 2020-07-24 | 2020-07-29 | 2021-07-29 | HANWHA Q-CELLS | Q.PEAK DUO-G6 340 | Solar Panels |  | 0.34 | 19 | 336 | 22 |  | Fixed | Roof
NJSTRE1545342680 |  | Transition Incentive Program | Mendham | 7945 | 3 | 12.92 | Residential | No | Behind the Meter | Net-metered residential rooftop and canopy |  | None | Tesla Energy Operations Inc. | JCP&L | Accepted | 2020-07-24 | 2020-07-29 | 2021-07-29 | Tesla | SR60T1 | Solar Panels |  | 0.05847 | 56 | 70 | 34 |  | Fixed | Roof
NJSTRE1545342758 |  | Transition Incentive Program | Jersey City | 7307 | 8 | 7 | Residential | Yes | Behind the Meter | Net-metered residential rooftop and canopy |  | None | Pro Custom Solar dba Momentum Solar | PSE&G | Accepted | 2020-07-24 | 2020-07-29 | 2021-07-29 | LG ELECTRONICS | LG 350N1C-V5 | Solar Panels |  | 0.35 | 20 | 117 | 5 |  | Fixed | Roof
NJSTRE1545342873 |  | Transition Incentive Program | PHILLIPSBURG | 8865 | 2 | 4.16 | Residential | No | Behind the Meter | Net-metered residential rooftop and canopy |  | None | Vivint Solar Developer, LLC | JCP&L | Accepted | 2020-07-24 | 2020-07-29 | 2021-07-29 | Hanwha Solar | Q.PEAK DUO BLK-G5 320w | Solar Panels |  | 0.32 | 4 | 325 | 24 |  | Fixed | Roof
NJSTRE1545348564 |  | Transition Incentive Program | Sewell | 8080 | 15 | 9.14 | Residential | No | Behind the Meter | Net-metered residential rooftop and canopy |  | None | Advanced Renewable Solutions | AC Electric | Accepted | 2020-07-26 | 2020-07-29 | 2021-07-29 | CertainTeed | CT315M11-02 | Solar Panels |  | 0.315 | 27 | 181 | 30 |  | Fixed | Roof
NJSTRE1545348982 |  | Transition Incentive Program | Penns Grove | 8069 | 16 | 8.82 | Residential | Yes | Behind the Meter | Net-metered residential rooftop and canopy |  | None | Suntuity Solar LLC | AC Electric | Accepted | 2020-07-31 | 2020-08-04 | 2021-10-30 | Longi | LR6-60HPB-315M | Solar Panels |  | 0.315 | 14 | 321 | 41 |  | Fixed | Roof
NJSTRE1545389481 | NJSRRE1544762494 | Transition Incentive Program | Pittsgrove | 8318 | 16 | 9 | Residential | Yes | Behind the Meter | Net-metered residential ground mount |  | None | Acos Energy, LLC | AC Electric | Accepted |  | 2020-03-27 | 2021-10-30 | Enphase | IQ7 | Inverters | 0.24 |  | 30 |  |  | 0.97 |  | Outside | Ground mount
NJSTRE1545389490 | NJSRRE1544794922 | Transition Incentive Program | LINDEN | 7036 | 10 | 4.48 | Residential | Yes | Behind the Meter | Net-metered residential rooftop and canopy |  | None | Vivint Solar Developer, LLC | PSE&G | Accepted | 2020-04-03 | 2020-04-09 | 2021-10-30 | SolarEdge | SE3800H-US | Inverters | 3800 |  | 1 |  |  | 0.992 |  | Other | Near the Utility Meter
NJSTRE1545363717 | NJSRRE1544456573 | Transition Incentive Program | Bound Brook | 8805 | 5 | 5.89 | Residential | Yes | Behind the Meter | Net-metered residential rooftop and canopy |  | None | Solar Energy World | PSE&G | Final As-Built Received | 2020-02-14 | 2020-02-18 | 2021-10-30 | LONGi Green Energy Technology | LR6-60HPB-310M | Solar Panels |  | 0.31 | 15 | 104 | 40 |  | Fixed | Roof
NJSTRE1545363724 | NJSRRE1544583473 | Transition Incentive Program | Mount Laurel | 8054 | 13 | 12.09 | Residential | Yes | Behind the Meter | Net-metered residential rooftop and canopy |  | None | Solar Energy World | PSE&G | Accepted | 2020-03-03 | 2020-03-06 | 2021-10-30 | LONGi Green Energy Technology | LR6-60HPB-310M | Solar Panels |  | 0.31 | 39 | 241 | 18 |  | Fixed | Roof
NJSTRE1545363738 | NJSRRE1544538224 | Transition Incentive Program | West Orange | 7052 | 9 | 5.51 | Residential | No | Behind the Meter | Net-metered residential rooftop and canopy |  | None | Solar Energy World | PSE&G | Final As-Built Received | 2020-02-25 | 2020-02-28 | 2021-10-30 | REC | REC290WP | Solar Panels |  | 0.29 | 19 | 85 | 20 |  | Fixed | Roof
NJSTRE1545363748 | NJSRRE1544839650 | Transition Incentive Program | Evesham | 8053 | 13 | 12.92 | Residential | Yes | Behind the Meter | Net-metered residential rooftop and canopy |  | None | Solar Energy World | PSE&G | Final As-Built Received | 2020-04-14 | 2020-04-22 | 2021-10-30 | Hanwha Q-cells | Q.PEAK DUO BLK-G5 | Solar Panels |  | 0.315 | 19 | 360 | 18 |  | Fixed | Roof
NJSTRE1545363755 | NJSRRE1544884786 | Transition Incentive Program | Howell Twp | 7731 | 17 | 6.51 | Residential | Yes | Behind the Meter | Net-metered residential rooftop and canopy |  | None | Solar Energy World | JCP&L | Accepted | 2020-04-22 | 2020-04-28 | 2021-10-30 | LONGi Green Energy Technology | LR6-60HPB-310M | Solar Panels |  | 0.31 | 21 | 127 | 18 |  | Fixed | Roof
NJSTRE1545363764 | NJSRRE1544820589 | Transition Incentive Program | Lumberton | 8048 | 13 | 12.8 | Residential | No | Behind the Meter | Net-metered residential ground mount |  | None | Solar Edge World | PSE&G | Accepted | 2020-04-10 | 2020-04-20 | 2021-10-30 | Silfab | SLA-M | Solar Panels |  | 0.32 | 40 | 266 | 39 |  | Fixed | Roof
NJSTRE1545363896 |  | Transition Incentive Program | HACKENSACK | 7601 | 7 | 4.9 | Residential | No | Behind the Meter | Net-metered residential rooftop and canopy |  | None | Pro custom Solar | PSE&G | Accepted | 2020-07-29 | 2020-08-07 | 2021-10-30 | LG ELECTRONICS | LG 350N1C-V5 | Solar Panels |  | 0.35 | 6 | 309 | 32 |  | Fixed | Roof
NJSTRE1545363949 |  | Transition Incentive Program | Pennsville | 8070 | 16 | 9.16 | Residential | Yes | Behind the Meter | Net-metered residential rooftop and canopy |  | None | Seabright Solar | AC Electric | Accepted | 2020-08-10 | 2020-08-10 | 2021-10-30 | Sunpower | SPR-E20-327 | Solar Panels |  | 0.327 | 8 | 126 | 34 |  | Fixed | Roof
NJSTRE1545369981 |  | Transition Incentive Program | POINT PLEASANT | 8742 | 18 | 12.6 | Residential | No | Behind the Meter | Net-metered residential rooftop and canopy |  | None | Suntuity Solar LLC | JCP&L | Accepted | 2020-07-30 | 2020-08-07 | 2021-10-30 | Hanwha Solar | Q-Cells Q.PEAK DUO BLK-G5 | Solar Panels |  | 0.315 | 19 | 131 | 26 |  | Fixed | Roof
NJSTRE1545370036 |  | Transition Incentive Program | SICKLERVILLE | 8081 | 14 | 7.35 | Residential | Yes | Behind the Meter | Net-metered residential rooftop and canopy |  | None | Suntuity Solar LLC | AC Electric | Accepted | 2020-08-06 | 2020-08-07 | 2021-10-30 | LG Electronics | LG350N1C-V5 | Solar Panels |  | 0.35 | 12 | 334 | 19 |  | Fixed | Roof
NJSTRE1545395461 |  | Transition Incentive Program | Hazlet | 7730 | 17 | 8.16 | Residential | Yes | Behind the Meter | Net-metered residential rooftop and canopy |  | None | Trinity Solar | JCP&L | Accepted | 2020-08-03 | 2020-08-07 | 2021-10-30 | Solar Edge | SE7600 | Inverters | 7600 |  | 1 |  |  | 0.97 |  | Outside | side of home
NJSTRE1545395678 |  | Transition Incentive Program | NORTH BRUNSWICK | 8902 | 11 | 9.43 | Residential | Yes | Behind the Meter | Net-metered residential rooftop and canopy |  | None | Vivint Solar Developer, LLC | PSE&G | Accepted | 2020-08-12 | 2020-08-12 | 2021-10-30 | SOLAREDGE | SE7600H-US | Inverters | 7600 |  | 1 |  |  | 0.992 |  | Outdoor | Near the Utility Meter
NJSTRE1545363710 | NJSRRE1543501906 | Transition Incentive Program | Monroe | 8831 | 11 | 16.43 | Residential | No | Behind the Meter | Net-metered residential rooftop and canopy |  | None | Solar Energy World | JCP&L | Accepted | 2019-12-09 | 2019-12-11 | 2021-10-30 | LONGi Green Energy Technology | LR6-60PE-310M | Solar Panels |  | 0.31 | 53 | 181 | 33 |  | Fixed | Roof
NJSTRE1545363727 | NJSRRE1544538233 | Transition Incentive Program | North Cape May | 8204 | 21 | 13.33 | Residential | Yes | Behind the Meter | Net-metered residential rooftop and canopy |  | None | Solar Energy World | AC Electric | Accepted | 2020-02-25 | 2020-02-28 | 2021-10-30 | LONGi Green Energy Technology | LR6-60HPB-310M | Solar Panels |  | 0.31 | 43 | 187 | 36 |  | Fixed | Roof
NJSTRE1545363757 | NJSRRE1544805628 | Transition Incentive Program | Magnolia | 8049 | 14 | 3.1 | Residential | Yes | Behind the Meter | Net-metered residential rooftop and canopy |  | None | Solar Energy World | PSE&G | Accepted | 2020-04-07 | 2020-04-13 | 2021-10-30 | LONGi Green Energy Technology | LR6-60HPB-310M | Solar Panels |  | 0.31 | 10 | 172 | 33 |  | Fixed | Roof
NJSTRE1545363758 | NJSRRE1544623752 | Transition Incentive Program | Port Monmouth | 7758 | 17 | 10.23 | Residential | Yes | Behind the Meter | Net-metered residential rooftop and canopy |  | None | Solar Energy World | JCP&L | Accepted | 2020-03-10 | 2020-03-13 | 2021-10-30 | LONGi Green Energy Technology | LR6-60HPB-310M | Solar Panels |  | 0.31 | 33 | 243 | 14 |  | Fixed | Roof
NJSTRE1545363668 |  | Transition Incentive Program | Bridgewater Township | 8807 | 5 | 8.4 | Residential | Yes | Behind the Meter | Net-metered residential rooftop and canopy |  | None | Pro Custom Solar dba Momentum Solar | Orange Rockland Electric | Accepted | 2020-07-29 | 2020-08-07 | 2021-10-30 | LG ELECTRONICS | LG 350N1C-V5 | Solar Panels |  | 0.35 | 8 | 161 | 23 |  | Fixed | Roof
NJSTRE1545363674 |  | Transition Incentive Program | Port Republic | 8241 | 19 | 12.58 | Residential | Yes | Behind the Meter | Net-metered residential rooftop and canopy |  | None | Trinity Solar | AC Electric | Accepted | 2020-07-29 | 2020-09-02 | 2021-10-30 | Hanwha 340 | Q.PEAK DUO BLK-G6 340 | Solar Panels |  | 0.34 | 16 | 193 | 23 |  | Fixed | Roof
NJSTRE1545363989 |  | Transition Incentive Program | East Orange | 7018 | 9 | 6.3 | Residential | Yes | Behind the Meter | Net-metered residential rooftop and canopy |  | None | Pro Custom Solar dba Momentum Solar | PSE&G | Accepted | 2020-07-29 | 2020-08-07 | 2021-10-30 | LG | LG 350N1C-V5 | Solar Panels |  | 0.35 | 5 | 291 | 40 |  | Fixed | Roof
NJSTRE1545364010 |  | Transition Incentive Program | Port Reading | 7064 | 11 | 9.8 | Residential | Yes | Behind the Meter | Net-metered residential rooftop and canopy |  | None | Pro Custom Solar dba Momentum Solar | PSE&G | Accepted | 2020-07-29 | 2020-08-07 | 2021-10-30 | LG ELECTRONICS | LG 350N1C-V5 | Solar Panels |  | 0.35 | 8 | 115 | 17 |  | Fixed | Roof
NJSTRE1545364050 |  | Transition Incentive Program | WILLIAMSTOWN | 8094 | 15 | 11.2 | Residential | No | Behind the Meter | Net-metered residential rooftop and canopy |  | None | Pro Custom Solar dba Momentum Solar | AC Electric | Final As-Built Received | 2020-07-29 | 2020-08-07 | 2021-10-30 | LG ELECTRONICS | LG 350N1C-V5 | Solar Panels |  | 0.35 | 13 | 274 | 33 |  | Fixed | Roof
NJSTRE1545366419 |  | Transition Incentive Program | Long Branch | 7740 | 17 | 7.48 | Residential | Yes | Behind the Meter | Net-metered residential rooftop and canopy |  | None | Vivint Solar Developer, LLC | JCP&L | Accepted | 2020-07-31 | 2020-08-07 | 2021-10-30 | Jinko Solar | JKM325M-60HBL | Solar Panels |  | 0.325 | 14 | 63 | 29 |  | Fixed | Roof
NJSTRE1545363625 |  | Transition Incentive Program | Blackwood | 8012 | 14 | 9.18 | Residential | Yes | Behind the Meter | Net-metered residential rooftop and canopy |  | None | Trinity Solar | AC Electric | Accepted | 2020-07-29 | 2020-08-07 | 2021-10-30 | Hanwha | Q.PEAK DUO BLK-G6 340 | Solar Panels |  | 0.34 | 15 | 224 | 23 |  | Fixed | Roof
NJSTRE1545363702 | NJSRRE1543474818 | Transition Incentive Program | Lawrence Township | 8648 | 12 | 5.89 | Residential | Yes | Behind the Meter | Net-metered residential rooftop and canopy |  | None | Solar Energy World | PSE&G | Accepted | 2019-12-03 | 2019-12-06 | 2021-10-30 | LONGi Green Energy Technology | LR6-60PE-310M | Solar Panels |  | 0.31 | 19 | 150 | 18 |  | Fixed | Roof
NJSTRE1545363703 | NJSRRE1544157545 | Transition Incentive Program | Hamilton | 8619 | 12 | 8 | Residential | No | Behind the Meter | Net-metered residential rooftop and canopy |  | None | Solar Energy World | PSE&G | Accepted | 2020-01-10 | 2020-01-15 | 2021-10-30 | Silfab | SLA-M 320 | Solar Panels |  | 0.32 | 25 | 168 | 33 |  | Fixed | Roof
NJSTRE1545363720 | NJSRRE1544617424 | Transition Incentive Program | Berkeley Heights | 7922 | 10 | 8.06 | Residential | Yes | Behind the Meter | Net-metered residential rooftop and canopy |  | None | Solar Energy World | JCP&L | Accepted | 2020-03-06 | 2020-03-11 | 2021-10-30 | LONGi Green Energy Technology | LR6-60HPB-310M | Solar Panels |  | 0.31 | 26 | 195 | 33 |  | Fixed | Roof
NJSTRE1545363744 | NJSRRE1544430493 | Transition Incentive Program | Hopatcong | 7843 | 1 | 15.81 | Residential | Yes | Behind the Meter | Net-metered residential rooftop and canopy |  | None | Solar Energy World | JCP&L | Accepted | 2020-02-11 | 2020-02-13 | 2021-10-30 | LONGi Green Energy Technology | LR6-60HPB-310M | Solar Panels |  | 0.31 | 51 | 150 | 18 |  | Fixed | Roof
NJSTRE1545363766 | NJSRRE1544852640 | Transition Incentive Program | Howell Twp | 7731 | 17 | 14.57 | Residential | Yes | Behind the Meter | Net-metered residential rooftop and canopy |  | None | Solar Energy World | JCP&L | Final As-Built Received | 2020-04-16 | 2020-04-23 | 2021-10-30 | LONGi Green Energy Technology | LR6-6HPB-310M | Solar Panels |  | 0.31 | 3 | 99 | 27 |  | Fixed | Roof
NJSTRE1545363674 |  | Transition Incentive Program | Port Republic | 8241 | 19 | 12.58 | Residential | Yes | Behind the Meter | Net-metered residential rooftop and canopy |  | None | Trinity Solar | AC Electric | Accepted | 2020-07-29 | 2020-09-02 | 2021-10-30 | Hanwha 340 | Q.PEAK DUO BLK-G6 340 | Solar Panels |  | 0.34 | 3 | 283 | 23 |  | Fixed | Roof
NJSTRE1545363896 |  | Transition Incentive Program | HACKENSACK | 7601 | 7 | 4.9 | Residential | No | Behind the Meter | Net-metered residential rooftop and canopy |  | None | Pro custom Solar | PSE&G | Accepted | 2020-07-29 | 2020-08-07 | 2021-10-30 | LG ELECTRONICS | LG 350N1C-V5 | Solar Panels |  | 0.35 | 5 | 219 | 28 |  | Fixed | Roof
NJSTRE1545363949 |  | Transition Incentive Program | Pennsville | 8070 | 16 | 9.16 | Residential | Yes | Behind the Meter | Net-metered residential rooftop and canopy |  | None | Seabright Solar | AC Electric | Accepted | 2020-08-10 | 2020-08-10 | 2021-10-30 | Sunpower | SPR-E20-327 | Solar Panels |  | 0.327 | 5 | 306 | 34 |  | Fixed | Roof
NJSTRE1545364050 |  | Transition Incentive Program | WILLIAMSTOWN | 8094 | 15 | 11.2 | Residential | No | Behind the Meter | Net-metered residential rooftop and canopy |  | None | Pro Custom Solar dba Momentum Solar | AC Electric | Final As-Built Received | 2020-07-29 | 2020-08-07 | 2021-10-30 | LG ELECTRONICS | LG 350N1C-V5 | Solar Panels |  | 0.35 | 19 | 94 | 33 |  | Fixed | Roof
NJSTRE1545369983 |  | Transition Incentive Program | GLOUCESTER CITY | 8030 | 14 | 7.56 | Residential | Yes | Behind the Meter | Net-metered residential rooftop and canopy |  | None | Suntuity Solar LLC | PSE&G | Accepted | 2020-07-30 | 2020-08-07 | 2021-10-30 | Longi | LR6-60HPB-315M | Solar Panels |  | 0.315 | 15 | 39 | 31 |  | Fixed | Roof
NJSTRE1545369990 |  | Transition Incentive Program | MARLTON | 8053 | 13 | 10.71 | Residential | Yes | Behind the Meter | Net-metered residential rooftop and canopy |  | None | Suntuity Solar LLC | PSE&G | Accepted | 2020-08-10 | 2020-08-10 | 2021-10-30 | Longi | LR6-60HPB-315M | Solar Panels |  | 0.315 | 4 | 234 | 24 |  | Fixed | Roof
NJSTRE1545363737 | NJSRRE1544333269 | Transition Incentive Program | North Cape May | 8204 | 21 | 24.18 | Residential | Yes | Behind the Meter | Net-metered residential ground mount |  | None | Solar Energy World | AC Electric | Accepted | 2020-01-30 | 2020-02-04 | 2021-10-30 | LONGi Green Energy Technology | LR6-60HPB-310M | Solar Panels |  | 0.31 | 78 | 228 | 30 |  | Fixed | Roof
NJSTRE1545363747 | NJSRRE1544469367 | Transition Incentive Program | Montgomery | 8502 | 5 | 20.15 | Residential | Yes | Behind the Meter | Net-metered residential rooftop and canopy |  | None | Solar Energy World | PSE&G | Final As-Built Received | 2020-02-18 | 2020-02-20 | 2021-10-30 | LONGi Green Energy Technology | LR6-60HPB-310M | Solar Panels |  | 0.31 | 17 | 131 | 34 |  | Fixed | Roof
NJSTRE1545363749 | NJSRRE1544736391 | Transition Incentive Program | Franklin | 8322 | 15 | 15.19 | Residential | Yes | Behind the Meter | Net-metered residential rooftop and canopy |  | None | Solar Energy World | AC Electric | Final As-Built Received | 2020-03-20 | 2020-03-25 | 2021-10-30 | LONGi Green Energy Technology | LR6-60HPB-310M | Solar Panels |  | 0.31 | 7 | 76 | 40 |  | Fixed | Roof
NJSTRE1545363752 | NJSRRE1544758912 | Transition Incentive Program | Riverside | 8075 | 13 | 9.61 | Residential | Yes | Behind the Meter | Net-metered residential rooftop and canopy |  | None | Solar Energy World | PSE&G | Accepted | 2020-03-23 | 2020-03-26 | 2021-10-30 | LONGi Green Energy Technology | LR6-60HPB-310M | Solar Panels |  | 0.31 | 31 | 30 | 33 |  | Fixed | Roof
NJSTRE1545363759 | NJSRRE1544621435 | Transition Incentive Program | Hanover | 7981 | 3 | 12.09 | Residential | Yes | Behind the Meter | Net-metered residential rooftop and canopy |  | None | Solar Energy World | JCP&L | Accepted | 2020-03-09 | 2020-03-12 | 2021-10-30 | LONGi Green Energy Technology | LR6-60HPB-310M | Solar Panels |  | 0.31 | 39 | 170 | 24 |  | Fixed | Roof
NJSTRE1545363766 | NJSRRE1544852640 | Transition Incentive Program | Howell Twp | 7731 | 17 | 14.57 | Residential | Yes | Behind the Meter | Net-metered residential rooftop and canopy |  | None | Solar Energy World | JCP&L | Final As-Built Received | 2020-04-16 | 2020-04-23 | 2021-10-30 | LONGi Green Energy Technology | LR6-60HPB-310M | Solar Panels |  | 0.31 | 4 | 280 | 18 |  | Fixed | Roof
NJSTRE1545363767 | NJSRRE1544816597 | Transition Incentive Program | Monroe Township | 8094 | 15 | 6.2 | Residential | Yes | Behind the Meter | Net-metered residential rooftop and canopy |  | None | Solar Energy World | AC Electric | Accepted | 2020-04-08 | 2020-04-15 | 2021-10-30 | LONGi Green Energy Technology | LR6-60HPB-310M | Solar Panels |  | 0.31 | 20 | 100 | 22 |  | Fixed | Roof
NJSTRE1545363668 |  | Transition Incentive Program | Bridgewater Township | 8807 | 5 | 8.4 | Residential | Yes | Behind the Meter | Net-metered residential rooftop and canopy |  | None | Pro Custom Solar dba Momentum Solar | Orange Rockland Electric | Accepted | 2020-07-29 | 2020-08-07 | 2021-10-30 | LG ELECTRONICS | LG 350N1C-V5 | Solar Panels |  | 0.35 | 10 | 70 | 24 |  | Fixed | Roof
NJSTRE1545363954 |  | Transition Incentive Program | Lyndhurst | 7071 | 7 | 5.95 | Residential | Yes | Behind the Meter | Net-metered residential rooftop and canopy |  | None | Pro Custom Solar dba Momentum Solar | PSE&G | Accepted | 2020-07-29 | 2020-08-07 | 2021-10-30 | LG | LG 350N1C-V5 | Solar Panels |  | 0.35 | 7 | 216 | 11 |  | Fixed | Roof
NJSTRE1545363954 |  | Transition Incentive Program | Lyndhurst | 7071 | 7 | 5.95 | Residential | Yes | Behind the Meter | Net-metered residential rooftop and canopy |  | None | Pro Custom Solar dba Momentum Solar | PSE&G | Accepted | 2020-07-29 | 2020-08-07 | 2021-10-30 | LG | LG 350N1C-V5 | Solar Panels |  | 0.35 | 10 | 36 | 5 |  | Fixed | Roof
NJSTRE1545363949 |  | Transition Incentive Program | Pennsville | 8070 | 16 | 9.16 | Residential | Yes | Behind the Meter | Net-metered residential rooftop and canopy |  | None | Seabright Solar | AC Electric | Accepted | 2020-08-10 | 2020-08-10 | 2021-10-30 | Sunpower | SPR-E20-327 | Solar Panels |  | 0.327 | 10 | 126 | 23 |  | Fixed | Roof
NJSTRE1545364010 |  | Transition Incentive Program | Port Reading | 7064 | 11 | 9.8 | Residential | Yes | Behind the Meter | Net-metered residential rooftop and canopy |  | None | Pro Custom Solar dba Momentum Solar | PSE&G | Accepted | 2020-07-29 | 2020-08-07 | 2021-10-30 | LG ELECTRONICS | LG 350N1C-V5 | Solar Panels |  | 0.35 | 8 | 295 | 18 |  | Fixed | Roof
NJSTRE1545348987 |  | Transition Incentive Program | Marlton | 8053 | 13 | 7.82 | Residential | Yes | Behind the Meter | Net-metered residential rooftop and canopy |  | None | Trinity Solar | AC Electric | Accepted | 2020-07-27 | 2020-07-30 | 2021-07-30 | Hanwha | Q.PEAK DUO BLK-G6 340 | Solar Panels |  | 0.34 | 3 | 150 | 27 |  | Fixed | Roof
NJSTRE1545348989 |  | Transition Incentive Program | Tuckerton | 8016 | 13 | 13.26 | Residential | No | Behind the Meter | Net-metered residential rooftop and canopy |  | ACE | Maier Solar Engineering dba Solar Me | AC Electric | Accepted | 2020-07-28 | 2020-07-30 | 2021-07-30 | Hanwha | Q.CELL DUO BLK-G6 340W | Solar Panels |  | 0.34 | 7 | 335 | 15 |  | Fixed | Roof
NJSTRE1545387736 | NJSRRE1544214291 | Transition Incentive Program | MAPLEWOOD | 7040 | 9 | 6.62 | Residential | Yes | Behind the Meter | Net-metered residential rooftop and canopy |  | None | Vivint Solar Developer, LLC | PSE&G | Accepted | 2020-01-23 | 2020-01-28 | 2021-10-30 | SOLAREDGE | SE7600H-US | Inverters | 7600 |  | 1 |  |  | 0.992 |  | Outdoor | Near the Utility Meter
NJSTRE1545387742 | NJSRRE1543505576 | Transition Incentive Program | Mickleton | 8056 | 15 | 23 | Residential | Yes | Behind the Meter | Net-metered residential rooftop and canopy |  | None | Vivint Solar Developer, LLC | AC Electric | Accepted | 2019-12-10 | 2019-12-12 | 2021-10-30 | SOLAREDGE | SE7600H-US | Inverters | 7600 |  | 2 |  |  | 0.992 |  | Outdoor | Near the Utility Meter
NJSTRE1545387749 | NJSRRE1544514425 | Transition Incentive Program | POINT PLEASANT | 8742 | 18 | 7.13 | Residential | Yes | Behind the Meter | Net-metered residential rooftop and canopy |  | None | Bright Planet Solar | JCP&L | Accepted |  | 2020-02-25 | 2021-10-30 | SOLAR EDGE | SE6000H-USRGM | Inverters | 6000 |  | 1 |  |  | 0.98 |  | Outdoor | OUTSIDE
NJSTRE1545387755 | NJSRRE1543880437 | Transition Incentive Program | Jersey City | 7302 | 8 | 7.68 | Residential | Yes | Behind the Meter | Behind the Meter |  | None | Sunrun Installation Services, Inc. | PSE&G | Eligible for TI Program | 2020-01-02 | 2020-01-07 | 2021-10-30 | Delta Electronics | M8-TL-US | Inverters | 7680 |  | 1 |  |  | 0.96 |  | Outdoor | Next To Meter
NJSTRE1545387764 | NJSRRE1544190667 | Transition Incentive Program | Elizabeth | 7201 | 10 | 5.67 | Residential | Yes | Behind the Meter | Behind the Meter |  | None | Trinity Solar | PSE&G | Eligible for TI Program | 2020-01-17 | 2020-01-22 | 2021-10-30 | Solar Edge | SE5000 | Inverters | 5000 |  | 1 |  |  | 0.97 |  | Outside | side of home
NJSTRE1545387775 | NJSRRE1543651724 | Transition Incentive Program | Paterson | 7502 | 6 | 4.64 | Residential | Yes | Behind the Meter | Behind the Meter |  | None | Sunrun Installation Services, Inc. | PSE&G | Eligible for TI Program | 2019-12-23 | 2019-12-27 | 2021-10-30 | Enphase Energy | IQ7-60-x-US (240V) | Inverters | 240 |  | 16 |  |  | 0.96 |  | Outdoor | Rooftop
NJSTRE1545387783 | NJSRRE1544127889 | Transition Incentive Program | MANVILLE | 8835 | 5 | 6.62 | Residential | Yes | Behind the Meter | Net-metered residential rooftop and canopy |  | None | Vivint Solar Developer, LLC | PSE&G | Accepted | 2020-01-07 | 2020-01-10 | 2021-10-30 | SOLAREDGE | SE7600H-US | Inverters | 7600 |  | 1 |  |  | 0.992 |  | Outdoor | Near the Utility Meter
NJSTRE1545387800 | NJSRRE1544419890 | Transition Incentive Program | PATERSON | 7503 | 6 | 5.76 | Residential | Yes | Behind the Meter | Net-metered residential rooftop and canopy |  | None | Vivint Solar Developer, LLC | PSE&G | Accepted | 2020-02-07 | 2020-02-12 | 2021-10-30 | SOLAREDGE | SE3800H-US | Inverters | 3800 |  | 1 |  |  | 0.992 |  | Outdoor | Near the Utility Meter
NJSTRE1545387820 | NJSRRE1544764689 | Transition Incentive Program | Bergenfield | 7621 | 7 | 10.35 | Residential | No | Behind the Meter | Behind the Meter |  | None | Sunrun Installation Services, Inc. | PSE&G | Eligible for TI Program | 2020-03-25 | 2020-03-30 | 2021-10-30 | Enphase Energy | IQ7PLUS-72-x-US (240V) | Inverters | 290 |  | 30 |  |  | 0.96 |  | Outdoor | Rooftop
NJSTRE1545387833 | NJSRRE1544758966 | Transition Incentive Program | BAYVILLE | 8721 | 18 | 8.64 | Residential | Yes | Behind the Meter | Behind the Meter |  | None | Vivint Solar Developer, LLC | JCP&L | Eligible for TI Program | 2020-03-23 | 2020-03-26 | 2021-10-30 | SOLAR EDGE | SE7600H-US | Inverters | 7600 |  | 1 |  |  | 0.992 |  | Outdoor | Near the Utility Meter
NJSTRE1545395396 |  | Transition Incentive Program | Villas | 8251 | 21 | 7.14 | Residential | Yes | Behind the Meter | Net-metered residential rooftop and canopy |  | None | Trinity Solar | AC Electric | Accepted | 2020-08-03 | 2020-08-07 | 2021-10-30 | Solar Edge | SE6000 | Inverters | 6000 |  | 1 |  |  | 0.97 |  | Outside | side of home
NJSTRE1545395431 |  | Transition Incentive Program | Millville | 8332 | 20 | 13.6 | Residential | Yes | Behind the Meter | Net-metered residential rooftop and canopy |  | None | Trinity Solar | AC Electric | Accepted | 2020-08-03 | 2020-08-07 | 2021-10-30 | Solar Edge | SE11400 | Inverters | 11400 |  | 1 |  |  | 0.97 |  | Outside | side of home
NJSTRE1545395447 |  | Transition Incentive Program | BARNEGAT | 8005 | 18 | 9.43 | Residential | Yes | Behind the Meter | Net-metered residential rooftop and canopy |  | None | Vivint Solar Developer, LLC | AC Electric | Accepted | 2020-08-03 | 2020-08-07 | 2021-10-30 | SolarEdge | SE7600H-US | Inverters | 7600 |  | 1 |  |  | 0.992 |  | Outdoor | Near the Utility Meter
NJSTRE1545395470 |  | Transition Incentive Program | Wayne | 7470 | 6 | 14.97 | Residential | No | Behind the Meter | Net-metered residential rooftop and canopy |  | None | Tesla Energy Operations Inc. | JCP&L | Accepted | 2020-08-03 | 2020-08-07 | 2021-10-30 | Delta | M8-TL-US [240V] | Inverters | 7680 |  | 2 |  |  | 0.975 |  | Outdoor | Outdoor
NJSTRE1545395590 |  | Transition Incentive Program | Salem | 8079 | 16 | 11.2 | Residential | No | Behind the Meter | Net-metered residential rooftop and canopy |  | ACE | RCL Enterprises Inc. | AC Electric | Accepted | 2020-08-03 | 2020-08-07 | 2021-10-30 | Enphase | IQ7 | Inverters | 8400 |  | 35 |  |  | 0.96 |  | Outdoor | under panels
NJSTRE1545363761 | NJSRRE1544805653 | Transition Incentive Program | Hillsborough | 8844 | 5 | 5.89 | Residential | Yes | Behind the Meter | Net-metered residential rooftop and canopy |  | None | Solar Energy World | PSE&G | Accepted | 2020-04-07 | 2020-04-13 | 2021-10-30 | LONGi Green Energy Technology | LR6-60HPB-310M | Solar Panels |  | 0.31 | 19 | 136 | 33 |  | Fixed | Roof
NJSTRE1545363762 | NJSRRE1544820586 | Transition Incentive Program | Hamilton Twp | 8620 | 12 | 13.95 | Residential | Yes | Behind the Meter | Net-metered residential rooftop and canopy |  | None | Solar Energy World | PSE&G | Accepted | 2020-04-10 | 2020-04-30 | 2021-10-30 | LONGi Green Energy Technology | LR6-60HPB-310M | Solar Panels |  | 0.31 | 45 | 230 | 26 |  | Fixed | Roof
NJSTRE1545363765 | NJSRRE1544621448 | Transition Incentive Program | Hanover | 7981 | 3 | 7.44 | Residential | Yes | Behind the Meter | Net-metered residential rooftop and canopy |  | None | Solar Energy World | JCP&L | Accepted | 2020-03-09 | 2020-03-12 | 2021-10-30 | LONGi Green Energy Technology | LR6-60HPB-310M | Solar Panels |  | 0.31 | 24 | 80 | 22 |  | Fixed | Roof
NJSTRE1545363766 | NJSRRE1544852640 | Transition Incentive Program | Howell Twp | 7731 | 17 | 14.57 | Residential | Yes | Behind the Meter | Net-metered residential rooftop and canopy |  | None | Solar Energy World | JCP&L | Final As-Built Received | 2020-04-16 | 2020-04-23 | 2021-10-30 | LONGi Green Energy Technology | LR6-60HPB-310M | Solar Panels |  | 0.31 | 12 | 278 | 27 |  | Fixed | Roof
NJSTRE1545363766 | NJSRRE1544852640 | Transition Incentive Program | Howell Twp | 7731 | 17 | 14.57 | Residential | Yes | Behind the Meter | Net-metered residential rooftop and canopy |  | None | Solar Energy World | JCP&L | Final As-Built Received | 2020-04-16 | 2020-04-23 | 2021-10-30 | LONGi Green Energy Technology | LR6-60HPB-310M | Solar Panels |  | 0.31 | 22 | 99 | 27 |  | Fixed | Roof
NJSTRE1545363952 |  | Transition Incentive Program | Neptune | 7753 | 17 | 6.12 | Residential | Yes | Behind the Meter | Net-metered residential rooftop and canopy |  | JCPL | Vision Solar LLC | JCP&L | Accepted | 2020-07-29 | 2020-08-07 | 2021-10-30 | HANWHA Q-CELLS | Q.PEAK DUO-G6 340 | Solar Panels |  | 0.34 | 18 | 185 | 30 |  | Fixed | Roof
NJSTRE1545363982 |  | Transition Incentive Program | Pennsauken | 8109 | 14 | 4.08 | Residential | Yes | Behind the Meter | Net-metered residential rooftop and canopy |  | None | Tesla Energy Operations Inc. | PSE&G | Final As-Built Received | 2020-07-29 | 2020-08-07 | 2021-10-30 | Hanwha Q-Cells | Q.Peak DUO BLK-G6/SC340 | Solar Panels |  | 0.34 | 9 | 158 | 23 |  | Fixed | Roof
NJSTRE1545395326 |  | Transition Incentive Program | Marlton | 8053 | 13 | 11.73 | Residential | No | Behind the Meter | Net-metered residential rooftop and canopy |  | None | EMT Renewables | PSE&G | Accepted | 2020-08-03 | 2020-08-07 | 2021-10-30 | Enphase | IQ7-60-2-US | Inverters | 240 |  | 35 |  |  | 0.97 |  | Outside | under panels
NJSTRE1545396096 |  | Transition Incentive Program | Closter | 7624 | 7 | 11.99 | Residential | No | Behind the Meter | Net-metered residential rooftop and canopy |  | None | Tesla Energy Operations Inc. | Orange Rockland Electric | Accepted | 2020-08-03 | 2020-08-07 | 2021-10-30 | Delta | M4-TL-US [240V] | Inverters | 3840 |  | 1 |  |  | 0.975 |  | Outdoor | Outdoor
NJSTRE1545397959 |  | Transition Incentive Program | West Berlin | 8091 | 14 | 3.84 | Residential | No | Behind the Meter | Net-metered residential rooftop and canopy |  | None | Posigen NJ LLC | AC Electric | Accepted | 2020-08-04 | 2020-08-07 | 2021-10-30 | SolarEdge | SE3800H-US | Inverters | 3800 |  | 1 |  |  | 0.99 |  | Outside | within ten feet of meter
NJSTRE1545397980 |  | Transition Incentive Program | Millville | 8332 | 20 | 7.04 | Residential | No | Behind the Meter | Net-metered residential rooftop and canopy |  | None | Posigen NJ LLC | AC Electric | Accepted | 2020-08-04 | 2020-08-07 | 2021-10-30 | SolarEdge | SE7600H-US | Inverters | 7600 |  | 1 |  |  | 0.99 |  | Outside | within ten feet of meter
NJSTRE1545398005 |  | Transition Incentive Program | Brick | 8724 | 18 | 9.6 | Residential | Yes | Behind the Meter | Net-metered residential rooftop and canopy |  | None | Trinity Solar | JCP&L | Final As-Built Received | 2020-08-04 | 2020-08-07 | 2021-10-30 | SOLAR EDGE | SE7600 | Inverters | 7600 |  | 1 |  |  | 0.97 |  | Outside | SIDE OF HOME
NJSTRE1545369981 |  | Transition Incentive Program | POINT PLEASANT | 8742 | 18 | 12.6 | Residential | No | Behind the Meter | Net-metered residential rooftop and canopy |  | None | Suntuity Solar LLC | JCP&L | Accepted | 2020-07-30 | 2020-08-07 | 2021-10-30 | Hanwha Solar | Q-Cells Q.PEAK DUO BLK-G5 | Solar Panels |  | 0.315 | 21 | 311 | 28 |  | Fixed | Roof
NJSTRE1545370036 |  | Transition Incentive Program | SICKLERVILLE | 8081 | 14 | 7.35 | Residential | Yes | Behind the Meter | Net-metered residential rooftop and canopy |  | None | Suntuity Solar LLC | AC Electric | Accepted | 2020-08-06 | 2020-08-07 | 2021-10-30 | LG Electronics | LG350N1C-V5 | Solar Panels |  | 0.315 | 10 | 154 | 19 |  | Fixed | Roof
NJSTRE1545370103 |  | Transition Incentive Program | Morris plains | 7950 | 3 | 11.56 | Residential | No | Behind the Meter | Net-metered residential rooftop and canopy |  | JCPL | Vision Solar LLC | JCP&L | Accepted | 2020-07-30 | 2020-08-07 | 2021-10-30 | HANWHA Q-CELLS | Q.PEAK DUO-G6 340 | Solar Panels |  | 0.34 | 6 | 238 | 20 |  | Fixed | Roof
NJSTRE1545370121 |  | Transition Incentive Program | Williamstown | 8094 | 15 | 5.76 | Residential | No | Behind the Meter | Net-metered residential rooftop and canopy |  | None | Green Power Energy | AC Electric | Accepted | 2020-07-30 | 2020-08-07 | 2021-10-30 | LG Electronics | LG360Q1K-V5 | Solar Panels |  | 0.36 | 16 | 207 | 25 |  | Fixed | Roof
NJSTRE1545370143 |  | Transition Incentive Program | Irvington | 7111 | 9 | 11.9 | Residential | Yes | Behind the Meter | Net-metered residential rooftop and canopy |  | None | Pro Custom Solar dba Momentum Solar | PSE&G | Accepted | 2020-07-30 | 2020-08-07 | 2021-10-30 | LG | LG 350N1C-V5 | Solar Panels |  | 0.35 | 16 | 88 | 30 |  | Fixed | Roof
NJSTRE1545372628 |  | Transition Incentive Program | City: Clementon | 8201 | 19 | 7.48 | Residential | Yes | Behind the Meter | Net-metered residential rooftop and canopy |  | ACE | Vision Solar LLC | AC Electric | Accepted | 2020-07-30 | 2020-08-07 | 2021-10-30 | HANWHA Q-CELLS | Q.PEAK DUO-G6 340 | Solar Panels |  | 0.34 | 2 | 150 | 28 |  | Fixed | Roof
NJSTRE1545372602 |  | Transition Incentive Program | Linden | 7036 | 10 | 8.04 | Residential | Yes | Behind the Meter | Net-metered residential rooftop and canopy |  | None | Pro Custom Solar dba Momentum Solar | PSE&G | Accepted | 2020-07-30 | 2020-08-07 | 2021-10-30 | HANWHA | Q.PEAK DUO BLK G6+ 335 | Solar Panels |  | 0.335 | 5 | 308 | 41 |  | Fixed | Roof
NJSTRE1545372639 |  | Transition Incentive Program | PATERSON CITY | 7524 | 6 | 11.55 | Residential | Yes | Behind the Meter | Net-metered residential rooftop and canopy |  | None | Sunrun, Inc. | PSE&G | Accepted | 2020-07-31 | 2020-08-07 | 2021-10-30 | LG Electronics | LG330N1C-A5 | Solar Panels |  | 0.33 | 7 | 283 | 37 |  | Fixed | Roof
NJSTRE1545370070 |  | Transition Incentive Program | Montgomery | 8558 | 5 | 8.71 | Residential | No | Behind the Meter | Net-metered residential rooftop and canopy |  | None | Green Power energy | PSE&G | Accepted | 2020-07-30 | 2020-08-07 | 2021-10-30 | Hanwha | Q.PEAK DUO BLK-G6 335 | Solar Panels |  | 0.335 | 13 | 170 | 30 |  | Fixed | Roof
NJSTRE1545370094 |  | Transition Incentive Program | Trenton | 8610 | 12 | 4.42 | Residential | Yes | Behind the Meter | Net-metered residential rooftop and canopy |  | None | Trinity Solar | PSE&G | Accepted | 2020-07-30 | 2020-08-07 | 2021-10-30 | Hanwha 340 | Q.PEAK DUO BLK-G6 340 | Solar Panels |  | 0.34 | 4 | 59 | 27 |  | Fixed | Roof
NJSTRE1545370026 |  | Transition Incentive Program | Jersey City | 7302 | 8 | 5.85 | Residential | No | Behind the Meter | Net-metered residential rooftop and canopy |  | None | UnitedSolar LLC | PSE&G | Accepted | 2020-07-30 | 2020-08-07 | 2021-10-30 | enphase | q-cells qpeak duo-G5 | Solar Panels |  | 0.325 | 18 | 180 | 0.1 |  | Fixed | Roof
NJSTRE1545370143 |  | Transition Incentive Program | Irvington | 7111 | 9 | 11.9 | Residential | Yes | Behind the Meter | Net-metered residential rooftop and canopy |  | None | Pro Custom Solar dba Momentum Solar | PSE&G | Accepted | 2020-07-30 | 2020-08-07 | 2021-10-30 | LG | LG 350N1C-V5 | Solar Panels |  | 0.35 | 18 | 268 | 30 |  | Fixed | Roof
NJSTRE1545370227 |  | Transition Incentive Program | Runnemede | 8078 | 14 | 9.05 | Residential | No | Behind the Meter | Net-metered residential rooftop and canopy |  | None | Ad Energy | PSE&G | Accepted | 2020-07-30 | 2020-08-07 | 2021-10-30 | SunPower | SPR-X21-335-BLK-E-AC | Solar Panels |  | 0.335 | 11 | 159 | 18 |  | Fixed | Roof
NJSTRE1545371840 |  | Transition Incentive Program | Newtonville | 8346 | 19 | 12.41 | Residential | No | Behind the Meter | Net-metered residential rooftop and canopy |  | None | Castle Energy, LLC | AC Electric | Accepted | 2020-07-30 | 2020-08-07 | 2021-10-30 | REC Solar | REC365AA | Solar Panels |  | 0.365 | 13 | 280 | 37 |  | Fixed | Roof
NJSTRE1545370504 |  | Transition Incentive Program | Hillside | 7205 | 10 | 7.8 | Residential | Yes | Behind the Meter | Net-metered residential rooftop and canopy |  | None | Vivint Solar Developer, LLC | PSE&G | Accepted | 2020-07-31 | 2020-08-07 | 2021-10-30 | Jinko Solar | JKM325M-60HBL | Solar Panels |  | 0.325 | 11 | 38 | 35 |  | Fixed | Roof
NJSTRE1545372566 |  | Transition Incentive Program | WEST CALDWELL | 7006 | 9 | 7.8 | Residential | Yes | Behind the Meter | Net-metered residential rooftop and canopy |  | None | Vivint Solar Developer, LLC | PSE&G | Accepted | 2020-07-31 | 2020-08-07 | 2021-10-30 | Jinko Solar | JKM325M-60HBL | Solar Panels |  | 0.325 | 3 | 104 | 6 |  | Fixed | Roof
NJSTRE1545372628 |  | Transition Incentive Program | City: Clementon | 8201 | 19 | 7.48 | Residential | Yes | Behind the Meter | Net-metered residential rooftop and canopy |  | ACE | Vision Solar LLC | AC Electric | Accepted | 2020-07-30 | 2020-08-07 | 2021-10-30 | HANWHA Q-CELLS | Q.PEAK DUO-G6 340 | Solar Panels |  | 0.34 | 10 | 150 | 28 |  | Fixed | Roof
NJSTRE1545372681 |  | Transition Incentive Program | Union | 7083 | 10 | 4.76 | Residential | No | Behind the Meter | Net-metered residential rooftop and canopy |  | PSEG | Vision Solar LLC | PSE&G | Accepted | 2020-07-30 | 2020-08-07 | 2021-10-30 | HANWHA Q-CELLS | Q.PEAK DUO-G6 340 | Solar Panels |  | 0.34 | 14 | 266 | 27 |  | Fixed | Roof
NJSTRE1545372687 |  | Transition Incentive Program | Manville | 8835 | 5 | 7 | Residential | Yes | Behind the Meter | Net-metered residential rooftop and canopy |  | None | Pro Custom Solar dba Momentum Solar | PSE&G | Accepted | 2020-07-30 | 2020-08-07 | 2021-10-30 | LG | LG 350N1C-V5 | Solar Panels |  | 0.35 | 20 | 192 | 34 |  | Fixed | Roof
NJSTRE1545372695 |  | Transition Incentive Program | ALBION | 8009 | 14 | 11.59 | Residential | Yes | Behind the Meter | Net-metered residential rooftop and canopy |  | None | Sunrun Installation Services, Inc. | AC Electric | Accepted | 2020-07-30 | 2020-08-07 | 2021-10-30 | LONGi Green Energy Technology Co Ltd | LR6-60HPB-305M | Solar Panels |  | 0.305 | 12 | 312 | 20 |  | Fixed | Roof
NJSTRE1545372695 |  | Transition Incentive Program | ALBION | 8009 | 14 | 11.59 | Residential | Yes | Behind the Meter | Net-metered residential rooftop and canopy |  | None | Sunrun Installation Services, Inc. | AC Electric | Accepted | 2020-07-30 | 2020-08-07 | 2021-10-30 | LONGi Green Energy Technology Co Ltd | LR6-60HPB-305M | Solar Panels |  | 0.305 | 6 | 42 | 20 |  | Fixed | Roof
NJSTRE1545369983 |  | Transition Incentive Program | GLOUCESTER CITY | 8030 | 14 | 7.56 | Residential | Yes | Behind the Meter | Net-metered residential rooftop and canopy |  | None | Suntuity Solar LLC | PSE&G | Accepted | 2020-07-30 | 2020-08-07 | 2021-10-30 | Longi | LR6-60HPB-315M | Solar Panels |  | 0.315 | 9 | 219 | 31 |  | Fixed | Roof
NJSTRE1545369990 |  | Transition Incentive Program | MARLTON | 8053 | 13 | 10.71 | Residential | Yes | Behind the Meter | Net-metered residential rooftop and canopy |  | None | Suntuity Solar LLC | PSE&G | Accepted | 2020-08-10 | 2020-08-10 | 2021-10-30 | Longi | LR6-60HPB-315M | Solar Panels |  | 0.315 | 6 | 54 | 24 |  | Fixed | Roof
NJSTRE1545370013 |  | Transition Incentive Program | Egg Harbor City | 8215 | 19 | 8.48 | Residential | Yes | Behind the Meter | Net-metered residential rooftop and canopy |  | None | Trinity Solar | AC Electric | Final As-Built Received | 2020-07-30 | 2020-08-07 | 2021-10-30 | HANWHA | Q.PEAK DUO BLK-G5 320 | Solar Panels |  | 0.32 | 10 | 223 | 20 |  | Fixed | Roof
NJSTRE1545370504 |  | Transition Incentive Program | Hillside | 7205 | 10 | 7.8 | Residential | Yes | Behind the Meter | Net-metered residential rooftop and canopy |  | None | Vivint Solar Developer, LLC | PSE&G | Accepted | 2020-07-31 | 2020-08-07 | 2021-10-30 | Jinko Solar | JKM325M-60HBL | Solar Panels |  | 0.325 | 13 | 218 | 35 |  | Fixed | Roof
NJSTRE1545372639 |  | Transition Incentive Program | PATERSON CITY | 7524 | 6 | 11.55 | Residential | Yes | Behind the Meter | Net-metered residential rooftop and canopy |  | None | Sunrun, Inc. | PSE&G | Accepted | 2020-07-31 | 2020-08-07 | 2021-10-30 | LG Electronics | LG330N1C-A5 | Solar Panels |  | 0.33 | 11 | 103 | 37 |  | Fixed | Roof
NJSTRE1545372654 |  | Transition Incentive Program | Beverly City | 8010 | 13 | 11.7 | Residential | Yes | Behind the Meter | Net-metered residential rooftop and canopy |  | None | SunnyMac LLC | PSE&G | Accepted | 2020-07-30 | 2020-08-07 | 2021-10-30 | REC | REC 325 N-PEAK Blk Mono | Solar Panels |  | 0.325 | 4 | 88 | 34 |  | Fixed | Roof
NJSTRE1545372654 |  | Transition Incentive Program | Beverly City | 8010 | 13 | 11.7 | Residential | Yes | Behind the Meter | Net-metered residential rooftop and canopy |  | None | SunnyMac LLC | PSE&G | Accepted | 2020-07-30 | 2020-08-07 | 2021-10-30 | REC | REC 325 N-PEAK Blk Mono | Solar Panels |  | 0.325 | 6 | 178 | 5 |  | Fixed | Roof
NJSTRE1545372690 |  | Transition Incentive Program | Williamstown | 8094 | 15 | 6.4 | Residential | Yes | Behind the Meter | Net-metered residential rooftop and canopy |  | None | Trinity Solar | AC Electric | Final As-Built Received | 2020-07-30 | 2020-08-07 | 2021-10-30 | Hanwha | Q.PEAK DUO BLK-G5 320 | Solar Panels |  | 0.32 | 4 | 266 | 20 |  | Fixed | Roof
NJSTRE1545373260 |  | Transition Incentive Program | Vineland | 8360 | 20 | 12.24 | Residential | Yes | Behind the Meter | Net-metered residential rooftop and canopy |  | None | Trinity Solar | AC Electric | Accepted | 2020-07-30 | 2020-08-14 | 2021-10-30 | Hanwha 340 | Q.PEAK DUO BLK-G6 340 | Solar Panels |  | 0.34 | 36 | 182 | 18 |  | Fixed | Roof
NJSTRE1545375299 |  | Transition Incentive Program | East Brunswick | 8816 | 11 | 8.4 | Residential | No | Behind the Meter | Net-metered residential rooftop and canopy |  | None | Pro Custom Solar dba Momentum Solar | PSE&G | Accepted | 2020-07-30 | 2020-08-07 | 2021-10-30 | LG | LG 350N1C-V5 | Solar Panels |  | 0.35 | 9 | 83 | 16 |  | Fixed | Roof
NJSTRE1545375387 |  | Transition Incentive Program | Mount Laurel TWP | 8054 | 13 | 4.41 | Residential | No | Behind the Meter | Net-metered residential rooftop and canopy |  | None | Tesla Energy Operations Inc. | PSE&G | Accepted | 2020-07-30 | 2020-08-07 | 2021-10-30 | Hanwha Q CELLS | Q.PEAK DUO BLK-G5/SC315 | Solar Panels |  | 0.315 | 14 | 39 | 30 |  | Fixed | Roof
NJSTRE1545377960 |  | Transition Incentive Program | NEW VERNON | 7976 | 3 | 11.76 | Residential | Yes | Behind the Meter | Net-metered residential rooftop and canopy |  | None | Vivint Solar Developer, LLC | JCP&L | Accepted | 2020-07-31 | 2020-08-07 | 2021-10-30 | RECOM | RCM-280-6MB (BB) | Solar Panels |  | 0.28 | 42 | 335 | 25 |  | Fixed | Roof
NJSTRE1545378385 |  | Transition Incentive Program | Monroe | 8831 | 11 | 14.28 | Residential | No | Behind the Meter | Net-metered residential rooftop and canopy |  | JCPL | Maier Solar Engineering dba Solar Me | JCP&L | Accepted | 2020-07-31 | 2020-08-07 | 2021-10-30 | Hanwha | Q.PEAK G6+ DUO 340W | Solar Panels |  | 0.34 | 36 | 195 | 35 |  | Fixed | Roof
NJSTRE1545387836 | NJSRRE1544705428 | Transition Incentive Program | clayton | 8312 | 15 | 5.03 | Residential | Yes | Behind the Meter | Net-metered residential rooftop and canopy |  | None | Vision Solar LLC | AC Electric | Accepted | 2020-03-17 | 2020-03-20 | 2021-10-30 | enphase | iq7-60-2-us | Inverters | 0.24 |  | 15 |  |  | 0.96 |  | Other | behind panels
NJSTRE1545387847 | NJSRRE1544754467 | Transition Incentive Program | ROSENHAYN | 8352 | 20 | 9.28 | Residential | Yes | Behind the Meter | Behind the Meter |  | None | Orbit Energy & Power, LLC | AC Electric | Eligible for TI Program | 2020-03-23 | 2020-03-25 | 2021-10-30 | ENPHASE | IQ7-60-2-US | Inverters | 0.24 |  | 29 |  |  | 0.97 |  | Outside | ROOFTOP
NJSTRE1545387874 | NJSRRE1544768876 | Transition Incentive Program | Nutley | 7110 | 9 | 4.69 | Residential | Yes | Behind the Meter | Behind the Meter |  | None | Trinity Solar | PSE&G | Eligible for TI Program | 2020-03-27 | 2020-04-01 | 2021-10-30 | Solar Edge | SE3800H-US000BNC4 | Inverters | 3800 |  | 1 |  |  | 0.97 |  | Outdoor | side of home
NJSTRE1545387900 | NJSRRE1544724214 | Transition Incentive Program | Pleasantville | 8232 | 19 | 7.36 | Residential | Yes | Behind the Meter | Net-metered residential rooftop and canopy |  | None | Vivint Solar Developer, LLC | AC Electric | Accepted | 2020-03-19 | 2020-03-24 | 2021-10-30 | SOLAREDGE | SE7600H-US | Inverters | 7600 |  | 1 |  |  | 0.992 |  | Outdoor | Near the Utility Meter
NJSTRE1545387918 | NJSRRE1544802086 | Transition Incentive Program | Blackwood | 8012 | 14 | 18.02 | Residential | Yes | Behind the Meter | Net-metered residential rooftop and canopy |  | None | Trinity Solar | PSE&G | Final As-Built Received |  | 2020-04-09 | 2021-10-30 | SOLAR EDGE | SE6000H-US | Inverters | 6000 |  | 1 |  |  | 0.97 |  | Outside | SIDE OF HOME
NJSTRE1545387921 | NJSRRE1544566552 | Transition Incentive Program | Pennsauken | 8110 | 14 | 13.12 | Residential | Yes | Behind the Meter | Net-metered residential rooftop and canopy |  | None | Vivint Solar Developer, LLC | PSE&G | Accepted | 2020-03-04 | 2020-03-05 | 2021-10-30 | SolarEdge | SE10000H-US | Inverters | 10000 |  | 1 |  |  | 0.992 |  | Outdoor | Near the utility meter
NJSTRE1545387924 | NJSRRE1544777562 | Transition Incentive Program | Monroe Township | 8094 | 15 | 12.8 | Residential | No | Behind the Meter | Behind the Meter |  | None | Green Power Energy | AC Electric | Eligible for TI Program | 2020-04-01 | 2020-04-09 | 2021-10-30 | SolarEdge | SE10000H-US | Inverters | 10000 |  | 1 |  |  | 0.97 |  | Outside | next to meter
NJSTRE1545387930 | NJSRRE1544773674 | Transition Incentive Program | Denville | 7834 | 3 | 8.06 | Residential | Yes | Behind the Meter | Behind the Meter |  | None | Sunrun Installation Services, Inc. | JCP&L | Eligible for TI Program | 2020-03-30 | 2020-04-09 | 2021-10-30 | Enphase Energy | IQ7-60-x-US (240V) | Inverters | 240 |  | 26 |  |  | 0.96 |  | Outdoor | Rooftop
NJSTRE1545387951 | NJSRRE1544562124 | Transition Incentive Program | Lawrence TWP | 8648 | 12 | 4.96 | Residential | No | Behind the Meter | Behind the Meter |  | None | 1st Light Energy Inc | PSE&G | Eligible for TI Program | 2020-03-02 | 2020-03-05 | 2021-10-30 | SMA | SB 3.8-1SP-US-41 (240V) | Inverters | 3800 |  | 1 |  |  | 0.97 |  | Outside | within 10 feet from meter
NJSTRE1545387957 | NJSRRE1544626078 | Transition Incentive Program | NEPTUNE | 7753 | 17 | 7.48 | Residential | Yes | Behind the Meter | Net-metered residential rooftop and canopy |  | None | Trinity Solar | JCP&L | Final As-Built Received | 2020-03-11 | 2020-03-16 | 2021-10-30 | Solar Edge | SE6000 | Inverters | 6000 |  | 1 |  |  | 0.97 |  | Outdoor | side of home
NJSTRE1545387960 | NJSRRE1544695273 | Transition Incentive Program | KENDALL PARK | 8824 | 11 | 14.41 | Residential | No | Behind the Meter | Net-metered residential rooftop and canopy |  | None | Sun 101 LLC | PSE&G | Accepted | 2020-03-15 | 2020-03-18 | 2021-10-30 | ENPHASE | IQ7 | Inverters | 0.27 |  | 43 |  |  | 0.975 |  | Outdoor | UNDER PANELS
NJSTRE1545387971 | NJSRRE1544761205 | Transition Incentive Program | Rahway | 7065 | 10 | 7.13 | Residential | Yes | Behind the Meter | Behind the Meter |  | None | Sunrun Installation Services, Inc. | PSE&G | Eligible for TI Program | 2020-03-24 | 2020-03-27 | 2021-10-30 | Enphase Energy | IQ7-60-x-US (240V) | Inverters | 240 |  | 23 |  |  | 0.96 |  | Outdoor | Rooftop
NJSTRE1545370103 |  | Transition Incentive Program | Morris plains | 7950 | 3 | 11.56 | Residential | No | Behind the Meter | Net-metered residential rooftop and canopy |  | JCPL | Vision Solar LLC | JCP&L | Accepted | 2020-07-30 | 2020-08-07 | 2021-10-30 | HANWHA Q-CELLS | Q.PEAK DUO-G6 340 | Solar Panels |  | 0.34 | 13 | 58 | 20 |  | Fixed | Roof
NJSTRE1545370195 |  | Transition Incentive Program | PHILLIPSBURG | 8865 | 2 | 18.2 | Residential | Yes | Behind the Meter | Net-metered residential ground mount |  | None | Pro Custom Solar dba Momentum Solar | JCP&L | Accepted | 2020-07-30 | 2020-08-07 | 2021-10-30 | LG | LG 350N1C-V5 | Solar Panels |  | 0.35 | 52 | 179 | 18 |  | Fixed | Ground
NJSTRE1545370227 |  | Transition Incentive Program | Runnemede | 8078 | 14 | 9.05 | Residential | No | Behind the Meter | Net-metered residential rooftop and canopy |  | None | Ad Energy | PSE&G | Accepted | 2020-07-30 | 2020-08-07 | 2021-10-30 | SunPower | SPR-X21-335-BLK-E-AC | Solar Panels |  | 0.335 | 2 | 339 | 18 |  | Fixed | Roof
NJSTRE1545370227 |  | Transition Incentive Program | Runnemede | 8078 | 14 | 9.05 | Residential | No | Behind the Meter | Net-metered residential rooftop and canopy |  | None | Ad Energy | PSE&G | Accepted | 2020-07-30 | 2020-08-07 | 2021-10-30 | SunPower | SPR-X21-335-BLK-E-AC | Solar Panels |  | 0.335 | 14 | 159 | 18 |  | Fixed | Roof
NJSTRE1545372566 |  | Transition Incentive Program | WEST CALDWELL | 7006 | 9 | 7.8 | Residential | Yes | Behind the Meter | Net-metered residential rooftop and canopy |  | None | Vivint Solar Developer, LLC | PSE&G | Accepted | 2020-07-31 | 2020-08-07 | 2021-10-30 | Jinko Solar | JKM325M-60HBL | Solar Panels |  | 0.325 | 21 | 284 | 27 |  | Fixed | Roof
NJSTRE1545372581 |  | Transition Incentive Program | Westville | 8093 | 15 | 11.05 | Residential | Yes | Behind the Meter | Net-metered residential rooftop and canopy |  | None | SunnyMac LLC | PSE&G | Accepted | 2020-07-30 | 2020-08-07 | 2021-10-30 | REC | REC 325 TwinPeak 2 Mono | Solar Panels |  | 0.325 | 16 | 21 | 16 |  | Fixed | Roof
NJSTRE1545372583 |  | Transition Incentive Program | Trenton | 8691 | 12 | 11.73 | Residential | No | Behind the Meter | Net-metered residential rooftop and canopy |  | None | Ad Energy | JCP&L | Accepted | 2020-07-30 | 2020-08-07 | 2021-10-30 | SunPower | SPR-X21-335-BLK-E-AC | Solar Panels |  | 0.335 | 26 | 169 | 34 |  | Fixed | Roof
NJSTRE1545372628 |  | Transition Incentive Program | City: Clementon | 8201 | 19 | 7.48 | Residential | Yes | Behind the Meter | Net-metered residential rooftop and canopy |  | ACE | Vision Solar LLC | AC Electric | Accepted | 2020-07-30 | 2020-08-07 | 2021-10-30 | HANWHA Q-CELLS | Q.PEAK DUO-G6 340 | Solar Panels |  | 0.34 | 10 | 150 | 48 |  | Fixed | Roof
NJSTRE1545372602 |  | Transition Incentive Program | Linden | 7036 | 10 | 8.04 | Residential | Yes | Behind the Meter | Net-metered residential rooftop and canopy |  | None | Pro Custom Solar dba Momentum Solar | PSE&G | Accepted | 2020-07-30 | 2020-08-07 | 2021-10-30 | HANWHA | Q.PEAK DUO BLK G6+ 335 | Solar Panels |  | 0.335 | 2 | 218 | 26 |  | Fixed | Roof
NJSTRE1545372602 |  | Transition Incentive Program | Linden | 7036 | 10 | 8.04 | Residential | Yes | Behind the Meter | Net-metered residential rooftop and canopy |  | None | Pro Custom Solar dba Momentum Solar | PSE&G | Accepted | 2020-07-30 | 2020-08-07 | 2021-10-30 | HANWHA | Q.PEAK DUO BLK G6+ 335 | Solar Panels |  | 0.335 | 10 | 128 | 25 |  | Fixed | Roof
NJSTRE1545372639 |  | Transition Incentive Program | PATERSON CITY | 7524 | 6 | 11.55 | Residential | Yes | Behind the Meter | Net-metered residential rooftop and canopy |  | None | Sunrun, Inc. | PSE&G | Accepted | 2020-07-31 | 2020-08-07 | 2021-10-30 | LG Electronics | LG330N1C-A5 | Solar Panels |  | 0.33 | 9 | 103 | 37 |  | Fixed | Roof
NJSTRE1545372729 |  | Transition Incentive Program | Elmwood Park | 7407 | 7 | 11.2 | Residential | Yes | Behind the Meter | Net-metered residential rooftop and canopy |  | None | Pro Custom Solar dba Momentum Solar | PSE&G | Accepted | 2020-07-30 | 2020-08-07 | 2021-10-30 | LG | LG 350N1C-V5 | Solar Panels |  | 0.35 | 32 | 161 | 20 |  | Fixed | Roof
NJSTRE1545372710 |  | Transition Incentive Program | Hillsborough | 8844 | 5 | 12.16 | Residential | No | Behind the Meter | Net-metered residential rooftop and canopy |  | None | Greentech Solar USA LLC | PSE&G | Accepted | 2020-07-30 | 2020-08-07 | 2021-10-30 | Canadian Solar | CS3K 320M | Solar Panels |  | 0.32 | 27 | 160 | 40 |  | Fixed | Roof
NJSTRE1545363982 |  | Transition Incentive Program | Pennsauken | 8109 | 14 | 4.08 | Residential | Yes | Behind the Meter | Net-metered residential rooftop and canopy |  | None | Tesla Energy Operations Inc. | PSE&G | Final As-Built Received | 2020-07-29 | 2020-08-07 | 2021-10-30 | Hanwha Q-Cells | Q.Peak DUO BLK-G6/SC340 | Solar Panels |  | 0.34 | 3 | 338 | 23 |  | Fixed | Roof
NJSTRE1545363949 |  | Transition Incentive Program | Pennsville | 8070 | 16 | 9.16 | Residential | Yes | Behind the Meter | Net-metered residential rooftop and canopy |  | None | Seabright Solar | AC Electric | Accepted | 2020-08-10 | 2020-08-10 | 2021-10-30 | Sunpower | SPR-E20-327 | Solar Panels |  | 0.327 | 5 | 126 | 26 |  | Fixed | Roof
NJSTRE1545366412 |  | Transition Incentive Program | SOMERSET | 8873 | 5 | 6.18 | Residential | Yes | Behind the Meter | Net-metered residential rooftop and canopy |  | None | Vivint Solar Developer, LLC | PSE&G | Accepted | 2020-07-30 | 2020-08-07 | 2021-10-30 | Jinko Solar | JKM325M-60HBL | Solar Panels |  | 0.325 | 19 | 218 | 24 |  | Fixed | Roof
NJSTRE1545370042 |  | Transition Incentive Program | toms river | 8755 | 18 | 6.72 | Residential | No | Behind the Meter | Net-metered residential rooftop and canopy |  | None | Orbit Energy & Power, LLC | JCP&L | Final As-Built Received | 2020-07-30 | 2020-08-07 | 2021-10-30 | HANWHA QCELLS | QPEAK 320W | Solar Panels |  | 0.32 | 21 | 247 | 33 |  | Fixed | Roof
NJSTRE1545370102 |  | Transition Incentive Program | Toms River | 8757 | 18 | 7.82 | Residential | Yes | Behind the Meter | Net-metered residential rooftop and canopy |  | None | Trinity Solar | JCP&L | Accepted | 2020-07-30 | 2020-08-07 | 2021-10-30 | Hanwha | Q.PEAK DUO BLK-G6 340 | Solar Panels |  | 0.34 | 11 | 290 | 23 |  | Fixed | Roof
NJSTRE1545370103 |  | Transition Incentive Program | Morris plains | 7950 | 3 | 11.56 | Residential | No | Behind the Meter | Net-metered residential rooftop and canopy |  | JCPL | Vision Solar LLC | JCP&L | Accepted | 2020-07-30 | 2020-08-07 | 2021-10-30 | HANWHA Q-CELLS | Q.PEAK DUO-G6 340 | Solar Panels |  | 0.34 | 11 | 238 | 20 |  | Fixed | Roof
NJSTRE1545371840 |  | Transition Incentive Program | Newtonville | 8346 | 19 | 12.41 | Residential | No | Behind the Meter | Net-metered residential rooftop and canopy |  | None | Castle Energy, LLC | AC Electric | Accepted | 2020-07-30 | 2020-08-07 | 2021-10-30 | REC Solar | REC365AA | Solar Panels |  | 0.365 | 21 | 100 | 37 |  | Fixed | Roof
NJSTRE1545372583 |  | Transition Incentive Program | Trenton | 8691 | 12 | 11.73 | Residential | No | Behind the Meter | Net-metered residential rooftop and canopy |  | None | Ad Energy | JCP&L | Accepted | 2020-07-30 | 2020-08-07 | 2021-10-30 | SunPower | SPR-X21-335-BLK-E-AC | Solar Panels |  | 0.335 | 7 | 259 | 45 |  | Fixed | Roof
NJSTRE1545372597 |  | Transition Incentive Program | Monmouth Junction | 8852 | 11 | 10.24 | Residential | No | Behind the Meter | Net-metered residential rooftop and canopy |  | None | Ampericon | PSE&G | Accepted | 2020-07-30 | 2020-08-07 | 2021-10-30 | Silfab | SLA-M-320 | Solar Panels |  | 0.32 | 32 | 115 | 20 |  | Fixed | Roof
NJSTRE1545372602 |  | Transition Incentive Program | Linden | 7036 | 10 | 8.04 | Residential | Yes | Behind the Meter | Net-metered residential rooftop and canopy |  | None | Pro Custom Solar dba Momentum Solar | PSE&G | Accepted | 2020-07-30 | 2020-08-07 | 2021-10-30 | HANWHA | Q.PEAK DUO BLK G6+ 335 | Solar Panels |  | 0.335 | 3 | 128 | 16 |  | Fixed | Roof
NJSTRE1545372690 |  | Transition Incentive Program | Williamstown | 8094 | 15 | 6.4 | Residential | Yes | Behind the Meter | Net-metered residential rooftop and canopy |  | None | Trinity Solar | AC Electric | Final As-Built Received | 2020-07-30 | 2020-08-07 | 2021-10-30 | Hanwha | Q.PEAK DUO BLK-G5 320 | Solar Panels |  | 0.32 | 2 | 86 | 20 |  | Fixed | Roof
NJSTRE1545372695 |  | Transition Incentive Program | ALBION | 8009 | 14 | 11.59 | Residential | Yes | Behind the Meter | Net-metered residential rooftop and canopy |  | None | Sunrun Installation Services, Inc. | AC Electric | Accepted | 2020-07-30 | 2020-08-07 | 2021-10-30 | LONGi Green Energy Technology Co Ltd | LR6-60HPB-305M | Solar Panels |  | 0.305 | 8 | 222 | 20 |  | Fixed | Roof
NJSTRE1545373768 |  | Transition Incentive Program | KIRKWOOD | 8043 | 14 | 6.41 | Residential | Yes | Behind the Meter | Net-metered residential rooftop and canopy |  | None | Sunrun Installation Services, Inc. | AC Electric | Accepted | 2020-07-30 | 2020-08-07 | 2021-10-30 | LONGi Green Energy Technology Co Ltd | LR6-60HPB-305M | Solar Panels |  | 0.305 | 4 | 311 | 20 |  | Fixed | Roof
NJSTRE1545375332 |  | Transition Incentive Program | Freehold | 7728 | 17 | 8.4 | Residential | Yes | Behind the Meter | Net-metered residential rooftop and canopy |  | None | Pro Custom Solar dba Momentum Solar | JCP&L | Accepted | 2020-07-30 | 2020-08-07 | 2021-10-30 | LG | LG 350N1C-V5 | Solar Panels |  | 0.35 | 8 | 309 | 22 |  | Fixed | Roof
NJSTRE1545375332 |  | Transition Incentive Program | Freehold | 7728 | 17 | 8.4 | Residential | Yes | Behind the Meter | Net-metered residential rooftop and canopy |  | None | Pro Custom Solar dba Momentum Solar | JCP&L | Accepted | 2020-07-30 | 2020-08-07 | 2021-10-30 | LG | LG 350N1C-V5 | Solar Panels |  | 0.35 | 16 | 129 | 22 |  | Fixed | Roof
NJSTRE1545378346 |  | Transition Incentive Program | Evesham | 8053 | 13 | 9.45 | Residential | No | Behind the Meter | Net-metered residential rooftop and canopy |  | None | Suntuity Solar LLC | PSE&G | Accepted | 2020-07-31 | 2020-08-07 | 2021-10-30 | Longi | LR6-60HPB-315M | Solar Panels |  | 0.315 | 15 | 224 | 26 |  | Fixed | Roof
NJSTRE1545378379 |  | Transition Incentive Program | Dorothy | 8317 | 19 | 5.44 | Residential | Yes | Behind the Meter | Net-metered residential ground mount |  | None | Trinity Solar | AC Electric | Accepted | 2020-07-31 | 2020-08-07 | 2021-10-30 | Hanwha | Q.PEAK DUO BLK-G6 340 | Solar Panels |  | 0.34 | 16 | 180 | 30 |  | Fixed | Ground
NJSTRE1545378403 |  | Transition Incentive Program | Metuchen | 8840 | 11 | 5.78 | Residential | Yes | Behind the Meter | Net-metered residential rooftop and canopy |  | PSEG | Vision Solar LLC | PSE&G | Accepted | 2020-07-31 | 2020-08-07 | 2021-10-30 | HANWHA Q-CELLS | Q.PEAK DUO-G6 340 | Solar Panels |  | 0.34 | 4 | 54 | 28 |  | Fixed | Roof
NJSTRE1545378432 |  | Transition Incentive Program | Palmyra | 8065 | 13 | 9.86 | Residential | No | Behind the Meter | Net-metered residential rooftop and canopy |  | PSEG | Vision Solar LLC | PSE&G | Accepted | 2020-07-31 | 2020-08-07 | 2021-10-30 | HANWHA Q-CELLS | Q.PEAK DUO-G6 340 | Solar Panels |  | 0.34 | 5 | 145 | 24 |  | Fixed | Roof
NJSTRE1545378503 |  | Transition Incentive Program | Ridgefield Park | 7660 | 7 | 6.46 | Residential | Yes | Behind the Meter | Net-metered residential rooftop and canopy |  | None | Trinity Solar | PSE&G | Accepted | 2020-07-31 | 2020-08-07 | 2021-10-30 | Hanwha | Q.PEAK DUO BLK-G6 340 | Solar Panels |  | 0.34 | 4 | 105 | 30 |  | Fixed | Roof
NJSTRE1545378503 |  | Transition Incentive Program | Ridgefield Park | 7660 | 7 | 6.46 | Residential | Yes | Behind the Meter | Net-metered residential rooftop and canopy |  | None | Trinity Solar | PSE&G | Accepted | 2020-07-31 | 2020-08-07 | 2021-10-30 | Hanwha | Q.PEAK DUO BLK-G6 340 | Solar Panels |  | 0.34 | 7 | 105 | 34 |  | Fixed | Roof
NJSTRE1545378520 |  | Transition Incentive Program | BURLINGTON | 8016 | 13 | 9.43 | Residential | Yes | Behind the Meter | Net-metered residential rooftop and canopy |  | None | Vivint Solar Developer, LLC | PSE&G | Accepted | 2020-08-03 | 2020-08-14 | 2021-10-30 | JINKO SOLAR | JKM325M-60HBL | Solar Panels |  | 0.325 | 13 | 263 | 20 |  | Fixed | Roof
NJSTRE1545378520 |  | Transition Incentive Program | BURLINGTON | 8016 | 13 | 9.43 | Residential | Yes | Behind the Meter | Net-metered residential rooftop and canopy |  | None | Vivint Solar Developer, LLC | PSE&G | Accepted | 2020-08-03 | 2020-08-14 | 2021-10-30 | JINKO SOLAR | JKM325M-60HBL | Solar Panels |  | 0.325 | 10 | 83 | 20 |  | Fixed | Roof
NJSTRE1545381235 |  | Transition Incentive Program | Clifton | 7013 | 6 | 5.12 | Residential | Yes | Behind the Meter | Net-metered residential rooftop and canopy |  | None | Trinity Solar | PSE&G | Final As-Built Received | 2020-07-31 | 2020-08-07 | 2021-10-30 | Hanwha | Q.PEAK DUO BLK-G5 320 | Solar Panels |  | 0.32 | 9 | 110 | 27 |  | Fixed | Roof
NJSTRE1545381251 |  | Transition Incentive Program | Atco | 8004 | 14 | 28.12 | Non Profit | Yes | Behind the Meter | Net-metered non-residential rooftop and canopy |  | None | Orbit Energy & Power LLC | AC Electric | Accepted | 2020-07-31 | 2020-08-07 | 2021-10-30 | Canadian Solar | CS3U-380MS | Solar Panels |  | 0.38 | 74 | 167 | 22 |  | Fixed | Roof
NJSTRE1545381670 |  | Transition Incentive Program | Woodbridge | 8863 | 11 | 10.88 | Residential | No | Behind the Meter | Net-metered residential rooftop and canopy |  | None | Tesla Energy Operations Inc. | PSE&G | Accepted | 2020-07-31 | 2020-08-07 | 2021-10-30 | Hanwha Q-CELLS | Q.Peak DUO BLK-G6+ 340 | Solar Panels |  | 0.34 | 5 | 79 | 20 |  | Fixed | Roof
NJSTRE1545375299 |  | Transition Incentive Program | East Brunswick | 8816 | 11 | 8.4 | Residential | No | Behind the Meter | Net-metered residential rooftop and canopy |  | None | Pro Custom Solar dba Momentum Solar | PSE&G | Accepted | 2020-07-30 | 2020-08-07 | 2021-10-30 | LG | LG 350N1C-V5 | Solar Panels |  | 0.35 | 10 | 263 | 18 |  | Fixed | Roof
NJSTRE1545375352 |  | Transition Incentive Program | Clementon | 8021 | 14 | 14.39 | Residential | Yes | Behind the Meter | Net-metered residential rooftop and canopy |  | None | Ad Energy | AC Electric | Accepted | 2020-07-30 | 2020-08-07 | 2021-10-30 | SunPower | SPR-E20-327-E-AC | Solar Panels |  | 0.327 | 18 | 144 | 22 |  | Fixed | Roof
NJSTRE1545377969 |  | Transition Incentive Program | Brick | 8724 | 18 | 13.73 | Residential | Yes | Behind the Meter | Net-metered residential rooftop and canopy |  | None | Sunrun Installation Services, Inc. | JCP&L | Accepted | 2020-07-30 | 2020-08-07 | 2021-10-30 | LONGi Green Energy Technology Co Ltd | LR6-60HPB-305M | Solar Panels |  | 0.305 | 31 | 110 | 22 |  | Fixed | Roof
NJSTRE1545377974 |  | Transition Incentive Program | WEST ORANGE | 7052 | 9 | 8.32 | Residential | Yes | Behind the Meter | Net-metered residential rooftop and canopy |  | None | Vivint Solar Developer, LLC | PSE&G | Accepted | 2020-07-31 | 2020-08-07 | 2021-10-30 | Jinko Solar | Jinko Solar | Solar Panels |  | 0.32 | 12 | 301 | 39 |  | Fixed | Roof
NJSTRE1545378347 |  | Transition Incentive Program | Evesham Township | 8053 | 13 | 7.25 | Residential | Yes | Behind the Meter | Net-metered residential rooftop and canopy |  | None | Suntuity Solar LLC | PSE&G | Accepted | 2020-07-31 | 2020-08-07 | 2021-10-30 | Longi | LR6-60HPB-315M | Solar Panels |  | 0.315 | 7 | 152 | 31 |  | Fixed | Roof
NJSTRE1545378411 |  | Transition Incentive Program | Carneys points | 8069 | 16 | 3.06 | Residential | Yes | Behind the Meter | Net-metered residential rooftop and canopy |  | ACE | Vision Solar LLC | AC Electric | Accepted | 2020-07-31 | 2020-08-07 | 2021-10-30 | HANWHA Q-CELLS | Q.PEAK DUO-G6 340 | Solar Panels |  | 0.34 | 1 | 263 | 31 |  | Fixed | Roof
NJSTRE1545378432 |  | Transition Incentive Program | Palmyra | 8065 | 13 | 9.86 | Residential | No | Behind the Meter | Net-metered residential rooftop and canopy |  | PSEG | Vision Solar LLC | PSE&G | Accepted | 2020-07-31 | 2020-08-07 | 2021-10-30 | HANWHA Q-CELLS | Q.PEAK DUO-G6 340 | Solar Panels |  | 0.34 | 14 | 322 | 24 |  | Fixed | Roof
NJSTRE1545378436 |  | Transition Incentive Program | Pennington | 8534 | 12 | 8.54 | Residential | Yes | Behind the Meter | Net-metered residential rooftop and canopy |  | RECO | Sunrun Installation Services, Inc. | PSE&G | Accepted | 2020-07-31 | 2020-08-07 | 2021-10-30 | LONGi Green Energy Technology Co Ltd | LR6-60HPB-305M | Solar Panels |  | 0.305 | 3 | 111 | 37 |  | Fixed | Roof
NJSTRE1545378484 |  | Transition Incentive Program | Marlton | 8053 | 13 | 6.46 | Residential | Yes | Behind the Meter | Net-metered residential rooftop and canopy |  | None | Trinity Solar | PSE&G | Accepted | 2020-07-31 | 2020-08-07 | 2021-10-30 | Hanwha | Q.PEAK DUO BLK-G6 340 | Solar Panels |  | 0.34 | 12 | 100 | 20 |  | Fixed | Roof
NJSTRE1545378496 |  | Transition Incentive Program | Hazlet | 7730 | 17 | 5.1 | Residential | Yes | Behind the Meter | Net-metered residential rooftop and canopy |  | None | Trinity Solar | JCP&L | Final As-Built Received | 2020-07-31 | 2020-08-07 | 2021-10-30 | Hanwha | Q.PEAK DUO BLK-G6 340 | Solar Panels |  | 0.34 | 15 | 194 | 37 |  | Fixed | Roof
NJSTRE1545378493 |  | Transition Incentive Program | Closter | 7624 | 7 | 14.62 | Residential | No | Behind the Meter | Net-metered residential rooftop and canopy |  | RECO | Maier Solar Engineering dba Solar Me | Orange Rockland Electric | Accepted | 2020-07-31 | 2020-08-07 | 2021-10-30 | Hanwha | Q.PEAK DUO BLK-G6 340W | Solar Panels |  | 0.34 | 6 | 184 | 30 |  | Fixed | Roof
NJSTRE1545378537 |  | Transition Incentive Program | Sicklerville | 8081 | 14 | 13.6 | Residential | Yes | Behind the Meter | Net-metered residential rooftop and canopy |  | None | Trinity Solar | AC Electric | Accepted | 2020-07-31 | 2020-08-07 | 2021-10-30 | Hanwha | Q.PEAK DUO BLK-G6 340 | Solar Panels |  | 0.34 | 26 | 165 | 23 |  | Fixed | Roof
NJSTRE1545378537 |  | Transition Incentive Program | Sicklerville | 8081 | 14 | 13.6 | Residential | Yes | Behind the Meter | Net-metered residential rooftop and canopy |  | None | Trinity Solar | AC Electric | Accepted | 2020-07-31 | 2020-08-07 | 2021-10-30 | Hanwha | Q.PEAK DUO BLK-G6 340 | Solar Panels |  | 0.34 | 14 | 345 | 23 |  | Fixed | Roof
NJSTRE1545387973 | NJSRRE1544804744 | Transition Incentive Program | Deptford | 8096 | 15 | 4.08 | Residential | Yes | Behind the Meter | Behind the Meter |  | None | Trinity Solar | PSE&G | Eligible for TI Program | 2020-04-07 | 2020-04-10 | 2021-10-30 | Solar Edge | SE3800H-US | Inverters | 3800 |  | 1 |  |  | 0.97 |  | Outside | side of home
NJSTRE1545387980 | NJSRRE1544893951 | Transition Incentive Program | Bridgewater Twp | 8807 | 5 | 9.9 | Residential | No | Behind the Meter | Behind the Meter |  | None | Panatec Corporation | PSE&G | Eligible for TI Program | 2020-04-24 | 2020-04-29 | 2021-10-30 | Enphase | IQ7X | Inverters | 330 |  | 30 |  |  | 0.957 |  | Outdoor | Outdoor
NJSTRE1545387995 | NJSRRE1544597317 | Transition Incentive Program | Belle Mead | 8502 | 5 | 8.05 | Residential | Yes | Behind the Meter | Net-metered residential rooftop and canopy |  | None | Pro Custom Solar dba Momentum Solar | PSE&G | Accepted | 2020-03-04 | 2020-03-09 | 2021-10-30 | Enphase Energy | IQ7PLUS-72-2-US | Inverters | 295 |  | 23 |  |  | 0.97 |  | Outdoor | roof
NJSTRE1545388008 | NJSRRE1544678290 | Transition Incentive Program | UNION CITY | 7087 | 8 | 7.13 | Residential | No | Behind the Meter | Net-metered residential rooftop and canopy |  | None | Sun 101 LLC | PSE&G | Accepted | 2020-03-13 | 2020-03-25 | 2021-10-30 | SOLAREDGE | SE6000HUS | Inverters | 6000 |  | 1 |  |  | 0.99 |  | Outdoor | RIGHT METER
NJSTRE1545388016 | NJSRRE1544716483 | Transition Incentive Program | Flanders | 7836 | 3 | 5.12 | Residential | Yes | Behind the Meter | Behind the Meter |  | None | Skyline Solar, LLC | JCP&L | Eligible for TI Program | 2020-03-18 | 2020-03-23 | 2021-10-30 | SolarEdge | SE3800H-US | Inverters | 3800 |  | 1 |  |  | 0.99 |  | Outside | within ten feet of meter
NJSTRE1545388019 | NJSRRE1544701337 | Transition Incentive Program | Hopatcong | 7843 | 1 | 3.1 | Residential | Yes | Behind the Meter | Behind the Meter |  | None | Sunrun Installation Services, Inc. | JCP&L | Eligible for TI Program | 2020-03-16 | 2020-03-19 | 2021-10-30 | Enphase Energy | IQ7-60-x-US (240V) | Inverters | 240 |  | 10 |  |  | 0.96 |  | Outdoor | Rooftop
NJSTRE1545388034 | NJSRRE1544637395 | Transition Incentive Program | Pleasantville | 8232 | 19 | 8.18 | Residential | Yes | Behind the Meter | Net-metered residential rooftop and canopy |  | None | Castle Energy, LLC | AC Electric | Accepted | 2020-03-12 | 2020-03-17 | 2021-10-30 | SunPower | SPR-E20-327-C-AC | Inverters | 320 |  | 25 |  |  | 0.975 |  | Outdoor | on the rooftop under each solar panel
NJSTRE1545388039 | NJSRRE1544762353 | Transition Incentive Program | Warren | 7059 | 5 | 8.4 | Residential | No | Behind the Meter | Net-metered residential rooftop and canopy |  | None | Green House Solar | JCP&L | Accepted | 2020-03-25 | 2020-03-27 | 2021-10-30 | Sunpower | SPWR-A4 | Inverters | 349 |  | 1 |  |  | 0.97 |  | Other | Panel Mounted
NJSTRE1545388051 | NJSRRE1544775248 | Transition Incentive Program | Smithville | 8205 | 19 | 7.25 | Residential | No | Behind the Meter | Behind the Meter |  | None | All Season Solar | AC Electric | Eligible for TI Program | 2020-03-31 | 2020-04-09 | 2021-10-30 | Enphase | IQ7 | Inverters | 240 |  | 23 |  |  | 0.97 |  | Outdoor | under module
NJSTRE1545388056 | NJSRRE1544621262 | Transition Incentive Program | East Orange | 7018 | 9 | 171.71 | Commercial | No | Behind the Meter | Behind the Meter |  | None | SElf install | PSE&G | Eligible for TI Program | 2020-03-09 | 2020-03-13 | 2021-10-30 | Fronius | 12.0-208 | Inverters | 12000 |  | 12 |  |  | 0.96 |  | Outdoor | On Roof
NJSTRE1545388076 | NJSRRE1544855159 | Transition Incentive Program | CLIFTON | 7011 | 6 | 8.04 | Residential | No | Behind the Meter | Behind the Meter |  | None | Infinity Solar Systems | PSE&G | Eligible for TI Program | 2020-04-17 | 2020-04-23 | 2021-10-30 | ENPHASE | IQ7-60-X-US | Inverters | 240 |  | 24 |  |  | 0.97 |  | Outside | MICROINVERTERS
NJSTRE1545388089 | NJSRRE1544845624 | Transition Incentive Program | SICKLERVILLE | 8081 | 14 | 5.44 | Residential | Yes | Behind the Meter | Net-metered residential rooftop and canopy |  | None | Vivint Solar Developer, LLC | AC Electric | Accepted | 2020-04-17 | 2020-04-23 | 2021-10-30 | Solar Edge | SE3800H-US | Inverters | 3800 |  | 1 |  |  | 0.992 |  | Outdoor | Near the Utility Meter
NJSTRE1545388101 | NJSRRE1544796481 | Transition Incentive Program | Ventnor City | 8406 | 19 | 4.03 | Residential | Yes | Behind the Meter | Behind the Meter |  | None | Sunrun Installation Services, Inc. | AC Electric | Eligible for TI Program | 2020-04-03 | 2020-04-09 | 2021-10-30 | Enphase Energy | IQ7-60-x-US (240V) | Inverters | 240 |  | 13 |  |  | 0.96 |  | Outdoor | Rooftop
NJSTRE1545372654 |  | Transition Incentive Program | Beverly City | 8010 | 13 | 11.7 | Residential | Yes | Behind the Meter | Net-metered residential rooftop and canopy |  | None | SunnyMac LLC | PSE&G | Accepted | 2020-07-30 | 2020-08-07 | 2021-10-30 | REC | REC 325 N-PEAK Blk Mono | Solar Panels |  | 0.325 | 17 | 178 | 37 |  | Fixed | Roof
NJSTRE1545372654 |  | Transition Incentive Program | Beverly City | 8010 | 13 | 11.7 | Residential | Yes | Behind the Meter | Net-metered residential rooftop and canopy |  | None | SunnyMac LLC | PSE&G | Accepted | 2020-07-30 | 2020-08-07 | 2021-10-30 | REC | REC 325 N-PEAK Blk Mono | Solar Panels |  | 0.325 | 5 | 358 | 34 |  | Fixed | Roof
NJSTRE1545372655 |  | Transition Incentive Program | Union | 7083 | 10 | 7.7 | Residential | Yes | Behind the Meter | Net-metered residential rooftop and canopy |  | None | Pro Custom Solar dba Momentum Solar | PSE&G | Accepted | 2020-07-30 | 2020-08-07 | 2021-10-30 | LG | LG 350N1C-V5 | Solar Panels |  | 0.35 | 10 | 127 | 32 |  | Fixed | Roof
NJSTRE1545372655 |  | Transition Incentive Program | Union | 7083 | 10 | 7.7 | Residential | Yes | Behind the Meter | Net-metered residential rooftop and canopy |  | None | Pro Custom Solar dba Momentum Solar | PSE&G | Accepted | 2020-07-30 | 2020-08-07 | 2021-10-30 | LG | LG 350N1C-V5 | Solar Panels |  | 0.35 | 6 | 307 | 32 |  | Fixed | Roof
NJSTRE1545372695 |  | Transition Incentive Program | ALBION | 8009 | 14 | 11.59 | Residential | Yes | Behind the Meter | Net-metered residential rooftop and canopy |  | None | Sunrun Installation Services, Inc. | AC Electric | Accepted | 2020-07-30 | 2020-08-07 | 2021-10-30 | LONGi Green Energy Technology Co Ltd | LR6-60HPB-305M | Solar Panels |  | 0.305 | 12 | 132 | 20 |  | Fixed | Roof
NJSTRE1545372709 |  | Transition Incentive Program | TRENTON | 8609 | 12 | 14.28 | Residential | Yes | Behind the Meter | Net-metered residential rooftop and canopy |  | None | Trinity Solar | PSE&G | Accepted | 2020-07-30 | 2020-08-07 | 2021-10-30 | HANWHA | Q.PEAK DUO BLK-G6 340 | Solar Panels |  | 0.34 | 21 | 69 | 30 |  | Fixed | Roof
NJSTRE1545372751 |  | Transition Incentive Program | UNION CITY | 7087 | 8 | 5.99 | Residential | Yes | Behind the Meter | Net-metered residential rooftop and canopy |  | None | Trinity Solar | PSE&G | Accepted | 2020-07-30 | 2020-08-07 | 2021-10-30 | HANWHA | Q.PEAK DUO BLK-G5 315 | Solar Panels |  | 0.315 | 19 | 118 | 46 |  | Fixed | Roof
NJSTRE1545375299 |  | Transition Incentive Program | East Brunswick | 8816 | 11 | 8.4 | Residential | No | Behind the Meter | Net-metered residential rooftop and canopy |  | None | Pro Custom Solar dba Momentum Solar | PSE&G | Accepted | 2020-07-30 | 2020-08-07 | 2021-10-30 | LG | LG 350N1C-V5 | Solar Panels |  | 0.35 | 5 | 83 | 14 |  | Fixed | Roof
NJSTRE1545375352 |  | Transition Incentive Program | Clementon | 8021 | 14 | 14.39 | Residential | Yes | Behind the Meter | Net-metered residential rooftop and canopy |  | None | Ad Energy | AC Electric | Accepted | 2020-07-30 | 2020-08-07 | 2021-10-30 | SunPower | SPR-E20-327-E-AC | Solar Panels |  | 0.327 | 14 | 324 | 22 |  | Fixed | Roof
NJSTRE1545375372 |  | Transition Incentive Program | North Arlington | 7031 | 7 | 6.3 | Residential | Yes | Behind the Meter | Net-metered residential rooftop and canopy |  | None | Pro Custom Solar dba Momentum Solar | PSE&G | Accepted | 2020-07-30 | 2020-08-07 | 2021-10-30 | LG | LG 350N1C-V5 | Solar Panels |  | 0.35 | 8 | 303 | 26 |  | Fixed | Roof
NJSTRE1545375385 |  | Transition Incentive Program | BURLINGTON | 8016 | 13 | 6.5 | Residential | Yes | Behind the Meter | Net-metered residential rooftop and canopy |  | None | Vivint Solar Developer, LLC | PSE&G | Accepted | 2020-08-03 | 2020-08-07 | 2021-10-30 | JINKO SOLAR | JKM325M-60HBL | Solar Panels |  | 0.325 | 12 | 96 | 20 |  | Fixed | Roof
NJSTRE1545375402 |  | Transition Incentive Program | Franklin Township | 8873 | 5 | 15.08 | Residential | No | Behind the Meter | Net-metered residential rooftop and canopy |  | None | Ad Energy | PSE&G | Accepted | 2020-07-30 | 2020-08-07 | 2021-10-30 | SunPower | SPR-X21-335-BLK-E-AC | Solar Panels |  | 0.335 | 18 | 38 | 32 |  | Fixed | Roof
NJSTRE1545377974 |  | Transition Incentive Program | WEST ORANGE | 7052 | 9 | 8.32 | Residential | Yes | Behind the Meter | Net-metered residential rooftop and canopy |  | None | Vivint Solar Developer, LLC | PSE&G | Accepted | 2020-07-31 | 2020-08-07 | 2021-10-30 | Jinko Solar | JKM320M-60HBL | Solar Panels |  | 0.32 | 9 | 121 | 13 |  | Fixed | Roof
NJSTRE1545377999 |  | Transition Incentive Program | Hamilton Twp Mer | 8610 | 12 | 6.2 | Residential | Yes | Behind the Meter | Net-metered residential rooftop and canopy |  | None | Bright Planet Solar | PSE&G | Accepted | 2020-07-30 | 2020-08-07 | 2021-10-30 | LONGI | LR6-60HPB-310M | Solar Panels |  | 0.31 | 7 | 22 | 28 |  | Fixed | Roof
NJSTRE1545377999 |  | Transition Incentive Program | Hamilton Twp Mer | 8610 | 12 | 6.2 | Residential | Yes | Behind the Meter | Net-metered residential rooftop and canopy |  | None | Bright Planet Solar | PSE&G | Accepted | 2020-07-30 | 2020-08-07 | 2021-10-30 | LONGI | LR6-60HPB-310M | Solar Panels |  | 0.31 | 13 | 208 | 45 |  | Fixed | Roof
NJSTRE1545378346 |  | Transition Incentive Program | Evesham | 8053 | 13 | 9.45 | Residential | No | Behind the Meter | Net-metered residential rooftop and canopy |  | None | Suntuity Solar LLC | PSE&G | Accepted | 2020-07-31 | 2020-08-07 | 2021-10-30 | Longi | LR6-60HPB-315M | Solar Panels |  | 0.315 | 15 | 44 | 26 |  | Fixed | Roof
NJSTRE1545378375 |  | Transition Incentive Program | Paterson | 7524 | 6 | 13.2 | Residential | No | Behind the Meter | Net-metered residential rooftop and canopy |  | None | US Clean Energy Construction Inc. | PSE&G | Accepted | 2020-07-31 | 2020-08-07 | 2021-10-30 | QCells | Qcells 400 | Solar Panels |  | 0.4 | 12 | 180 | 0 |  | Fixed | Roof
NJSTRE1545378403 |  | Transition Incentive Program | Metuchen | 8840 | 11 | 5.78 | Residential | Yes | Behind the Meter | Net-metered residential rooftop and canopy |  | PSEG | Vision Solar LLC | PSE&G | Accepted | 2020-07-31 | 2020-08-07 | 2021-10-30 | HANWHA Q-CELLS | Q.PEAK DUO-G6 340 | Solar Panels |  | 0.34 | 13 | 234 | 28 |  | Fixed | Roof
NJSTRE1545378419 |  | Transition Incentive Program | Marlton | 8053 | 13 | 6.12 | Residential | Yes | Behind the Meter | Net-metered residential rooftop and canopy |  | None | Trinity Solar | AC Electric | Accepted | 2020-07-31 | 2020-08-07 | 2021-10-30 | Hanwha | Q.PEAK DUO BLK-G6 340 | Solar Panels |  | 0.34 | 6 | 109 | 23 |  | Fixed | Roof
NJSTRE1545378423 |  | Transition Incentive Program | Eastampton | 8060 | 13 | 8.16 | Residential | Yes | Behind the Meter | Net-metered residential rooftop and canopy |  | None | Trinity Solar | PSE&G | Accepted | 2020-07-31 | 2020-08-07 | 2021-10-30 | Hanwha | Q.PEAK DUO BLK-G6 340 | Solar Panels |  | 0.34 | 4 | 198 | 30 |  | Fixed | Roof
NJSTRE1545378432 |  | Transition Incentive Program | Palmyra | 8065 | 13 | 9.86 | Residential | No | Behind the Meter | Net-metered residential rooftop and canopy |  | PSEG | Vision Solar LLC | PSE&G | Accepted | 2020-07-31 | 2020-08-07 | 2021-10-30 | HANWHA Q-CELLS | Q.PEAK DUO-G6 340 | Solar Panels |  | 0.34 | 6 | 142 | 24 |  | Fixed | Roof
NJSTRE1545378460 |  | Transition Incentive Program | Egg Harbor Twp | 8234 | 19 | 12.8 | Residential | Yes | Behind the Meter | Net-metered residential rooftop and canopy |  | None | All Season Solar | AC Electric | Accepted | 2020-07-31 | 2020-08-07 | 2021-10-30 | Trina | TSMDD06M.05II | Solar Panels |  | 0.32 | 16 | 229 | 18 |  | Fixed | Roof
NJSTRE1545378484 |  | Transition Incentive Program | Marlton | 8053 | 13 | 6.46 | Residential | Yes | Behind the Meter | Net-metered residential rooftop and canopy |  | None | Trinity Solar | PSE&G | Accepted | 2020-07-31 | 2020-08-07 | 2021-10-30 | Hanwha | Q.PEAK DUO BLK-G6 340 | Solar Panels |  | 0.34 | 7 | 101 | 20 |  | Fixed | Roof
NJSTRE1545378515 |  | Transition Incentive Program | Pleasantville | 8232 | 19 | 5.78 | Residential | Yes | Behind the Meter | Net-metered residential rooftop and canopy |  | None | Trinity Solar | AC Electric | Accepted | 2020-07-31 | 2020-08-07 | 2021-10-30 | Hanwha | Q.PEAK DUO BLK-G6 340 | Solar Panels |  | 0.34 | 8 | 206 | 27 |  | Fixed | Roof
NJSTRE1545378466 |  | Transition Incentive Program | Irvington | 7111 | 9 | 4.34 | Residential | No | Behind the Meter | Net-metered residential rooftop and canopy |  | None | United Solar LLC | PSE&G | Accepted | 2020-07-31 | 2020-08-07 | 2021-10-30 | Axitec | AC-310M/156-60S | Solar Panels |  | 0.31 | 14 | 210 | 25 |  | Fixed | Roof
NJSTRE1545380924 |  | Transition Incentive Program | Washington Township | 8012 | 14 | 8.32 | Residential | Yes | Behind the Meter | Net-metered residential rooftop and canopy |  | None | Trinity Solar | AC Electric | Accepted | 2020-07-31 | 2020-08-07 | 2021-10-30 | Hanwha | Q.PEAK DUO BLK-G5 320 | Solar Panels |  | 0.32 | 11 | 261 | 22 |  | Fixed | Roof
NJSTRE1545388120 | NJSRRE1544779654 | Transition Incentive Program | TOMS RIVER | 8757 | 18 | 11.52 | Residential | Yes | Behind the Meter | Net-metered residential rooftop and canopy |  | None | Vivint Solar Developer, LLC | JCP&L | Accepted | 2020-04-01 | 2020-04-09 | 2021-10-30 | SolarEdge | SE7600H-US | Inverters | 7600 |  | 1 |  |  | 0.992 |  | Outdoor | Near the Utility Meter
NJSTRE1545388125 | NJSRRE1544708847 | Transition Incentive Program | NORTH BRUNSWICK | 8902 | 11 | 2.56 | Residential | Yes | Behind the Meter | Net-metered residential rooftop and canopy |  | None | Vivint Solar Developer, LLC | PSE&G | Accepted | 2020-03-19 | 2020-03-20 | 2021-10-30 | SolarEdge | SE3800H-US | Inverters | 3800 |  | 1 |  |  | 0.992 |  | Outdoor | Near the utility meter
NJSTRE1545388138 | NJSRRE1544680804 | Transition Incentive Program | East Brunswick | 8816 | 11 | 12.6 | Residential | No | Behind the Meter | Behind the Meter |  | None | Green Sun Energy Services, LLC | PSE&G | Eligible for TI Program | 2020-03-13 | 2020-03-18 | 2021-10-30 | SolarEdge | SE10000H-US | Inverters | 10000 |  | 1 |  |  | 0.99 |  | Outdoor | Next to Utility Meter
NJSTRE1545348989 |  | Transition Incentive Program | Tuckerton | 8016 | 13 | 13.26 | Residential | No | Behind the Meter | Net-metered residential rooftop and canopy |  | ACE | Maier Solar Engineering dba Solar Me | AC Electric | Accepted | 2020-07-28 | 2020-07-30 | 2021-07-30 | Hanwha | Q.CELL DUO BLK-G6 340W | Solar Panels |  | 0.34 | 2 | 155 | 20 |  | Fixed | Roof
NJSTRE1545349022 |  | Transition Incentive Program | CLIFTON CITY | 7011 | 6 | 8.51 | Residential | Yes | Behind the Meter | Net-metered residential rooftop and canopy |  | None | Suntuity Solar LLC | PSE&G | Accepted | 2020-07-27 | 2020-07-29 | 2021-07-29 | Longi | LR6-60HPB-315M | Solar Panels |  | 0.315 | 6 | 346 | 36 |  | Fixed | Roof
NJSTRE1545349156 |  | Transition Incentive Program | Lakewood | 8701 | 18 | 12.58 | Residential | No | Behind the Meter | Net-metered residential rooftop and canopy |  | None | Trinity Solar | JCP&L | Accepted | 2020-07-27 | 2020-09-11 | 2021-10-30 | Hanwha | Q.PEAK DUO BLK-G6 340 | Solar Panels |  | 0.34 | 25 | 81 | 27 |  | Fixed | Roof
NJSTRE1545349162 |  | Transition Incentive Program | Neptune | 7753 | 17 | 5.4 | Residential | No | Behind the Meter | Net-metered residential rooftop and canopy |  | None | Power Home Remodeling Group | JCP&L | Accepted | 2020-07-27 | 2020-07-29 | 2021-07-29 | Hyundai | HiS-S300RG | Solar Panels |  | 0.3 | 3 | 214 | 41 |  | Fixed | Roof
NJSTRE1545349270 |  | Transition Incentive Program | UNION | 7083 | 10 | 7.8 | Residential | Yes | Behind the Meter | Net-metered residential rooftop and canopy |  | None | Vivint Solar Developer, LLC | PSE&G | Accepted | 2020-07-27 | 2020-07-30 | 2021-07-30 | JINKO SOLAR | JKM325M-60HBL | Solar Panels |  | 0.325 | 12 | 131 | 30 |  | Fixed | Roof
NJSTRE1545349272 |  | Transition Incentive Program | willingboro | 8046 | 13 | 9.6 | Residential | No | Behind the Meter | Net-metered residential rooftop and canopy |  | None | Orbit Energy & Power, LLC | AC Electric | Accepted | 2020-07-27 | 2020-07-29 | 2021-07-29 | hanwha qcells | qpeak 320w | Solar Panels |  | 0.32 | 6 | 213 | 16 |  | Fixed | Roof
NJSTRE1545349282 |  | Transition Incentive Program | Carteret | 7008 | 11 | 6.3 | Residential | Yes | Behind the Meter | Net-metered residential rooftop and canopy |  | None | Pro Custom Solar dba Momentum Solar | PSE&G | Accepted | 2020-07-27 | 2020-07-30 | 2021-07-30 | LG ELECTRONICS | LG 350N1C-V5 | Solar Panels |  | 0.35 | 8 | 192 | 27 |  | Fixed | Roof
NJSTRE1545349300 |  | Transition Incentive Program | UNION BEACH | 7735 | 17 | 7.8 | Residential | Yes | Behind the Meter | Net-metered residential rooftop and canopy |  | None | Vivint Solar Developer, LLC | JCP&L | Accepted | 2020-07-27 | 2020-07-30 | 2021-07-30 | Jinko Solar | JKM325M-60HBL | Solar Panels |  | 0.325 | 10 | 223 | 19 |  | Fixed | Roof
NJSTRE1545349322 |  | Transition Incentive Program | SICKLERVILLE | 8081 | 14 | 11.22 | Residential | Yes | Behind the Meter | Net-metered residential rooftop and canopy |  | None | Sunrun Installation Services, Inc. | AC Electric | Accepted | 2020-08-18 | 2020-08-19 | 2021-10-30 | LG Electronics | LG330N1C-A5 | Solar Panels |  | 0.33 | 25 | 162 | 30 |  | Fixed | Roof
NJSTRE1545366419 |  | Transition Incentive Program | Long Branch | 7740 | 17 | 7.48 | Residential | Yes | Behind the Meter | Net-metered residential rooftop and canopy |  | None | Vivint Solar Developer, LLC | JCP&L | Accepted | 2020-07-31 | 2020-08-07 | 2021-10-30 | Jinko Solar | JKM325M-60HBL | Solar Panels |  | 0.325 | 4 | 243 | 20 |  | Fixed | Roof
NJSTRE1545369990 |  | Transition Incentive Program | MARLTON | 8053 | 13 | 10.71 | Residential | Yes | Behind the Meter | Net-metered residential rooftop and canopy |  | None | Suntuity Solar LLC | PSE&G | Accepted | 2020-08-10 | 2020-08-10 | 2021-10-30 | Longi | LR6-60HPB-315M | Solar Panels |  | 0.315 | 14 | 54 | 24 |  | Fixed | Roof
NJSTRE1545369984 |  | Transition Incentive Program | Raritan | 8869 | 5 | 11.52 | Residential | No | Behind the Meter | Net-metered residential rooftop and canopy |  | None | Whitman Construction, LLC | PSE&G | Accepted | 2020-07-30 | 2020-08-07 | 2021-10-30 | trina | tsm 320 dd05h.05 | Solar Panels |  | 0.32 | 24 | 84 | 20 |  | Fixed | Roof
NJSTRE1545369984 |  | Transition Incentive Program | Raritan | 8869 | 5 | 11.52 | Residential | No | Behind the Meter | Net-metered residential rooftop and canopy |  | None | Whitman Construction, LLC | PSE&G | Accepted | 2020-07-30 | 2020-08-07 | 2021-10-30 | trina | tsm 320 dd05h.05 | Solar Panels |  | 0.32 | 12 | 264 | 20 |  | Fixed | Roof
NJSTRE1545370013 |  | Transition Incentive Program | Egg Harbor City | 8215 | 19 | 8.48 | Residential | Yes | Behind the Meter | Net-metered residential rooftop and canopy |  | None | Trinity Solar | AC Electric | Final As-Built Received | 2020-07-30 | 2020-08-07 | 2021-10-30 | HANWHA | Q.PEAK DUO BLK-G5 320 | Solar Panels |  | 0.34 | 8 | 223 | 21 |  | Fixed | Roof
NJSTRE1545370013 |  | Transition Incentive Program | Egg Harbor City | 8215 | 19 | 8.48 | Residential | Yes | Behind the Meter | Net-metered residential rooftop and canopy |  | None | Trinity Solar | AC Electric | Final As-Built Received | 2020-07-30 | 2020-08-07 | 2021-10-30 | HANWHA | Q.PEAK DUO BLK-G5 320 | Solar Panels |  | 0.32 | 8 | 43 | 5 |  | Fixed | Roof
NJSTRE1545370050 |  | Transition Incentive Program | Hewitt | 7421 | 6 | 13.94 | Residential | No | Behind the Meter | Net-metered residential rooftop and canopy |  | RECO2 | Vision Solar LLC | Orange Rockland Electric | Accepted | 2020-07-30 | 2020-08-07 | 2021-10-30 | HANWHA Q-CELLS | Q.PEAK DUO-G6 340 | Solar Panels |  | 0.34 | 20 | 314 | 22 |  | Fixed | Roof
NJSTRE1545372607 |  | Transition Incentive Program | Mahwah | 7430 | 7 | 2.76 | Residential | No | Behind the Meter | Net-metered residential rooftop and canopy |  | None | Sunrun Installation Services, Inc. | Orange Rockland Electric | Accepted | 2020-07-30 | 2020-08-07 | 2021-10-30 | LG Electronics | LG345N1C-V5 | Solar Panels |  | 0.345 | 8 | 182 | 40 |  | Fixed | Roof
NJSTRE1545372602 |  | Transition Incentive Program | Linden | 7036 | 10 | 8.04 | Residential | Yes | Behind the Meter | Net-metered residential rooftop and canopy |  | None | Pro Custom Solar dba Momentum Solar | PSE&G | Accepted | 2020-07-30 | 2020-08-07 | 2021-10-30 | HANWHA | Q.PEAK DUO BLK G6+ 335 | Solar Panels |  | 0.335 | 4 | 128 | 18 |  | Fixed | Roof
NJSTRE1545372654 |  | Transition Incentive Program | Beverly City | 8010 | 13 | 11.7 | Residential | Yes | Behind the Meter | Net-metered residential rooftop and canopy |  | None | SunnyMac LLC | PSE&G | Accepted | 2020-07-30 | 2020-08-07 | 2021-10-30 | REC | REC 325 N-PEAK Blk Mono | Solar Panels |  | 0.325 | 4 | 268 | 34 |  | Fixed | Roof
NJSTRE1545372709 |  | Transition Incentive Program | TRENTON | 8609 | 12 | 14.28 | Residential | Yes | Behind the Meter | Net-metered residential rooftop and canopy |  | None | Trinity Solar | PSE&G | Accepted | 2020-07-30 | 2020-08-07 | 2021-10-30 | HANWHA | Q.PEAK DUO BLK-G6 340 | Solar Panels |  | 0.34 | 7 | 339 | 30 |  | Fixed | Roof
NJSTRE1545375402 |  | Transition Incentive Program | Franklin Township | 8873 | 5 | 15.08 | Residential | No | Behind the Meter | Net-metered residential rooftop and canopy |  | None | Ad Energy | PSE&G | Accepted | 2020-07-30 | 2020-08-07 | 2021-10-30 | SunPower | SPR-X21-335-BLK-E-AC | Solar Panels |  | 0.335 | 2 | 218 | 32 |  | Fixed | Roof
NJSTRE1545377979 |  | Transition Incentive Program | TEANECK TWP | 7666 | 7 | 9.61 | Residential | No | Behind the Meter | Net-metered residential rooftop and canopy |  | None | Sunrun Installation Services, Inc. | PSE&G | Accepted | 2020-07-30 | 2020-08-07 | 2021-10-30 | LONGi Green Energy Technology Co Ltd | LR6-60HPB-310M | Solar Panels |  | 0.31 | 6 | 197 | 27 |  | Fixed | Roof
NJSTRE1545349401 |  | Transition Incentive Program | Egg Harbor Township | 8234 | 19 | 8.5 | Residential | Yes | Behind the Meter | Net-metered residential rooftop and canopy |  | None | Trinity Solar | AC Electric | Accepted | 2020-07-27 | 2020-07-30 | 2021-07-30 | Hanwha | Q.PEAK DUO BLK-G6 340 | Solar Panels |  | 0.34 | 8 | 296 | 14 |  | Fixed | Roof
NJSTRE1545349457 | NJSRRE1544630792 | Transition Incentive Program | Oakland | 7436 | 7 | 5.1 | Residential | Yes | Behind the Meter | Net-metered residential rooftop and canopy |  | None | Trinity Solar | Orange Rockland Electric | Final As-Built Received | 2020-03-12 | 2020-03-17 | 2021-10-30 | Hanwha 340 | Q.PEAK DUO BLK-G6 340 | Solar Panels |  | 0.34 | 8 | 232 | 18 |  | Fixed | Roof
NJSTRE1545349451 |  | Transition Incentive Program | Morganville | 7751 | 17 | 15.12 | Residential | No | Behind the Meter | Net-metered residential rooftop and canopy |  | None | Tesla Energy Operations Inc. | JCP&L | Final As-Built Received | 2020-07-27 | 2020-07-30 | 2021-10-30 | Hanwha Q CELLS | Q.PEAK DUO BLK-G5/SC315 | Solar Panels |  | 0.315 | 9 | 123 | 30 |  | Fixed | Roof
NJSTRE1545349479 | NJSRRE1544860717 | Transition Incentive Program | TURNERSVILLE | 8012 | 14 | 147.48 | Non Profit | Yes | Behind the meter | Net-metered non-residential rooftop and canopy |  | None | SEA BRIGHT SOLAR, LLC | AC Electric | Accepted | 2020-04-19 | 2020-04-24 | 2021-10-30 | SUNPOWER | SPR-327-COM | Solar Panels |  | 0.327 | 100 | 130 | 27 |  | Fixed | Roof | SE
NJSTRE1545349486 | NJSRRE1544860715 | Transition Incentive Program | HILLSBOROUGH | 8844 | 5 | 9.72 | Residential | No | Behind the meter | Net-metered residential rooftop and canopy |  | None | SEA BRIGHT SOLAR, LLC | PSE&G | Final As-Built Received | 2020-04-19 | 2020-04-24 | 2021-10-30 | SUNPOWER | SPR-X21-335-BLK-AC | Solar Panels |  | 0.335 | 7 | 226 | 18 |  | Fixed | Roof | SW
NJSTRE1545349502 |  | Transition Incentive Program | Mays Landing | 8330 | 19 | 12.92 | Residential | No | Behind the Meter | Net-metered residential rooftop and canopy |  | None | Castle Energy, LLC | AC Electric | Accepted | 2020-07-27 | 2020-07-30 | 2021-07-30 | Hanwha Q-Cells | Q.Peak DUO BLK-G6 340 | Solar Panels |  | 0.34 | 13 | 163 | 20 |  | Fixed | Roof
NJSTRE1545349453 |  | Transition Incentive Program | Jackson | 8527 | 18 | 25.84 | Residential | No | Behind the Meter | Net-metered residential rooftop and canopy |  | None | NJ Solar Power, LLC | JCP&L | Accepted | 2020-07-27 | 2020-07-30 | 2021-07-30 | panasonic | vbhn340sa17 | Solar Panels |  | 0.34 | 13 | 35 | 30 |  | Fixed | Roof
NJSTRE1545349824 |  | Transition Incentive Program | Paulsboro | 8066 | 15 | 9.1 | Residential | Yes | Behind the Meter | Net-metered residential rooftop and canopy |  | None | Pro Custom Solar dba Momentum Solar | AC Electric | Accepted | 2020-07-27 | 2020-07-30 | 2021-07-30 | LG ELECTRONICS | LG 350N1C-V5 | Solar Panels |  | 0.35 | 10 | 250 | 39 |  | Fixed | Roof
NJSTRE1545349701 |  | Transition Incentive Program | Little Falls Twp | 7424 | 6 | 14.08 | Residential | Yes | Behind the Meter | Net-metered residential rooftop and canopy |  | None | Bright Planet Solar | PSE&G | Accepted | 2020-07-27 | 2020-07-30 | 2021-07-30 | HANWHA Q-CELLS | Q.PEAK-G5 DUO BLK 320W | Solar Panels |  | 0.32 | 19 | 303 | 22 |  | Fixed | Roof
NJSTRE1545349849 |  | Transition Incentive Program | Lavallette | 8735 | 18 | 3.78 | Residential | No | Behind the Meter | Net-metered residential rooftop and canopy |  | None | Tesla Energy Operations Inc. | Borough of Lavallette | Accepted | 2020-07-27 | 2020-07-30 | 2021-07-30 | Hanwha | Q.PEAK DUO BLK-G5/SC315 | Solar Panels |  | 0.315 | 2 | 277 | 27 |  | Fixed | Roof
NJSTRE1545388141 | NJSRRE1544884773 | Transition Incentive Program | East Brunswick | 8816 | 11 | 9.38 | Residential | Yes | Behind the Meter | Behind the Meter |  | None | Pro Custom Solar dba Momentum Solar | PSE&G | Eligible for TI Program | 2020-04-22 | 2020-04-28 | 2021-10-30 | Enphase Energy | IQ7-60-2-US | Inverters | 240 |  | 28 |  |  | 0.97 |  | Outdoor | Roof
NJSTRE1545388149 | NJSRRE1544773610 | Transition Incentive Program | Elizabeth City | 7208 | 10 | 7.44 | Residential | No | Behind the Meter | Net-metered residential rooftop and canopy |  | None | Palmetto Solar LLC | PSE&G | Accepted | 2020-03-30 | 2020-04-09 | 2021-10-30 | SolarEdge | SE6000H-US | Inverters | 6000 |  | 1 |  |  | 0.9 |  | Outside | side of the house
NJSTRE1545377988 |  | Transition Incentive Program | OAKLAND | 7436 | 7 | 7.26 | Residential | No | Behind the Meter | Net-metered residential rooftop and canopy |  | None | Sunrun Installation Services, Inc. | Orange Rockland Electric | Accepted | 2020-07-30 | 2020-08-07 | 2021-10-30 | LG Electronics | LG330N1C-A5 | Solar Panels |  | 0.33 | 22 | 217 | 23 |  | Fixed | Roof
NJSTRE1545378385 |  | Transition Incentive Program | Monroe | 8831 | 11 | 14.28 | Residential | No | Behind the Meter | Net-metered residential rooftop and canopy |  | JCPL | Maier Solar Engineering dba Solar Me | JCP&L | Accepted | 2020-07-31 | 2020-08-07 | 2021-10-30 | Hanwha | Q.PEAK G6+ DUO 340W | Solar Panels |  | 0.34 | 6 | 105 | 45 |  | Fixed | Roof
NJSTRE1545378472 |  | Transition Incentive Program | Mayslanding | 8330 | 19 | 7.82 | Residential | Yes | Behind the Meter | Net-metered residential rooftop and canopy |  | ACE | Vision Solar LLC | AC Electric | Accepted | 2020-07-31 | 2020-08-17 | 2021-10-30 | HANWHA Q-CELLS | Q.PEAK DUO-G6 340 | Solar Panels |  | 0.34 | 6 | 354 | 20 |  | Fixed | Roof
NJSTRE1545378520 |  | Transition Incentive Program | BURLINGTON | 8016 | 13 | 9.43 | Residential | Yes | Behind the Meter | Net-metered residential rooftop and canopy |  | None | Vivint Solar Developer, LLC | PSE&G | Accepted | 2020-08-03 | 2020-08-14 | 2021-10-30 | JINKO SOLAR | JKM325M-60HBL | Solar Panels |  | 0.325 | 6 | 173 | 22 |  | Fixed | Roof
NJSTRE1545380867 |  | Transition Incentive Program | CARLSTADT | 7072 | 7 | 2.72 | Residential | Yes | Behind the Meter | Net-metered residential rooftop and canopy |  | None | Trinity Solar | PSE&G | Accepted | 2020-07-31 | 2020-08-07 | 2021-10-30 | HANWHA | Q.PEAK DUO BLK-G6 340 | Solar Panels |  | 0.34 | 8 | 218 | 18 |  | Fixed | Roof
NJSTRE1545381670 |  | Transition Incentive Program | Woodbridge | 8863 | 11 | 10.88 | Residential | No | Behind the Meter | Net-metered residential rooftop and canopy |  | None | Tesla Energy Operations Inc. | PSE&G | Accepted | 2020-07-31 | 2020-08-07 | 2021-10-30 | Hanwha Q-CELLS | Q.Peak DUO BLK-G6+ 340 | Solar Panels |  | 0.34 | 4 | 349 | 23 |  | Fixed | Roof
NJSTRE1545381849 |  | Transition Incentive Program | Franklinville | 8322 | 15 | 13.73 | Residential | Yes | Behind the Meter | Net-metered residential rooftop and canopy |  | None | Sunrun Installation Services, Inc. | AC Electric | Accepted | 2020-07-31 | 2020-08-07 | 2021-10-30 | LONGi Green Energy Technology Co Ltd | LR6-60HPB-305M | Solar Panels |  | 0.305 | 11 | 153 | 36 |  | Fixed | Roof
NJSTRE1545381856 |  | Transition Incentive Program | Chesterfield | 8515 | 13 | 9.52 | Residential | No | Behind the Meter | Net-metered residential rooftop and canopy |  | None | Tesla Energy Operations Inc. | PSE&G | Accepted | 2020-07-31 | 2020-08-07 | 2021-10-30 | Hanwha Q-CELLS | Q.Peak DUO BLK-G6+ 340 | Solar Panels |  | 0.34 | 24 | 180 | 37 |  | Fixed | Roof
NJSTRE1545381858 |  | Transition Incentive Program | LIVINGSTON TWP | 7039 | 9 | 4.76 | Residential | No | Behind the Meter | Net-metered residential rooftop and canopy |  | None | Tesla Energy Operations Inc | PSE&G | Accepted | 2020-07-31 | 2020-08-07 | 2021-10-30 | Hanwha Q-CELLS | Q.Peak DUO BLK-G6+ 340 | Solar Panels |  | 0.34 | 4 | 95 | 30 |  | Fixed | Roof
NJSTRE1545381868 |  | Transition Incentive Program | Maplewood | 7040 | 9 | 5.6 | Residential | No | Behind the Meter | Net-metered residential rooftop and canopy |  | None | Green power energy | PSE&G | Accepted | 2020-07-31 | 2020-08-07 | 2021-10-30 | Axitec | AC-400MH/144S | Solar Panels |  | 0.4 | 14 | 110 | 27 |  | Fixed | Roof
NJSTRE1545381884 |  | Transition Incentive Program | Salem | 8079 | 16 | 9.6 | Residential | Yes | Behind the Meter | Net-metered residential rooftop and canopy |  | None | RCL Enterprises Inc. | AC Electric | Accepted | 2020-07-31 | 2020-08-07 | 2021-10-30 | Trina Solar | TSM-320DD06M | Solar Panels |  | 0.32 | 8 | 75 | 26 |  | Fixed | Roof
NJSTRE1545381963 | NJSRRE1539962933 | Transition Incentive Program | Holland | 8848 | 4 | 23.8 | Residential | No | Behind the Meter | Net-metered residential ground mount |  | None | Green Power Energy | JCP&L | Final As-Built Received |  | 2018-12-18 | 2021-10-30 | Silfab | SLG350M | Solar Panels |  | 0.35 | 68 | 180 | 35 |  | Fixed | Ground
NJSTRE1545381975 | NJSRRE1540292768 | Transition Incentive Program | Sicklerville | 8081 | 14 | 115.5 | Commercial | Yes | Behind the Meter | Net-metered non-residential rooftop and canopy |  | None | SolareAmerica | AC Electric | Accepted |  | 2019-02-06 | 2021-10-30 | CSUN | CSUN385 | Solar Panels |  | 0.385 | 300 | 216 | 10 |  | Fixed | Roof
NJSTRE1545388156 | NJSRRE1544775242 | Transition Incentive Program | Union | 7088 | 10 | 7.04 | Residential | No | Behind the Meter | Net-metered residential rooftop and canopy |  | None | Whitman Construction, LLC | PSE&G | Final As-Built Received | 2020-03-31 | 2020-04-09 | 2021-10-30 | Enphase Energy | IQ7-60-2-US | Inverters | 0.24 |  | 22 |  |  | 0.976 |  | Outside | Roof top
NJSTRE1545388161 | NJSRRE1544768588 | Transition Incentive Program | Clayton | 8312 | 15 | 5.78 | Residential | Yes | Behind the Meter | Behind the Meter |  | None | Trinity Solar | AC Electric | Eligible for TI Program | 2020-03-27 | 2020-04-01 | 2021-10-30 | Solar Edge | SE5000H-US | Inverters | 5000 |  | 1 |  |  | 0.97 |  | Outside | side of home
NJSTRE1545388170 | NJSRRE1544838562 | Transition Incentive Program | Vineland | 8361 | 20 | 11.22 | Residential | Yes | Behind the Meter | Behind the Meter |  | None | Trinity Solar | Vineland Muni Electric | Eligible for TI Program | 2020-04-14 | 2020-04-21 | 2021-10-30 | SOLAR EDGE | SE10000H-US | Inverters | 10000 |  | 1 |  |  | 0.97 |  | Outside | SIDE OF HOME
NJSTRE1545388172 | NJSRRE1544837977 | Transition Incentive Program | Little Falls | 7424 | 6 | 5.7 | Residential | Yes | Behind the Meter | Net-metered residential rooftop and canopy |  | None | Trinity Solar | PSE&G | Final As-Built Received |  | 2020-04-21 | 2021-10-30 | SOLAR EDGE | SE5000H-US | Inverters | 5000 |  | 1 |  |  | 0.97 |  | Outside | SIDE OF HOME
NJSTRE1545388179 | NJSRRE1544566635 | Transition Incentive Program | Kenilworth | 7033 | 10 | 45.2 | Commercial | No | Behind the Meter | Net-metered non-residential rooftop and canopy |  | None | Spectacular Solar | PSE&G | Final As-Built Received | 2020-03-17 | 2020-03-18 | 2021-10-30 | Solar Edge | SE14KUS | Inverters | 14000 |  | 2 |  |  | 0.975 |  | Outside | Next to meter
NJSTRE1545388195 | NJSRRE1544819178 | Transition Incentive Program | Carteret | 7008 | 11 | 3.84 | Residential | Yes | Behind the Meter | Net-metered residential rooftop and canopy |  | None | Sunrun Installation Services, Inc. | PSE&G | Final As-Built Received |  | 2020-04-17 | 2021-10-30 | Enphase Energy | IQ7-60-x-US (240V) | Inverters | 240 |  | 12 |  |  | 0.96 |  | Outdoor | Rooftop
NJSTRE1545388198 | NJSRRE1544597137 | Transition Incentive Program | Toms River | 8755 | 18 | 9.92 | Residential | No | Behind the Meter | Net-metered residential rooftop and canopy |  | None | Powerlutions | JCP&L | Accepted |  | 2020-03-09 | 2021-10-30 | SolarEdge | SE7600H-US | Inverters | 7.6 |  | 1 |  |  | 0.99 |  | Outdoor | near meter
NJSTRE1545388206 | NJSRRE1544813170 | Transition Incentive Program | Teaneck | 7666 | 7 | 3.78 | Residential | Yes | Behind the Meter | Net-metered residential rooftop and canopy |  | None | Trinity Solar | PSE&G | Final As-Built Received |  | 2020-04-14 | 2021-10-30 | Solar Edge | SE3000H-US000BNC4 | Inverters | 3000 |  | 1 |  |  | 0.97 |  | Outdoor | side of home
NJSTRE1545388214 | NJSRRE1544768580 | Transition Incentive Program | MIDDLESEX | 8846 | 11 | 7.56 | Residential | Yes | Behind the Meter | Net-metered residential rooftop and canopy |  | None | Suntuity Solar LLC | PSE&G | Accepted | 2020-03-27 | 2020-04-01 | 2021-10-30 | Enphase Energy | IQ7-60-2-US | Inverters | 240 |  | 24 |  |  | 0.97 |  | Outdoor | Behind the PV Modules
NJSTRE1545388229 | NJSRRE1544868068 | Transition Incentive Program | Ringoes | 7726 | 17 | 5.28 | Residential | No | Behind the Meter | Behind the Meter |  | None | Panatec Corporation | JCP&L | Eligible for TI Program | 2020-04-21 | 2020-04-27 | 2021-10-30 | Enphase | iQ7X | Inverters | 330 |  | 16 |  |  | 0.975 |  | Outdoor | Outdoor
NJSTRE1545388238 | NJSRRE1544690208 | Transition Incentive Program | Freehold | 7728 | 17 | 9.24 | Commercial | No | Behind the Meter | Behind the Meter |  | None | ECS Energy, Ltd. | JCP&L | Eligible for TI Program | 2020-03-14 | 2020-03-18 | 2021-10-30 | APsystems | QS1 microinverters | Inverters | 1200 |  | 6 |  |  | 0.96 |  | Outdoor | at panel
NJSTRE1545388254 | NJSRRE1544766498 | Transition Incentive Program | Westfield Town | 7090 | 10 | 3.78 | Residential | Yes | Behind the Meter | Net-metered residential rooftop and canopy |  | None | Tesla Energy Operations Inc | PSE&G | Accepted | 2020-03-26 | 2020-03-31 | 2021-10-30 | Delta Electronics | M4-TL-US [240V] | Inverters | 3840 |  | 1 |  |  | 0.975 |  | Outdoor | outdoor
NJSTRE1545388256 | NJSRRE1544617463 | Transition Incentive Program | Manahawkin | 8050 | 18 | 12.06 | Residential | No | Behind the Meter | Net-metered residential rooftop and canopy |  | None | Seabright Solar | AC Electric | Final As-Built Received |  | 2020-03-11 | 2021-10-30 | Sunpower | SPR-X21-335 | Inverters | 0.32 |  | 36 |  |  | 0.99 |  | Outside | Roof
NJSTRE1545378398 |  | Transition Incentive Program | Willingboro | 8046 | 13 | 7.82 | Residential | Yes | Behind the Meter | Net-metered residential rooftop and canopy |  | None | Trinity Solar | PSE&G | Accepted | 2020-07-31 | 2020-08-07 | 2021-10-30 | Hanwha 340 | Q.PEAK DUO BLK-G6 340 | Solar Panels |  | 0.34 | 10 | 244 | 27 |  | Fixed | Roof
NJSTRE1545378411 |  | Transition Incentive Program | Carneys points | 8069 | 16 | 3.06 | Residential | Yes | Behind the Meter | Net-metered residential rooftop and canopy |  | ACE | Vision Solar LLC | AC Electric | Accepted | 2020-07-31 | 2020-08-07 | 2021-10-30 | HANWHA Q-CELLS | Q.PEAK DUO-G6 340 | Solar Panels |  | 0.34 | 4 | 173 | 31 |  | Fixed | Roof
NJSTRE1545378411 |  | Transition Incentive Program | Carneys points | 8069 | 16 | 3.06 | Residential | Yes | Behind the Meter | Net-metered residential rooftop and canopy |  | ACE | Vision Solar LLC | AC Electric | Accepted | 2020-07-31 | 2020-08-07 | 2021-10-30 | HANWHA Q-CELLS | Q.PEAK DUO-G6 340 | Solar Panels |  | 0.34 | 4 | 83 | 31 |  | Fixed | Roof
NJSTRE1545378423 |  | Transition Incentive Program | Eastampton | 8060 | 13 | 8.16 | Residential | Yes | Behind the Meter | Net-metered residential rooftop and canopy |  | None | Trinity Solar | PSE&G | Accepted | 2020-07-31 | 2020-08-07 | 2021-10-30 | Hanwha | Q.PEAK DUO BLK-G6 340 | Solar Panels |  | 0.34 | 20 | 198 | 30 |  | Fixed | Roof
NJSTRE1545378427 |  | Transition Incentive Program | Brick | 8724 | 18 | 5.44 | Residential | Yes | Behind the Meter | Net-metered residential rooftop and canopy |  | None | Trinity Solar | JCP&L | Final As-Built Received | 2020-07-31 | 2020-08-07 | 2021-10-30 | Hanwha | Q.PEAK DUO BLK-G6 340 | Solar Panels |  | 0.34 | 16 | 232 | 22 |  | Fixed | Roof
NJSTRE1545378432 |  | Transition Incentive Program | Palmyra | 8065 | 13 | 9.86 | Residential | No | Behind the Meter | Net-metered residential rooftop and canopy |  | PSEG | Vision Solar LLC | PSE&G | Accepted | 2020-07-31 | 2020-08-07 | 2021-10-30 | HANWHA Q-CELLS | Q.PEAK DUO-G6 340 | Solar Panels |  | 0.34 | 2 | 235 | 22 |  | Fixed | Roof
NJSTRE1545378460 |  | Transition Incentive Program | Egg Harbor Twp | 8234 | 19 | 12.8 | Residential | Yes | Behind the Meter | Net-metered residential rooftop and canopy |  | None | All Season Solar | AC Electric | Accepted | 2020-07-31 | 2020-08-07 | 2021-10-30 | Trina | TSMDD06M.05II | Solar Panels |  | 0.32 | 4 | 229 | 18 |  | Fixed | Roof
NJSTRE1545378460 |  | Transition Incentive Program | Egg Harbor Twp | 8234 | 19 | 12.8 | Residential | Yes | Behind the Meter | Net-metered residential rooftop and canopy |  | None | All Season Solar | AC Electric | Accepted | 2020-07-31 | 2020-08-07 | 2021-10-30 | Trina | TSMDD06M.05II | Solar Panels |  | 0.32 | 20 | 229 | 18 |  | Fixed | Roof
NJSTRE1545378493 |  | Transition Incentive Program | Closter | 7624 | 7 | 14.62 | Residential | No | Behind the Meter | Net-metered residential rooftop and canopy |  | RECO | Maier Solar Engineering dba Solar Me | Orange Rockland Electric | Accepted | 2020-07-31 | 2020-08-07 | 2021-10-30 | Hanwha | Q.PEAK DUO BLK-G6 340W | Solar Panels |  | 0.34 | 1 | 184 | 30 |  | Fixed | Roof
NJSTRE1545378493 |  | Transition Incentive Program | Closter | 7624 | 7 | 14.62 | Residential | No | Behind the Meter | Net-metered residential rooftop and canopy |  | RECO | Maier Solar Engineering dba Solar Me | Orange Rockland Electric | Accepted | 2020-07-31 | 2020-08-07 | 2021-10-30 | Hanwha | Q.PEAK DUO BLK-G6 340W | Solar Panels |  | 0.34 | 6 | 274 | 30 |  | Fixed | Roof
NJSTRE1545378515 |  | Transition Incentive Program | Pleasantville | 8232 | 19 | 5.78 | Residential | Yes | Behind the Meter | Net-metered residential rooftop and canopy |  | None | Trinity Solar | AC Electric | Accepted | 2020-07-31 | 2020-08-07 | 2021-10-30 | Hanwha | Q.PEAK DUO BLK-G6 340 | Solar Panels |  | 0.34 | 2 | 116 | 9 |  | Fixed | Roof
NJSTRE1545378521 |  | Transition Incentive Program | Fair Lawn | 7410 | 7 | 5.78 | Residential | No | Behind the Meter | Net-metered residential rooftop and canopy |  | PSEG | Vision Solar LLC | PSE&G | Accepted | 2020-07-31 | 2020-08-07 | 2021-10-30 | HANWHA Q-CELLS | Q.PEAK DUO-G6 340 | Solar Panels |  | 0.34 | 2 | 70 | 29 |  | Fixed | Roof
NJSTRE1545378521 |  | Transition Incentive Program | Fair Lawn | 7410 | 7 | 5.78 | Residential | No | Behind the Meter | Net-metered residential rooftop and canopy |  | PSEG | Vision Solar LLC | PSE&G | Accepted | 2020-07-31 | 2020-08-07 | 2021-10-30 | HANWHA Q-CELLS | Q.PEAK DUO-G6 340 | Solar Panels |  | 0.34 | 2 | 250 | 29 |  | Fixed | Roof
NJSTRE1545378694 |  | Transition Incentive Program | Robbinsivlle | 8691 | 12 | 11.38 | Residential | Yes | Behind the Meter | Net-metered residential rooftop and canopy |  | None | Ecological Systems LLC | PSE&G | Accepted | 2020-07-31 | 2020-08-07 | 2021-10-30 | Canadian Solar | 325 | Solar Panels |  | 0.325 | 35 | 180 | 20 |  | Fixed | Roof
NJSTRE1545380924 |  | Transition Incentive Program | Washington Township | 8012 | 14 | 8.32 | Residential | Yes | Behind the Meter | Net-metered residential rooftop and canopy |  | None | Trinity Solar | AC Electric | Accepted | 2020-07-31 | 2020-08-07 | 2021-10-30 | Hanwha | Q.PEAK DUO BLK-G5 320 | Solar Panels |  | 0.32 | 15 | 261 | 8 |  | Fixed | Roof
NJSTRE1545381670 |  | Transition Incentive Program | Woodbridge | 8863 | 11 | 10.88 | Residential | No | Behind the Meter | Net-metered residential rooftop and canopy |  | None | Tesla Energy Operations Inc. | PSE&G | Accepted | 2020-07-31 | 2020-08-07 | 2021-10-30 | Hanwha Q-CELLS | Q.Peak DUO BLK-G6+ 340 | Solar Panels |  | 0.34 | 16 | 169 | 23 |  | Fixed | Roof
NJSTRE1545381689 |  | Transition Incentive Program | Riverside | 8075 | 13 | 8.5 | Residential | Yes | Behind the Meter | Net-metered residential rooftop and canopy |  | RECO | Trinity Solar | PSE&G | Final As-Built Received | 2020-07-31 | 2020-08-07 | 2021-10-30 | Hanwha | Q.PEAK DUO BLK-G6 340 | Solar Panels |  | 0.34 | 15 | 301 | 17 |  | Fixed | Roof
NJSTRE1545381795 |  | Transition Incentive Program | Livingston | 7039 | 9 | 12.92 | Residential | No | Behind the Meter | Net-metered residential rooftop and canopy |  | None | Tesla Energy Operations Inc. | PSE&G | Accepted | 2020-07-31 | 2020-08-07 | 2021-10-30 | Hanwha Q-CELLS | Q.Peak DUO BLK-G6+ 340 | Solar Panels |  | 0.34 | 12 | 99 | 25 |  | Fixed | Roof
NJSTRE1545381849 |  | Transition Incentive Program | Franklinville | 8322 | 15 | 13.73 | Residential | Yes | Behind the Meter | Net-metered residential rooftop and canopy |  | None | Sunrun Installation Services, Inc. | AC Electric | Accepted | 2020-07-31 | 2020-08-07 | 2021-10-30 | LONGi Green Energy Technology Co Ltd | LR6-60HPB-305M | Solar Panels |  | 0.305 | 6 | 62 | 37 |  | Fixed | Roof
NJSTRE1545381858 |  | Transition Incentive Program | LIVINGSTON TWP | 7039 | 9 | 4.76 | Residential | No | Behind the Meter | Net-metered residential rooftop and canopy |  | None | Tesla Energy Operations Inc | PSE&G | Accepted | 2020-07-31 | 2020-08-07 | 2021-10-30 | Hanwha Q-CELLS | Q.Peak DUO BLK-G6+ 340 | Solar Panels |  | 0.34 | 4 | 95 | 23 |  | Fixed | Roof
NJSTRE1545381866 |  | Transition Incentive Program | Evesham Township | 8053 | 13 | 6.3 | Residential | No | Behind the Meter | Net-metered residential rooftop and canopy |  | None | Pro Custom Solar dba Momentum Solar | PSE&G | Accepted | 2020-07-31 | 2020-08-07 | 2021-10-30 | LG | LG 350N1C-V5 | Solar Panels |  | 0.35 | 12 | 241 | 30 |  | Fixed | Roof
NJSTRE1545381883 |  | Transition Incentive Program | Perth Amboy | 8861 | 11 | 7.35 | Residential | Yes | Behind the Meter | Net-metered residential rooftop and canopy |  | None | Pro Custom Solar dba Momentum Solar | PSE&G | Accepted | 2020-07-31 | 2020-08-07 | 2021-10-30 | LG Electronics | LG 350N1C-V5 | Solar Panels |  | 0.35 | 21 | 295 | 40 |  | Fixed | Roof
NJSTRE1545381929 |  | Transition Incentive Program | Secaucus | 7094 | 8 | 7.7 | Residential | Yes | Behind the Meter | Net-metered residential rooftop and canopy |  | None | Pro Custom Solar dba Momentum Solar | PSE&G | Accepted | 2020-07-31 | 2020-08-07 | 2021-10-30 | LG | LG 350N1C-V5 | Solar Panels |  | 0.35 | 11 | 128 | 18 |  | Fixed | Roof
NJSTRE1545381956 | NJSRRE1537884942 | Transition Incentive Program | Greenwich | 8323 | 20 | 15.08 | Residential | Yes | Behind the Meter | Behind the Meter |  | None | Code Green Solar, LLC | AC Electric | Eligible for TI Program | 2018-04-23 | 2018-04-26 | 2021-10-30 | Q-Cells | Q.PEAK BLK G4 290 | Solar Panels |  | 0.29 | 14 | 258 | 19 |  | Fixed | Roof
NJSTRE1545381956 | NJSRRE1537884942 | Transition Incentive Program | Greenwich | 8323 | 20 | 15.08 | Residential | Yes | Behind the Meter | Behind the Meter |  | None | Code Green Solar, LLC | AC Electric | Eligible for TI Program | 2018-04-23 | 2018-04-26 | 2021-10-30 | Q-Cells | Q.PEAK BLK G4 290 | Solar Panels |  | 0.29 | 22 | 258 | 19 |  | Fixed | Roof
NJSTRE1545381982 | NJSRRE1540292913 | Transition Incentive Program | Millville | 8332 | 20 | 115.5 | Commercial | Yes | Behind the Meter | Net-metered non-residential rooftop and canopy |  | None | SolareAmerica | AC Electric | Accepted |  | 2019-02-06 | 2021-10-30 | CSUN | CSUN385 | Solar Panels |  | 0.385 | 300 | 266 | 10 |  | Fixed | Roof
NJSTRE1545388278 | NJSRRE1544708506 | Transition Incentive Program | South Plainfield | 7080 | 11 | 10.54 | Residential | No | Behind the Meter | Behind the Meter |  | None | Trinity Solar | PSE&G | Eligible for TI Program | 2020-03-17 | 2020-03-20 | 2021-10-30 | SOLAR EDGE | SE10000H-US | Inverters | 10000 |  | 1 |  |  | 0.97 |  | Outside | SIDE OF HOME
NJSTRE1545388283 | NJSRRE1544770229 | Transition Incentive Program | Egg Harbor Township | 8234 | 19 | 6.82 | Residential | Yes | Behind the Meter | Net-metered residential rooftop and canopy |  | None | Bright Planet Solar | AC Electric | Accepted |  | 2020-04-01 | 2021-10-30 | SOLAR EDGE | SE6000H-USRGM | Inverters | 6000 |  | 1 |  |  | 0.98 |  | Outdoor | OUTSIDE
NJSTRE1545388301 | NJSRRE1544775183 | Transition Incentive Program | Union | 7083 | 10 | 6.08 | Residential | No | Behind the Meter | Net-metered residential rooftop and canopy |  | None | Whitman Construction, LLC | PSE&G | Accepted | 2020-03-31 | 2020-04-09 | 2021-10-30 | Enphase Energy | IQ7-60-2-US | Inverters | 0.24 |  | 19 |  |  | 0.976 |  | Outside | Roof Top
NJSTRE1545388310 | NJSRRE1544903629 | Transition Incentive Program | Carteret | 7008 | 11 | 3.45 | Residential | Yes | Behind the Meter | Net-metered residential rooftop and canopy |  | None | Sunrun Installation Services, Inc. | PSE&G | Accepted |  | 2020-04-30 | 2021-10-30 | Enphase Energy | IQ7PLUS-72-x-US (240V) | Inverters | 290 |  | 10 |  |  | 0.96 |  | Outdoor | Rooftop
NJSTRE1545388317 | NJSRRE1544773312 | Transition Incentive Program | Linden | 7036 | 10 | 9.05 | Residential | Yes | Behind the Meter | Net-metered residential rooftop and canopy |  | None | Pro Custom Solar dba Momentum Solar | PSE&G | Final As-Built Received | 2020-03-30 | 2020-04-02 | 2021-10-30 | Enphase Energy | IQ7-60-2-US | Inverters | 250 |  | 27 |  |  | 0.97 |  | Outdoor | roof
NJSTRE1545388324 | NJSRRE1544582297 | Transition Incentive Program | Pleasantville | 8232 | 19 | 4.96 | Residential | Yes | Behind the Meter | Behind the Meter |  | None | Sunrun Installation Services, Inc. | AC Electric | Eligible for TI Program | 2020-03-03 | 2020-03-06 | 2021-10-30 | Enphase Energy | IQ7-60-x-US (240V) | Inverters | 240 |  | 16 |  |  | 0.96 |  | Outdoor | Rooftop
NJSTRE1545388363 | NJSRRE1544796554 | Transition Incentive Program | Hopatcong | 7843 | 1 | 14.57 | Residential | Yes | Behind the Meter | Behind the Meter |  | None | Sunrun Installation Services, Inc. | JCP&L | Eligible for TI Program | 2020-04-03 | 2020-04-09 | 2021-10-30 | Enphase Energy | IQ7-60-x-US (240V) | Inverters | 240 |  | 47 |  |  | 0.96 |  | Outdoor | Rooftop
NJSTRE1545388372 | NJSRRE1544796089 | Transition Incentive Program | hackettstown | 7840 | 2 | 2.01 | Residential | Yes | Behind the Meter | Net-metered residential rooftop and canopy |  | None | Vision Solar LLC | JCP&L | Accepted | 2020-04-03 | 2020-04-09 | 2021-10-30 | enphase | iq7-60-2-us | Inverters | 0.25 |  | 6 |  |  | 0.96 |  | Other | behind panels
NJSTRE1545388381 | NJSRRE1544892812 | Transition Incentive Program | Swedesboro | 8085 | 15 | 6.82 | Residential | Yes | Behind the Meter | Net-metered residential rooftop and canopy |  | None | Sunrun Installation Services, Inc. | AC Electric | Final As-Built Received |  | 2020-04-29 | 2021-10-30 | Enphase Energy | IQ7-60-x-US (240V) | Inverters | 240 |  | 22 |  |  | 0.96 |  | Outdoor | Rooftop
NJSTRE1545388398 | NJSRRE1544892891 | Transition Incentive Program | Newfoundland | 7435 | 6 | 11.29 | Residential | Yes | Behind the Meter | Behind the Meter |  | None | Sunrun Installation Services, Inc. | JCP&L | Eligible for TI Program | 2020-04-24 | 2020-04-29 | 2021-10-30 | Enphase Energy | IQ7-60-x-US (240V) | Inverters | 240 |  | 37 |  |  | 0.96 |  | Outdoor | Rooftop
NJSTRE1545388411 | NJSRRE1544705281 | Transition Incentive Program | Clifton | 7013 | 6 | 2.52 | Residential | No | Behind the Meter | Behind the Meter |  | None | Trinity Solar | PSE&G | Eligible for TI Program | 2020-03-17 | 2020-03-19 | 2021-10-30 | SOLAR EDGE | SE3000H-US | Inverters | 3000 |  | 1 |  |  | 0.97 |  | Outside | SIDE OF HOME
NJSTRE1545388427 | NJSRRE1544903179 | Transition Incentive Program | Sewell | 8080 | 15 | 9.18 | Residential | No | Behind the Meter | Net-metered residential rooftop and canopy |  | None | NJ Solar Power, LLC | PSE&G | Accepted | 2020-04-26 | 2020-04-30 | 2021-10-30 | SolarEdge | SE7600H-US | Inverters | 7600 |  | 1 |  |  | 0.99 |  | Indoor | Basement
NJSTRE1545375385 |  | Transition Incentive Program | BURLINGTON | 8016 | 13 | 6.5 | Residential | Yes | Behind the Meter | Net-metered residential rooftop and canopy |  | None | Vivint Solar Developer, LLC | PSE&G | Accepted | 2020-08-03 | 2020-08-07 | 2021-10-30 | JINKO SOLAR | JKM325M-60HBL | Solar Panels |  | 0.325 | 8 | 96 | 16 |  | Fixed | Roof
NJSTRE1545377974 |  | Transition Incentive Program | WEST ORANGE | 7052 | 9 | 8.32 | Residential | Yes | Behind the Meter | Net-metered residential rooftop and canopy |  | None | Vivint Solar Developer, LLC | PSE&G | Accepted | 2020-07-31 | 2020-08-07 | 2021-10-30 | Jinko Solar | JKM320M-60HBL | Solar Panels |  | 0.32 | 5 | 121 | 16 |  | Fixed | Roof
NJSTRE1545377979 |  | Transition Incentive Program | TEANECK TWP | 7666 | 7 | 9.61 | Residential | No | Behind the Meter | Net-metered residential rooftop and canopy |  | None | Sunrun Installation Services, Inc. | PSE&G | Accepted | 2020-07-30 | 2020-08-07 | 2021-10-30 | LONGi Green Energy Technology Co Ltd | LR6-60HPB-310M | Solar Panels |  | 0.31 | 5 | 17 | 27 |  | Fixed | Roof
NJSTRE1545377994 |  | Transition Incentive Program | Cream Ridge | 8514 | 17 | 0.31 | Residential | Yes | Behind the Meter | Net-metered residential rooftop and canopy |  | None | Bright Planet Solar | JCP&L | Accepted | 2020-07-30 | 2020-08-07 | 2021-10-30 | LONGI | LR6-60HPB-310M | Solar Panels |  | 0.31 | 1 | 116 | 22 |  | Fixed | Roof
NJSTRE1545378347 |  | Transition Incentive Program | Evesham Township | 8053 | 13 | 7.25 | Residential | Yes | Behind the Meter | Net-metered residential rooftop and canopy |  | None | Suntuity Solar LLC | PSE&G | Accepted | 2020-07-31 | 2020-08-07 | 2021-10-30 | Longi | LR6-60HPB-315M | Solar Panels |  | 0.315 | 12 | 152 | 31 |  | Fixed | Roof
NJSTRE1545378375 |  | Transition Incentive Program | Paterson | 7524 | 6 | 13.2 | Residential | No | Behind the Meter | Net-metered residential rooftop and canopy |  | None | US Clean Energy Construction Inc. | PSE&G | Accepted | 2020-07-31 | 2020-08-07 | 2021-10-30 | Qcells | Qcells 400W | Solar Panels |  | 0.4 | 9 | 184 | 30 |  | Fixed | Roof
NJSTRE1545378398 |  | Transition Incentive Program | Willingboro | 8046 | 13 | 7.82 | Residential | Yes | Behind the Meter | Net-metered residential rooftop and canopy |  | None | Trinity Solar | PSE&G | Accepted | 2020-07-31 | 2020-08-07 | 2021-10-30 | Hanwha 340 | Q.PEAK DUO BLK-G6 340 | Solar Panels |  | 0.34 | 13 | 154 | 18 |  | Fixed | Roof
NJSTRE1545378419 |  | Transition Incentive Program | Marlton | 8053 | 13 | 6.12 | Residential | Yes | Behind the Meter | Net-metered residential rooftop and canopy |  | None | Trinity Solar | AC Electric | Accepted | 2020-07-31 | 2020-08-07 | 2021-10-30 | Hanwha | Q.PEAK DUO BLK-G6 340 | Solar Panels |  | 0.34 | 12 | 289 | 23 |  | Fixed | Roof
NJSTRE1545378464 |  | Transition Incentive Program | Sea Isle City | 8243 | 21 | 4.42 | Residential | Yes | Behind the Meter | Net-metered residential rooftop and canopy |  | None | Trinity Solar | AC Electric | Accepted | 2020-07-31 | 2020-08-07 | 2021-10-30 | Hanwha | Q.PEAK DUO BLK-G6 340 | Solar Panels |  | 0.34 | 4 | 122 | 27 |  | Fixed | Roof
NJSTRE1545378493 |  | Transition Incentive Program | Closter | 7624 | 7 | 14.62 | Residential | No | Behind the Meter | Net-metered residential rooftop and canopy |  | RECO | Maier Solar Engineering dba Solar Me | Orange Rockland Electric | Accepted | 2020-07-31 | 2020-08-07 | 2021-10-30 | Hanwha | Q.PEAK DUO BLK-G6 340W | Solar Panels |  | 0.34 | 18 | 85 | 30 |  | Fixed | Roof
NJSTRE1545378493 |  | Transition Incentive Program | Closter | 7624 | 7 | 14.62 | Residential | No | Behind the Meter | Net-metered residential rooftop and canopy |  | RECO | Maier Solar Engineering dba Solar Me | Orange Rockland Electric | Accepted | 2020-07-31 | 2020-08-07 | 2021-10-30 | Hanwha | Q.PEAK DUO BLK-G6 340W | Solar Panels |  | 0.34 | 6 | 94 | 30 |  | Fixed | Roof
NJSTRE1545378508 |  | Transition Incentive Program | Newark | 7112 | 9 | 4.88 | Residential | Yes | Behind the Meter | Net-metered residential rooftop and canopy |  | None | Sunrun Installation Services, Inc. | PSE&G | Accepted | 2020-08-18 | 2020-08-31 | 2021-10-30 | LONGi Green Energy Technology Co Ltd | LR6-60HPB-305M | Solar Panels |  | 0.305 | 16 | 124 | 27 |  | Fixed | Roof
NJSTRE1545378522 |  | Transition Incentive Program | Jersey City | 7307 | 8 | 7.92 | Residential | No | Behind the Meter | Net-metered residential rooftop and canopy |  | None | UnitedSolar LLC | PSE&G | Accepted | 2020-07-31 | 2020-08-07 | 2021-10-30 | ap systems | lg electronics | Solar Panels |  | 0.33 | 24 | 220 | 1 |  | Fixed | Roof
NJSTRE1545370101 |  | Transition Incentive Program | Northfield | 8225 | 19 | 12.8 | Commercial | Yes | Behind the Meter | Net-metered non-residential rooftop and canopy |  | None | All Season Solar | AC Electric | Accepted | 2020-07-30 | 2020-08-07 | 2021-10-30 | Trina | TSMDD06M.05II | Solar Panels |  | 0.32 | 40 | 174 | 1 |  | Fixed | Roof
NJSTRE1545370102 |  | Transition Incentive Program | Toms River | 8757 | 18 | 7.82 | Residential | Yes | Behind the Meter | Net-metered residential rooftop and canopy |  | None | Trinity Solar | JCP&L | Accepted | 2020-07-30 | 2020-08-07 | 2021-10-30 | Hanwha | Q.PEAK DUO BLK-G6 340 | Solar Panels |  | 0.34 | 12 | 110 | 23 |  | Fixed | Roof
NJSTRE1545370094 |  | Transition Incentive Program | Trenton | 8610 | 12 | 4.42 | Residential | Yes | Behind the Meter | Net-metered residential rooftop and canopy |  | None | Trinity Solar | PSE&G | Accepted | 2020-07-30 | 2020-08-07 | 2021-10-30 | Hanwha 340 | Q.PEAK DUO BLK-G6 340 | Solar Panels |  | 0.34 | 9 | 239 | 27 |  | Fixed | Roof
NJSTRE1545370144 |  | Transition Incentive Program | East Orange | 7017 | 9 | 4.34 | Residential | No | Behind the Meter | Net-metered residential rooftop and canopy |  | None | United Solar LLC | PSE&G | Accepted | 2020-07-30 | 2020-08-07 | 2021-10-30 | Axitec | AC-310M/156-60S | Solar Panels |  | 0.31 | 14 | 110 | 45 |  | Fixed | Roof
NJSTRE1545372655 |  | Transition Incentive Program | Union | 7083 | 10 | 7.7 | Residential | Yes | Behind the Meter | Net-metered residential rooftop and canopy |  | None | Pro Custom Solar dba Momentum Solar | PSE&G | Accepted | 2020-07-30 | 2020-08-07 | 2021-10-30 | LG | LG 350N1C-V5 | Solar Panels |  | 0.35 | 6 | 217 | 27 |  | Fixed | Roof
NJSTRE1545372709 |  | Transition Incentive Program | TRENTON | 8609 | 12 | 14.28 | Residential | Yes | Behind the Meter | Net-metered residential rooftop and canopy |  | None | Trinity Solar | PSE&G | Accepted | 2020-07-30 | 2020-08-07 | 2021-10-30 | HANWHA | Q.PEAK DUO BLK-G6 340 | Solar Panels |  | 0.34 | 14 | 249 | 30 |  | Fixed | Roof
NJSTRE1545372710 |  | Transition Incentive Program | Hillsborough | 8844 | 5 | 12.16 | Residential | No | Behind the Meter | Net-metered residential rooftop and canopy |  | None | Greentech Solar USA LLC | PSE&G | Accepted | 2020-07-30 | 2020-08-07 | 2021-10-30 | Canadian Solar | CS3K 320M | Solar Panels |  | 0.32 | 11 | 250 | 33 |  | Fixed | Roof
NJSTRE1545373768 |  | Transition Incentive Program | KIRKWOOD | 8043 | 14 | 6.41 | Residential | Yes | Behind the Meter | Net-metered residential rooftop and canopy |  | None | Sunrun Installation Services, Inc. | AC Electric | Accepted | 2020-07-30 | 2020-08-07 | 2021-10-30 | LONGi Green Energy Technology Co Ltd | LR6-60HPB-305M | Solar Panels |  | 0.305 | 6 | 311 | 13 |  | Fixed | Roof
NJSTRE1545375404 |  | Transition Incentive Program | Branchburg | 8853 | 5 | 10.35 | Residential | No | Behind the Meter | Net-metered residential rooftop and canopy |  | None | Sunrun Installation Services, Inc. | JCP&L | Accepted | 2020-07-30 | 2020-08-07 | 2021-10-30 | LG Electronics | LG345N1C-V5 | Solar Panels |  | 0.345 | 30 | 213 | 32 |  | Fixed | Roof
NJSTRE1545378375 |  | Transition Incentive Program | Paterson | 7524 | 6 | 13.2 | Residential | No | Behind the Meter | Net-metered residential rooftop and canopy |  | None | US Clean Energy Construction Inc. | PSE&G | Accepted | 2020-07-31 | 2020-08-07 | 2021-10-30 | Qcells | Qcells 340 | Solar Panels |  | 0.6 | 8 | 4 | 30 |  | Fixed | Roof
NJSTRE1545378432 |  | Transition Incentive Program | Palmyra | 8065 | 13 | 9.86 | Residential | No | Behind the Meter | Net-metered residential rooftop and canopy |  | PSEG | Vision Solar LLC | PSE&G | Accepted | 2020-07-31 | 2020-08-07 | 2021-10-30 | HANWHA Q-CELLS | Q.PEAK DUO-G6 340 | Solar Panels |  | 0.34 | 2 | 55 | 55 |  | Fixed | Roof
NJSTRE1545378436 |  | Transition Incentive Program | Pennington | 8534 | 12 | 8.54 | Residential | Yes | Behind the Meter | Net-metered residential rooftop and canopy |  | RECO | Sunrun Installation Services, Inc. | PSE&G | Accepted | 2020-07-31 | 2020-08-07 | 2021-10-30 | LONGi Green Energy Technology Co Ltd | LR6-60HPB-305M | Solar Panels |  | 0.305 | 25 | 37 | 111 |  | Fixed | Roof
NJSTRE1545381767 |  | Transition Incentive Program | Elizabeth | 7206 | 10 | 6.4 | Residential | No | Behind the Meter | Net-metered residential rooftop and canopy |  | None | New Jersey Suntech | PSE&G | Accepted | 2020-07-31 | 2020-08-07 | 2021-10-30 | Jinko | JKM320M | Solar Panels |  | 0.32 | 6 | 232 | 10 |  | Fixed | Roof
NJSTRE1545381799 |  | Transition Incentive Program | Jefferson | 7438 | 6 | 12.24 | Residential | No | Behind the Meter | Net-metered residential rooftop and canopy |  | None | Green Power energy | JCP&L | Accepted | 2020-07-31 | 2020-08-07 | 2021-10-30 | LG Electronics | LG360Q1K-V5 | Solar Panels |  | 0.36 | 12 | 215 | 32 |  | Fixed | Roof
NJSTRE1545381799 |  | Transition Incentive Program | Jefferson | 7438 | 6 | 12.24 | Residential | No | Behind the Meter | Net-metered residential rooftop and canopy |  | None | Green Power energy | JCP&L | Accepted | 2020-07-31 | 2020-08-07 | 2021-10-30 | LG Electronics | LG360Q1K-V5 | Solar Panels |  | 0.36 | 8 | 215 | 32 |  | Fixed | Roof
NJSTRE1545381837 |  | Transition Incentive Program | Salem | 8079 | 16 | 11.9 | Residential | Yes | Behind the Meter | Net-metered residential rooftop and canopy |  | ACE2 | Vision Solar LLC | AC Electric | Accepted | 2020-07-31 | 2020-08-07 | 2021-10-30 | HANWHA Q-CELLS | Q.PEAK DUO-G6 340 | Solar Panels |  | 0.34 | 11 | 318 | 27 |  | Fixed | Roof
NJSTRE1545381852 |  | Transition Incentive Program | BELFORD | 7718 | 17 | 6.8 | Residential | Yes | Behind the Meter | Net-metered residential rooftop and canopy |  | None | Trinity Solar | JCP&L | Accepted | 2020-07-31 | 2020-08-07 | 2021-10-30 | HANWHA | Q.PEAK DUO BLK-G6 340 | Solar Panels |  | 0.34 | 10 | 87 | 18 |  | Fixed | Roof
NJSTRE1545381942 |  | Transition Incentive Program | North Bergen | 7047 | 8 | 7 | Residential | Yes | Behind the Meter | Net-metered residential rooftop and canopy |  | None | Pro Custom Solar dba Momentum Solar | PSE&G | Accepted | 2020-07-31 | 2020-08-07 | 2021-10-30 | LG ELECTRONICS | LG 350N1C-V5 | Solar Panels |  | 0.35 | 15 | 123 | 6 |  | Fixed | Roof
NJSTRE1545381957 | NJSRRE1538363536 | Transition Incentive Program | North Bergen TWP | 7047 | 8 | 8.7 | Residential | Yes | Behind the Meter | Behind the Meter |  | None | Kiss Electric LLC | PSE&G | Eligible for TI Program | 2018-07-05 | 2018-07-06 | 2021-10-30 | Silfab | SLAM290W | Solar Panels |  | 0.29 | 20 | 218 | 14 |  | Fixed | Roof
NJSTRE1545381969 | NJSRRE1540169231 | Transition Incentive Program | Manalapan | 7726 | 17 | 15.36 | Residential | No | Behind the Meter | Behind the Meter |  | None | Green Power Energy | JCP&L | Eligible for TI Program | 2018-12-31 | 2019-01-04 | 2021-10-30 | Panasonic | VBHN320KA03 | Solar Panels |  | 0.32 | 6 | 135 | 37 |  | Fixed | Roof
NJSTRE1545381983 | NJSRRE1540169470 | Transition Incentive Program | Blackwood | 8012 | 14 | 136.8 | Commercial | Yes | Behind the Meter | Net-metered non-residential rooftop and canopy |  | None | SolareAmerica | AC Electric | Accepted |  | 2019-01-14 | 2021-10-30 | HTSAEE | 380-72M | Solar Panels |  | 0.38 | 360 | 159 | 10 |  | Fixed | Roof
NJSTRE1545381996 | NJSRRE1540295967 | Transition Incentive Program | Lawrence Township | 8648 | 12 | 115.5 | Commercial | Yes | Behind the Meter | Net-metered non-residential rooftop and canopy |  | None | SolareAmerica | PSE&G | Accepted |  | 2019-02-06 | 2021-10-30 | CSUN | CSUN385 | Solar Panels |  | 0.385 | 300 | 311 | 10 |  | Fixed | Roof
NJSTRE1545382008 | NJSRRE1540295879 | Transition Incentive Program | Garfield | 7026 | 7 | 115.5 | Commercial | Yes | Behind the Meter | Net-metered non-residential rooftop and canopy |  | None | SolareAmerica | PSE&G | Accepted |  | 2019-02-06 | 2021-10-30 | CSUN | CSUN385 | Solar Panels |  | 0.385 | 300 | 252 | 10 |  | Fixed | Roof
NJSTRE1545382017 | NJSRRE1540295765 | Transition Incentive Program | Barrington | 8007 | 14 | 115.5 | Commercial | Yes | Behind the Meter | Net-metered non-residential rooftop and canopy |  | None | SolareAmerica | PSE&G | Accepted |  | 2019-02-06 | 2021-10-30 | CSUN | CSUN385 | Solar Panels |  | 0.385 | 300 | 48 | 10 |  | Fixed | Roof
NJSTRE1545382032 | NJSRRE1540304755 | Transition Incentive Program | Glassboro | 8028 | 15 | 115.5 | Commercial | Yes | Behind the Meter | Net-metered non-residential rooftop and canopy |  | None | SolareAmerica | AC Electric | Accepted |  | 2019-02-08 | 2021-10-30 | CSUN | CSUN385 | Solar Panels |  | 0.385 | 300 | 251 | 10 |  | Fixed | Roof
NJSTRE1545378464 |  | Transition Incentive Program | Sea Isle City | 8243 | 21 | 4.42 | Residential | Yes | Behind the Meter | Net-metered residential rooftop and canopy |  | None | Trinity Solar | AC Electric | Accepted | 2020-07-31 | 2020-08-07 | 2021-10-30 | Hanwha | Q.PEAK DUO BLK-G6 340 | Solar Panels |  | 0.34 | 9 | 302 | 27 |  | Fixed | Roof
NJSTRE1545381731 |  | Transition Incentive Program | Monroe Township | 8831 | 11 | 8.16 | Residential | No | Behind the Meter | Net-metered residential rooftop and canopy |  | None | Tesla Energy Operations Inc. | JCP&L | Accepted | 2020-07-31 | 2020-08-07 | 2021-10-30 | Hanwha Q-Cells | Q.Peak DUO BLK-G6+/SC340 | Solar Panels |  | 0.34 | 2 | 175 | 30 |  | Fixed | Roof
NJSTRE1545381716 |  | Transition Incentive Program | Clifton | 7013 | 6 | 7.68 | Residential | No | Behind the Meter | Net-metered residential rooftop and canopy |  | None | United Solar LLC | PSE&G | Accepted | 2020-08-03 | 2020-08-07 | 2021-10-30 | axitec | ac-320p/156-72s | Solar Panels |  | 0.32 | 24 | 122 | 25 |  | Fixed | Roof
NJSTRE1545381849 |  | Transition Incentive Program | Franklinville | 8322 | 15 | 13.73 | Residential | Yes | Behind the Meter | Net-metered residential rooftop and canopy |  | None | Sunrun Installation Services, Inc. | AC Electric | Accepted | 2020-07-31 | 2020-08-07 | 2021-10-30 | LONGi Green Energy Technology Co Ltd | LR6-60HPB-305M | Solar Panels |  | 0.305 | 8 | 62 | 37 |  | Fixed | Roof
NJSTRE1545381884 |  | Transition Incentive Program | Salem | 8079 | 16 | 9.6 | Residential | Yes | Behind the Meter | Net-metered residential rooftop and canopy |  | None | RCL Enterprises Inc. | AC Electric | Accepted | 2020-07-31 | 2020-08-07 | 2021-10-30 | Trina Solar | TSM-320DD06M | Solar Panels |  | 0.32 | 22 | 255 | 26 |  | Fixed | Roof
NJSTRE1545381932 |  | Transition Incentive Program | Villas | 8251 | 21 | 10.88 | Residential | Yes | Behind the Meter | Net-metered residential rooftop and canopy |  | None | Trinity Solar | AC Electric | Accepted | 2020-07-31 | 2020-08-07 | 2021-10-30 | Hanwha 340 | Q.PEAK DUO BLK-G6 340 | Solar Panels |  | 0.34 | 14 | 84 | 27 |  | Fixed | Roof
NJSTRE1545381956 | NJSRRE1537884942 | Transition Incentive Program | Greenwich | 8323 | 20 | 15.08 | Residential | Yes | Behind the Meter | Behind the Meter |  | None | Code Green Solar, LLC | AC Electric | Eligible for TI Program | 2018-04-23 | 2018-04-26 | 2021-10-30 | Q-Cells | Q.PEAK BLK G4 290 | Solar Panels |  | 0.29 | 16 | 258 | 9 |  | Fixed | Roof
NJSTRE1545381998 | NJSRRE1540295326 | Transition Incentive Program | Bridgeton | 8302 | 20 | 115.5 | Commercial | Yes | Behind the Meter | Net-metered non-residential rooftop and canopy |  | None | SolareAmerica | AC Electric | Accepted |  | 2019-02-06 | 2021-10-30 | CSUN | CSUN385 | Solar Panels |  | 0.385 | 300 | 68 | 10 |  | Fixed | Roof
NJSTRE1545382006 | NJSRRE1540295984 | Transition Incentive Program | Edison | 8837 | 11 | 115.5 | Commercial | Yes | Behind the Meter | Net-metered non-residential rooftop and canopy |  | None | SolareAmerica | AC Electric | Accepted |  | 2019-02-06 | 2021-10-30 | CSUN | CSUN385 | Solar Panels |  | 0.385 | 300 | 320 | 10 |  | Fixed | Roof
NJSTRE1545382007 | NJSRRE1540295102 | Transition Incentive Program | Harrison Twp | 8062 | 15 | 115.5 | Commercial | Yes | Behind the Meter | Net-metered non-residential rooftop and canopy |  | None | SolareAmerica | AC Electric | Accepted |  | 2019-02-06 | 2021-10-30 | CSUN | CSUN385 | Solar Panels |  | 0.385 | 300 | 267 | 10 |  | Fixed | Roof
NJSTRE1545382022 | NJSRRE1540304885 | Transition Incentive Program | Hackensack | 7601 | 7 | 108.19 | Commercial | Yes | Behind the Meter | Net-metered non-residential rooftop and canopy |  | None | SolareAmerica | PSE&G | Accepted |  | 2019-02-08 | 2021-10-30 | CSUN | CSUN385 | Solar Panels |  | 0.385 | 281 | 82 | 10 |  | Fixed | Roof
NJSTRE1545382040 | NJSRRE1540303441 | Transition Incentive Program | Somerdale | 8083 | 14 | 115.5 | Commercial | Yes | Behind the Meter | Net-metered non-residential rooftop and canopy |  | None | SolareAmerica | PSE&G | Accepted |  | 2019-02-07 | 2021-10-30 | CSUN | CSUN385 | Solar Panels |  | 0.385 | 300 | 234 | 10 |  | Fixed | Roof
NJSTRE1545382064 | NJSRRE1540301264 | Transition Incentive Program | Buena | 8310 | 19 | 115.5 | Commercial | Yes | Behind the Meter | Net-metered non-residential rooftop and canopy |  | None | SolareAmerica | AC Electric | Accepted |  | 2019-02-07 | 2021-10-30 | CSUN | CSUN385 | Solar Panels |  | 0.385 | 300 | 228 | 10 |  | Fixed | Roof
NJSTRE1545381709 |  | Transition Incentive Program | Sicklerville | 8081 | 14 | 6.7 | Residential | Yes | Behind the Meter | Net-metered residential rooftop and canopy |  | None | Trinity Solar | AC Electric | Accepted | 2020-07-31 | 2020-08-07 | 2021-10-30 | Hanwha | Q.PEAK DUO BLK-G6 335 | Solar Panels |  | 0.335 | 20 | 205 | 34 |  | Fixed | Roof
NJSTRE1545381767 |  | Transition Incentive Program | Elizabeth | 7206 | 10 | 6.4 | Residential | No | Behind the Meter | Net-metered residential rooftop and canopy |  | None | New Jersey Suntech | PSE&G | Accepted | 2020-07-31 | 2020-08-07 | 2021-10-30 | Jinko | JKM320M | Solar Panels |  | 0.32 | 14 | 240 | 45 |  | Fixed | Roof
NJSTRE1545381795 |  | Transition Incentive Program | Livingston | 7039 | 9 | 12.92 | Residential | No | Behind the Meter | Net-metered residential rooftop and canopy |  | None | Tesla Energy Operations Inc. | PSE&G | Accepted | 2020-07-31 | 2020-08-07 | 2021-10-30 | Hanwha Q-CELLS | Q.Peak DUO BLK-G6+ 340 | Solar Panels |  | 0.34 | 4 | 279 | 18 |  | Fixed | Roof
NJSTRE1545381852 |  | Transition Incentive Program | BELFORD | 7718 | 17 | 6.8 | Residential | Yes | Behind the Meter | Net-metered residential rooftop and canopy |  | None | Trinity Solar | JCP&L | Accepted | 2020-07-31 | 2020-08-07 | 2021-10-30 | HANWHA | Q.PEAK DUO BLK-G6 340 | Solar Panels |  | 0.34 | 5 | 267 | 9 |  | Fixed | Roof
NJSTRE1545381852 |  | Transition Incentive Program | BELFORD | 7718 | 17 | 6.8 | Residential | Yes | Behind the Meter | Net-metered residential rooftop and canopy |  | None | Trinity Solar | JCP&L | Accepted | 2020-07-31 | 2020-08-07 | 2021-10-30 | HANWHA | Q.PEAK DUO BLK-G6 340 | Solar Panels |  | 0.34 | 5 | 267 | 18 |  | Fixed | Roof
NJSTRE1545381858 |  | Transition Incentive Program | LIVINGSTON TWP | 7039 | 9 | 4.76 | Residential | No | Behind the Meter | Net-metered residential rooftop and canopy |  | None | Tesla Energy Operations Inc | PSE&G | Accepted | 2020-07-31 | 2020-08-07 | 2021-10-30 | Hanwha Q-CELLS | Q.Peak DUO BLK-G6+ 340 | Solar Panels |  | 0.34 | 6 | 275 | 23 |  | Fixed | Roof
NJSTRE1545381932 |  | Transition Incentive Program | Villas | 8251 | 21 | 10.88 | Residential | Yes | Behind the Meter | Net-metered residential rooftop and canopy |  | None | Trinity Solar | AC Electric | Accepted | 2020-07-31 | 2020-08-07 | 2021-10-30 | Hanwha 340 | Q.PEAK DUO BLK-G6 340 | Solar Panels |  | 0.34 | 10 | 84 | 25 |  | Fixed | Pole
NJSTRE1545381957 | NJSRRE1538363536 | Transition Incentive Program | North Bergen TWP | 7047 | 8 | 8.7 | Residential | Yes | Behind the Meter | Behind the Meter |  | None | Kiss Electric LLC | PSE&G | Eligible for TI Program | 2018-07-05 | 2018-07-06 | 2021-10-30 | Silfab | SLAM290W | Solar Panels |  | 0.29 | 8 | 38 | 14 |  | Fixed | Roof
NJSTRE1545381964 | NJSRRE1540103801 | Transition Incentive Program | Bayonne City | 7002 | 8 | 5.4 | Residential | No | Behind the Meter | Net-metered residential rooftop and canopy |  | None | United Solar LLC | PSE&G | Accepted | 2018-12-19 | 2018-12-27 | 2021-10-30 | Trina Solar | TSM-300-DD05A.08 | Solar Panels |  | 0.3 | 18 | 182 | 45 |  | Fixed | Roof
NJSTRE1545381970 | NJSRRE1539957603 | Transition Incentive Program | Berkeley | 7922 | 10 | 8.78 | Residential | No | Behind the Meter | Net-metered residential rooftop and canopy |  | None | Tesla Energy Operations, Inc | JCP&L | Accepted | 2018-12-12 | 2018-12-14 | 2021-10-30 | Panasonic | SolarCity Standard: SC325 | Solar Panels |  | 0.325 | 4 | 160 | 40 |  | Fixed | Roof
NJSTRE1545381985 | NJSRRE1540205385 | Transition Incentive Program | Franklinville | 8322 | 15 | 15.84 | Residential | No | Behind the Meter | Behind the Meter |  | None | DC Solar Integrators LLC | AC Electric | Eligible for TI Program | 2019-01-04 | 2019-01-14 | 2021-10-30 | Axitec | 8014 | Solar Panels |  | 0.36 | 44 | 160 | 20 |  | Fixed | Roof
NJSTRE1545381994 | NJSRRE1540295710 | Transition Incentive Program | Cherry Hill | 8002 | 14 | 115.5 | Commercial | Yes | Behind the Meter | Net-metered non-residential rooftop and canopy |  | None | SolareAmerica | PSE&G | Accepted |  | 2019-02-06 | 2021-10-30 | CSUN | CSUN385 | Solar Panels |  | 0.385 | 300 | 173 | 10 |  | Fixed | Roof
NJSTRE1545382002 | NJSRRE1540296032 | Transition Incentive Program | Lumberton | 8048 | 13 | 115.5 | Commercial | Yes | Behind the Meter | Net-metered non-residential rooftop and canopy |  | None | SolareAmerica | PSE&G | Accepted |  | 2019-02-06 | 2021-10-30 | CSUN | CSUN385 | Solar Panels |  | 0.385 | 300 | 356 | 10 |  | Fixed | Roof
NJSTRE1545388429 | NJSRRE1544804627 | Transition Incentive Program | UNION TWP | 7083 | 10 | 5.04 | Residential | Yes | Behind the Meter | Net-metered residential rooftop and canopy |  | None | Suntuity Solar LLC | PSE&G | Accepted | 2020-04-07 | 2020-04-10 | 2021-10-30 | Enphase Energy | IQ7-60-2-US | Inverters | 240 |  | 16 |  |  | 0.97 |  | Outdoor | Behind the PV Modules
NJSTRE1545388432 | NJSRRE1544884268 | Transition Incentive Program | LODI | 7644 | 7 | 4.16 | Residential | Yes | Behind the Meter | Net-metered residential rooftop and canopy |  | None | Vivint Solar Developer, LLC | PSE&G | Accepted | 2020-04-22 | 2020-04-28 | 2021-10-30 | Solar Edge | SE3800H-US | Inverters | 3800 |  | 1 |  |  | 0.992 |  | Outdoor | Near the Utility Meter
NJSTRE1545388459 | NJSRRE1544820416 | Transition Incentive Program | CARTERET | 7008 | 11 | 2.34 | Residential | Yes | Behind the Meter | Net-metered residential rooftop and canopy |  | None | Vivint Solar Developer, LLC | PSE&G | Accepted | 2020-04-10 | 2020-04-20 | 2021-10-30 | Solar Edge | SE3800H-US | Inverters | 3800 |  | 1 |  |  | 0.992 |  | Outdoor | Near the Utility Meter
NJSTRE1545388465 | NJSRRE1544582350 | Transition Incentive Program | DELAIR | 8110 | 14 | 5.76 | Residential | Yes | Behind the Meter | Net-metered residential rooftop and canopy |  | None | Vivint Solar Developer, LLC | PSE&G | Accepted | 2020-03-04 | 2020-03-06 | 2021-10-30 | SolarEdge | SE3800H-US | Inverters | 3800 |  | 1 |  |  | 0.992 |  | Outdoor | Near the utility meter
NJSTRE1545388482 | NJSRRE1544903630 | Transition Incentive Program | Pleasantville | 8232 | 19 | 7.04 | Residential | Yes | Behind the Meter | Behind the Meter |  | None | Steve Whitman LLC | AC Electric | Eligible for TI Program | 2020-04-27 | 2020-04-30 | 2021-10-30 | SolarEdge | SE5000H-US | Inverters | 5000 |  | 1 |  |  | 0.99 |  | Outside | within ten feet of meter
NJSTRE1545388502 | NJSRRE1544766671 | Transition Incentive Program | Maplewood TWP | 7040 | 9 | 3.78 | Residential | Yes | Behind the Meter | Net-metered residential rooftop and canopy |  | None | Tesla Energy Operations Inc | PSE&G | Accepted | 2020-03-26 | 2020-03-31 | 2021-10-30 | SolarEdge Technologies Ltd. | SE3800H-US [240V] | Inverters | 3800 |  | 1 |  |  | 0.99 |  | Outdoor | Outdoor
NJSTRE1545388508 | NJSRRE1544698240 | Transition Incentive Program | Long Branch | 7740 | 17 | 7.14 | Residential | Yes | Behind the Meter | Behind the Meter |  | None | Trinity Solar | JCP&L | Eligible for TI Program | 2020-03-16 | 2020-03-19 | 2021-10-30 | Solar Edge | SE6000 | Inverters | 6000 |  | 1 |  |  | 0.97 |  | Outside | side of home
NJSTRE1545388513 | NJSRRE1544559324 | Transition Incentive Program | Sewell | 8080 | 15 | 17.09 | Residential | Yes | Behind the Meter | Net-metered residential rooftop and canopy |  | None | Vision Solar LLC | AC Electric | Accepted | 2020-02-29 | 2020-03-04 | 2021-10-30 | enphase | iq7-60-2-us | Inverters | 0.25 |  | 51 |  |  | 0.96 |  | Other | behind panels
NJSTRE1545388522 | NJSRRE1544894070 | Transition Incentive Program | Leonia | 7605 | 7 | 8.28 | Residential | Yes | Behind the Meter | Behind the Meter |  | None | Sunrun Installation Services, Inc. | PSE&G | Eligible for TI Program | 2020-04-24 | 2020-04-30 | 2021-10-30 | Enphase Energy | IQ7PLUS-72-x-US (240V) | Inverters | 290 |  | 24 |  |  | 0.96 |  | Outdoor | Rooftop
NJSTRE1545388555 | NJSRRE1544767256 | Transition Incentive Program | Orange | 7050 | 9 | 7.92 | Residential | No | Behind the Meter | Net-metered residential rooftop and canopy |  | None | Whitman Construction, LLC | PSE&G | Accepted | 2020-03-26 | 2020-04-01 | 2021-10-30 | Enphase Energy | IQ7X-96-2-US | Inverters | 0.315 |  | 24 |  |  | 0.975 |  | Outside | Roof Top
NJSTRE1545388561 | NJSRRE1544721027 | Transition Incentive Program | Cape May Court House | 8210 | 21 | 11.7 | Residential | No | Behind the Meter | Net-metered residential ground mount |  | None | Acos Energy, LLC | AC Electric | As-Built Incomplete - Review |  | 2020-03-23 | 2021-10-30 | Enphase | IQ7 | Inverters | 240 |  | 36 |  |  | 0.97 |  | Outside | Ground Mount
NJSTRE1545388567 | NJSRRE1544626397 | Transition Incentive Program | Manville | 8835 | 5 | 3.78 | Residential | No | Behind the Meter | Behind the Meter |  | None | Trinity Solar | PSE&G | Eligible for TI Program | 2020-03-11 | 2020-03-16 | 2021-10-30 | SOLAR EDGE | SE3000H-US | Inverters | 3000 |  | 1 |  |  | 0.97 |  | Outside | SIDE OF HOME
NJSTRE1545381670 |  | Transition Incentive Program | Woodbridge | 8863 | 11 | 10.88 | Residential | No | Behind the Meter | Net-metered residential rooftop and canopy |  | None | Tesla Energy Operations Inc. | PSE&G | Accepted | 2020-07-31 | 2020-08-07 | 2021-10-30 | Hanwha Q-CELLS | Q.Peak DUO BLK-G6+ 340 | Solar Panels |  | 0.34 | 3 | 169 | 23 |  | Fixed | Roof
NJSTRE1545381759 |  | Transition Incentive Program | North Brunswick | 8902 | 11 | 6.46 | Residential | No | Behind the Meter | Net-metered residential rooftop and canopy |  | None | Trinity Solar | PSE&G | Accepted | 2020-07-31 | 2020-08-07 | 2021-10-30 | Hanwha 340 | Q.PEAK DUO BLK-G6 340 | Solar Panels |  | 0.34 | 19 | 137 | 18 |  | Fixed | Roof
NJSTRE1545381795 |  | Transition Incentive Program | Livingston | 7039 | 9 | 12.92 | Residential | No | Behind the Meter | Net-metered residential rooftop and canopy |  | None | Tesla Energy Operations Inc. | PSE&G | Accepted | 2020-07-31 | 2020-08-07 | 2021-10-30 | Hanwha Q-CELLS | Q.Peak DUO BLK-G6+ 340 | Solar Panels |  | 0.34 | 4 | 189 | 18 |  | Fixed | Roof
NJSTRE1545381830 |  | Transition Incentive Program | Roselle | 7203 | 10 | 4.9 | Residential | Yes | Behind the Meter | Net-metered residential rooftop and canopy |  | None | Pro Custom Solar dba Momentum Solar | PSE&G | Accepted | 2020-07-31 | 2020-08-07 | 2021-10-30 | LG | LG 350N1C-V5 | Solar Panels |  | 0.35 | 5 | 48 | 11 |  | Fixed | Roof
NJSTRE1545381837 |  | Transition Incentive Program | Salem | 8079 | 16 | 11.9 | Residential | Yes | Behind the Meter | Net-metered residential rooftop and canopy |  | ACE2 | Vision Solar LLC | AC Electric | Accepted | 2020-07-31 | 2020-08-07 | 2021-10-30 | HANWHA Q-CELLS | Q.PEAK DUO-G6 340 | Solar Panels |  | 0.34 | 24 | 138 | 27 |  | Fixed | Roof
NJSTRE1545381764 |  | Transition Incentive Program | Clifton | 7013 | 6 | 1.92 | Residential | No | Behind the Meter | Net-metered residential rooftop and canopy |  | None | United Solar LLC | PSE&G | Accepted | 2020-08-03 | 2020-08-24 | 2021-10-30 | Axitec | AC-320P/156-72S | Solar Panels |  | 0.32 | 6 | 122 | 25 |  | Fixed | Roof
NJSTRE1545381849 |  | Transition Incentive Program | Franklinville | 8322 | 15 | 13.73 | Residential | Yes | Behind the Meter | Net-metered residential rooftop and canopy |  | None | Sunrun Installation Services, Inc. | AC Electric | Accepted | 2020-07-31 | 2020-08-07 | 2021-10-30 | LONGi Green Energy Technology Co Ltd | LR6-60HPB-305M | Solar Panels |  | 0.305 | 10 | 242 | 37 |  | Fixed | Roof
NJSTRE1545381929 |  | Transition Incentive Program | Secaucus | 7094 | 8 | 7.7 | Residential | Yes | Behind the Meter | Net-metered residential rooftop and canopy |  | None | Pro Custom Solar dba Momentum Solar | PSE&G | Accepted | 2020-07-31 | 2020-08-07 | 2021-10-30 | LG | LG 350N1C-V5 | Solar Panels |  | 0.35 | 11 | 308 | 17 |  | Fixed | Roof
NJSTRE1545381941 |  | Transition Incentive Program | Linden | 7036 | 10 | 9.8 | Residential | Yes | Behind the Meter | Net-metered residential rooftop and canopy |  | None | Pro Custom Solar dba Momentum Solar | PSE&G | Accepted | 2020-07-31 | 2020-08-07 | 2021-10-30 | LG | LG 350N1C-V5 | Solar Panels |  | 0.35 | 9 | 220 | 23 |  | Fixed | Roof
NJSTRE1545381969 | NJSRRE1540169231 | Transition Incentive Program | Manalapan | 7726 | 17 | 15.36 | Residential | No | Behind the Meter | Behind the Meter |  | None | Green Power Energy | JCP&L | Eligible for TI Program | 2018-12-31 | 2019-01-04 | 2021-10-30 | Panasonic | VBHN320KA03 | Solar Panels |  | 0.32 | 5 | 228 | 37 |  | Fixed | Roof
NJSTRE1545381970 | NJSRRE1539957603 | Transition Incentive Program | Berkeley | 7922 | 10 | 8.78 | Residential | No | Behind the Meter | Net-metered residential rooftop and canopy |  | None | Tesla Energy Operations, Inc | JCP&L | Accepted | 2018-12-12 | 2018-12-14 | 2021-10-30 | Panasonic | SolarCity Standard: SC325 | Solar Panels |  | 0.325 | 5 | 160 | 35 |  | Fixed | Roof
NJSTRE1545381986 | NJSRRE1540292365 | Transition Incentive Program | Burlington | 8016 | 13 | 114.31 | Commercial | Yes | Behind the Meter | Net-metered non-residential rooftop and canopy |  | None | SolareAmerica | PSE&G | Accepted |  | 2019-02-06 | 2021-10-30 | CSUN | CSUN355 | Solar Panels |  | 0.355 | 322 | 175 | 133 |  | Fixed | Ground
NJSTRE1545381995 | NJSRRE1540296035 | Transition Incentive Program | Medford | 8055 | 13 | 115.5 | Commercial | Yes | Behind the Meter | Net-metered non-residential rooftop and canopy |  | None | SolareAmerica | PSE&G | Accepted |  | 2019-02-06 | 2021-10-30 | CSUN | CSUN385 | Solar Panels |  | 0.385 | 300 | 197 | 10 |  | Fixed | Roof
NJSTRE1545382010 | NJSRRE1540295294 | Transition Incentive Program | Brick Town | 8723 | 18 | 115.5 | Commercial | Yes | Behind the Meter | Net-metered non-residential rooftop and canopy |  | None | SolareAmerica | JCP&L | Accepted |  | 2019-02-06 | 2021-10-30 | CSUN | CSUN385 | Solar Panels |  | 0.385 | 300 | 95 | 10 |  | Fixed | Roof
NJSTRE1545382019 | NJSRRE1540296001 | Transition Incentive Program | Egg Harbor | 8215 | 19 | 115.5 | Commercial | Yes | Behind the Meter | Net-metered non-residential rooftop and canopy |  | None | SolareAmerica | AC Electric | Accepted |  | 2019-02-07 | 2021-10-30 | CSUN | CSUN385 | Solar Panels |  | 0.385 | 300 | 245 | 10 |  | Fixed | Roof
NJSTRE1545382025 | NJSRRE1540305123 | Transition Incentive Program | Hamilton | 8691 | 12 | 108.19 | Commercial | Yes | Behind the Meter | Net-metered non-residential rooftop and canopy |  | None | SolareAmerica | PSE&G | Accepted |  | 2019-02-07 | 2021-10-30 | CSUN | CSUN385 | Solar Panels |  | 0.385 | 281 | 338 | 10 |  | Fixed | Roof
NJSTRE1545382027 | NJSRRE1540301168 | Transition Incentive Program | Howell | 7731 | 17 | 115.5 | Commercial | Yes | Behind the Meter | Net-metered non-residential rooftop and canopy |  | None | SolareAmerica | JCP&L | Accepted |  | 2019-02-06 | 2021-10-30 | CSUN | CSUN385 | Solar Panels |  | 0.385 | 300 | 127 | 10 |  | Fixed | Roof
NJSTRE1545382035 | NJSRRE1540304863 | Transition Incentive Program | Old Bridge | 8857 | 11 | 108.19 | Commercial | Yes | Behind the Meter | Net-metered non-residential rooftop and canopy |  | None | SolareAmerica | JCP&L | Accepted |  | 2019-02-08 | 2021-10-30 | CSUN | CSUN385 | Solar Panels |  | 0.385 | 281 | 82 | 10 |  | Fixed | Roof
NJSTRE1545382044 | NJSRRE1540304846 | Transition Incentive Program | Toms River | 8753 | 18 | 115.5 | Commercial | Yes | Behind the Meter | Net-metered non-residential rooftop and canopy |  | None | SolareAmerica | JCP&L | Accepted |  | 2019-02-07 | 2021-10-30 | CSUN | CSUN385 | Solar Panels |  | 0.385 | 300 | 69 | 10 |  | Fixed | Roof
NJSTRE1545382052 | NJSRRE1540305373 | Transition Incentive Program | Wayne | 7470 | 6 | 17.67 | Residential | No | Behind the Meter | Net-metered residential rooftop and canopy |  | None | Ad Energy LLC | PSE&G | Accepted | 2019-01-31 | 2019-02-05 | 2021-10-30 | Silfab | SLA-M-310 | Solar Panels |  | 0.31 | 57 | 106 | 18 |  | Fixed | Roof
NJSTRE1545382059 | NJSRRE1540304684 | Transition Incentive Program | Pohatcong | 8865 | 2 | 115.5 | Commercial | Yes | Behind the Meter | Net-metered non-residential rooftop and canopy |  | None | SolareAmerica | JCP&L | Accepted |  | 2019-02-07 | 2021-10-30 | CSUN | CSUN385 | Solar Panels |  | 0.385 | 300 | 320 | 10 |  | Fixed | Roof
NJSTRE1545382061 | NJSRRE1540304618 | Transition Incentive Program | South River | 8882 | 11 | 115.5 | Commercial | Yes | Behind the Meter | Net-metered non-residential rooftop and canopy |  | None | SolareAmerica | PSE&G | Accepted |  | 2019-02-08 | 2021-10-30 | CSUN | CSUN385 | Solar Panels |  | 0.385 | 300 | 203 | 10 |  | Fixed | Roof
NJSTRE1545382068 | NJSRRE1540303471 | Transition Incentive Program | Maple Shade | 8052 | 13 | 115.5 | Commercial | Yes | Behind the Meter | Net-metered non-residential rooftop and canopy |  | None | SolareAmerica | PSE&G | Accepted |  | 2019-02-07 | 2021-10-30 | CSUN | CSUN385 | Solar Panels |  | 0.385 | 300 | 339 | 10 |  | Fixed | Roof
NJSTRE1545382077 | NJSRRE1540303532 | Transition Incentive Program | Pennsville | 8070 | 16 | 115.5 | Commercial | Yes | Behind the Meter | Net-metered non-residential rooftop and canopy |  | None | SolareAmerica | AC Electric | Accepted |  | 2019-02-08 | 2021-10-30 | CSUN | CSUN385 | Solar Panels |  | 0.385 | 300 | 311 | 10 |  | Fixed | Roof
NJSTRE1545382084 | NJSRRE1540303416 | Transition Incentive Program | Cinnaminson | 8077 | 13 | 115.5 | Commercial | Yes | Behind the Meter | Net-metered non-residential rooftop and canopy |  | None | SolareAmerica | PSE&G | Accepted |  | 2019-02-07 | 2021-10-30 | CSUN | CSUN385 | Solar Panels |  | 0.385 | 300 | 151 | 10 |  | Fixed | Roof
NJSTRE1545382085 | NJSRRE1540369842 | Transition Incentive Program | Turnersville | 8012 | 14 | 86.87 | Commercial | No | Behind the Meter | Net-metered non-residential rooftop and canopy |  | None | Dynamic Energy Solutions, LLC | AC Electric | Accepted | 2019-02-22 | 2019-02-25 | 2021-10-30 | JINKO | JINKO 365W | Solar Panels |  | 0.365 | 238 | 169.3 | 10 |  | Fixed | Roof
NJSTRE1545381689 |  | Transition Incentive Program | Riverside | 8075 | 13 | 8.5 | Residential | Yes | Behind the Meter | Net-metered residential rooftop and canopy |  | RECO | Trinity Solar | PSE&G | Final As-Built Received | 2020-07-31 | 2020-08-07 | 2021-10-30 | Hanwha | Q.PEAK DUO BLK-G6 340 | Solar Panels |  | 0.34 | 10 | 121 | 17 |  | Fixed | Roof
NJSTRE1545381731 |  | Transition Incentive Program | Monroe Township | 8831 | 11 | 8.16 | Residential | No | Behind the Meter | Net-metered residential rooftop and canopy |  | None | Tesla Energy Operations Inc. | JCP&L | Accepted | 2020-07-31 | 2020-08-07 | 2021-10-30 | Hanwha Q-Cells | Q.Peak DUO BLK-G6+/SC340 | Solar Panels |  | 0.34 | 14 | 265 | 23 |  | Fixed | Roof
NJSTRE1545381795 |  | Transition Incentive Program | Livingston | 7039 | 9 | 12.92 | Residential | No | Behind the Meter | Net-metered residential rooftop and canopy |  | None | Tesla Energy Operations Inc. | PSE&G | Accepted | 2020-07-31 | 2020-08-07 | 2021-10-30 | Hanwha Q-CELLS | Q.Peak DUO BLK-G6+ 340 | Solar Panels |  | 0.34 | 9 | 99 | 23 |  | Fixed | Roof
NJSTRE1545381795 |  | Transition Incentive Program | Livingston | 7039 | 9 | 12.92 | Residential | No | Behind the Meter | Net-metered residential rooftop and canopy |  | None | Tesla Energy Operations Inc. | PSE&G | Accepted | 2020-07-31 | 2020-08-07 | 2021-10-30 | Hanwha Q-CELLS | Q.Peak DUO BLK-G6+ 340 | Solar Panels |  | 0.34 | 9 | 279 | 23 |  | Fixed | Roof
NJSTRE1545381830 |  | Transition Incentive Program | Roselle | 7203 | 10 | 4.9 | Residential | Yes | Behind the Meter | Net-metered residential rooftop and canopy |  | None | Pro Custom Solar dba Momentum Solar | PSE&G | Accepted | 2020-07-31 | 2020-08-07 | 2021-10-30 | LG | LG 350N1C-V5 | Solar Panels |  | 0.35 | 9 | 229 | 11 |  | Fixed | Roof
NJSTRE1545381866 |  | Transition Incentive Program | Evesham Township | 8053 | 13 | 6.3 | Residential | No | Behind the Meter | Net-metered residential rooftop and canopy |  | None | Pro Custom Solar dba Momentum Solar | PSE&G | Accepted | 2020-07-31 | 2020-08-07 | 2021-10-30 | LG | LG 350N1C-V5 | Solar Panels |  | 0.35 | 6 | 61 | 33 |  | Fixed | Roof
NJSTRE1545381878 |  | Transition Incentive Program | Hopewell TWP MER | 8525 | 12 | 10.2 | Residential | No | Behind the Meter | Net-metered residential rooftop and canopy |  | None | Tesla Energy Operations Inc. | PSE&G | Accepted | 2020-07-31 | 2020-08-07 | 2021-10-30 | Hanwha Q-Cells | Q.Peak DUO BLK-G6+/SC340 | Solar Panels |  | 0.34 | 6 | 287 | 42 |  | Fixed | Roof
NJSTRE1545381878 |  | Transition Incentive Program | Hopewell TWP MER | 8525 | 12 | 10.2 | Residential | No | Behind the Meter | Net-metered residential rooftop and canopy |  | None | Tesla Energy Operations Inc. | PSE&G | Accepted | 2020-07-31 | 2020-08-07 | 2021-10-30 | Hanwha Q-Cells | Q.Peak DUO BLK-G6+/SC340 | Solar Panels |  | 0.34 | 12 | 197 | 42 |  | Fixed | Roof
NJSTRE1545381942 |  | Transition Incentive Program | North Bergen | 7047 | 8 | 7 | Residential | Yes | Behind the Meter | Net-metered residential rooftop and canopy |  | None | Pro Custom Solar dba Momentum Solar | PSE&G | Accepted | 2020-07-31 | 2020-08-07 | 2021-10-30 | LG ELECTRONICS | LG 350N1C-V5 | Solar Panels |  | 0.35 | 5 | 303 | 6 |  | Fixed | Roof
NJSTRE1545381957 | NJSRRE1538363536 | Transition Incentive Program | North Bergen TWP | 7047 | 8 | 8.7 | Residential | Yes | Behind the Meter | Behind the Meter |  | None | Kiss Electric LLC | PSE&G | Eligible for TI Program | 2018-07-05 | 2018-07-06 | 2021-10-30 | Silfab | SLAM290W | Solar Panels |  | 0.29 | 2 | 128 | 14 |  | Fixed | Roof
NJSTRE1545381959 | NJSRRE1538458232 | Transition Incentive Program | PlainsboroTownship | 8536 | 11 | 427.02 | Commercial | Yes | Behind the Meter | Net-metered non-residential ground mount |  | None | Astrum Solar Inc. d/b/a Direct Energy Solar | PSE&G | Accepted | 2018-06-27 | 2018-06-29 | 2021-10-30 | Jinko Solar | 330PP-72-2016_6.6 | Solar Panels |  | 0.33 | 1294 | 153.14 | 3 |  | Fixed | Parking Lot
NJSTRE1545381969 | NJSRRE1540169231 | Transition Incentive Program | Manalapan | 7726 | 17 | 15.36 | Residential | No | Behind the Meter | Behind the Meter |  | None | Green Power Energy | JCP&L | Eligible for TI Program | 2018-12-31 | 2019-01-04 | 2021-10-30 | Panasonic | VBHN320KA03 | Solar Panels |  | 0.32 | 20 | 137 | 37 |  | Fixed | Roof
NJSTRE1545381970 | NJSRRE1539957603 | Transition Incentive Program | Berkeley | 7922 | 10 | 8.78 | Residential | No | Behind the Meter | Net-metered residential rooftop and canopy |  | None | Tesla Energy Operations, Inc | JCP&L | Accepted | 2018-12-12 | 2018-12-14 | 2021-10-30 | Panasonic | SolarCity Standard: SC325 | Solar Panels |  | 0.325 | 18 | 250 | 31 |  | Fixed | Roof
NJSTRE1545388582 | NJSRRE1544766645 | Transition Incentive Program | Browns Mills | 8015 | 13 | 14.62 | Residential | Yes | Behind the Meter | Net-metered residential rooftop and canopy |  | None | Trinity Solar | JCP&L | Accepted | 2020-03-26 | 2020-03-31 | 2021-10-30 | Solar Edge | SE11400 | Inverters | 11400 |  | 1 |  |  | 0.97 |  | Outside | side of home
NJSTRE1545388587 | NJSRRE1544730582 | Transition Incentive Program | Southampton Township | 8088 | 13 | 16 | Residential | No | Behind the Meter | Behind the Meter |  | None | Green Power Energy | PSE&G | Eligible for TI Program | 2020-03-20 | 2020-03-26 | 2021-10-30 | Solar Edge | SE7600H-US | Inverters | 7600 |  | 2 |  |  | 0.97 |  | Outside | next to meter
NJSTRE1545388595 | NJSRRE1544804647 | Transition Incentive Program | Roselle Park | 7204 | 10 | 6.12 | Residential | Yes | Behind the Meter | Behind the Meter |  | None | Trinity Solar | PSE&G | Eligible for TI Program | 2020-04-07 | 2020-04-10 | 2021-10-30 | Solar Edge | SE5000H-US | Inverters | 5000 |  | 1 |  |  | 0.97 |  | Outside | side of home
NJSTRE1545388603 | NJSRRE1544626552 | Transition Incentive Program | Erial | 8081 | 14 | 6.18 | Residential | No | Behind the Meter | Behind the Meter |  | None | Sunny Corp | AC Electric | Eligible for TI Program | 2020-03-11 | 2020-03-16 | 2021-10-30 | SolarEdge | SE5000 | Inverters | 5000 |  | 1 |  |  | 0.996 |  | Outdoor | side of home
NJSTRE1545388616 | NJSRRE1544816668 | Transition Incentive Program | TOTOWA | 7512 | 6 | 7.04 | Residential | Yes | Behind the Meter | Net-metered residential rooftop and canopy |  | None | Vivint Solar Developer, LLC | PSE&G | Accepted | 2020-04-08 | 2020-04-15 | 2021-10-30 | SolarEdge | SE3800H-US | Inverters | 3800 |  | 1 |  |  | 0.992 |  | Outdoor | Near the Utility Meter
NJSTRE1545388636 | NJSRRE1544620989 | Transition Incentive Program | Howell | 7731 | 17 | 20 | Residential | No | Behind the Meter | Behind the Meter |  | None | Green Power Energy | JCP&L | Eligible for TI Program | 2020-03-09 | 2020-03-11 | 2021-10-30 | SolarEdge | SE5000H-US | Inverters | 5000 |  | 2 |  |  | 0.97 |  | Outside | Next to meter
NJSTRE1545388643 | NJSRRE1544727541 | Transition Incentive Program | WANAQUE | 7465 | 6 | 10.24 | Residential | Yes | Behind the Meter | Net-metered residential rooftop and canopy |  | None | Vivint Solar Developer, LLC | JCP&L | Accepted | 2020-03-20 | 2020-03-24 | 2021-10-30 | SolarEdge | SE7600H-US | Inverters | 7600 |  | 1 |  |  | 0.992 |  | Outdoor | NEAR THE UTILITY METER
NJSTRE1545388645 | NJSRRE1544633540 | Transition Incentive Program | Hammonton | 8037 | 19 | 9.38 | Residential | Yes | Behind the Meter | Net-metered residential rooftop and canopy |  | None | Vision Solar LLC | AC Electric | Accepted | 2020-03-12 | 2020-03-17 | 2021-10-30 | enphase | iq7-60-2-us | Inverters | 0.25 |  | 28 |  |  | 0.96 |  | Other | behind panels
NJSTRE1545388668 | NJSRRE1544844072 | Transition Incentive Program | Edison | 8820 | 11 | 6.82 | Residential | Yes | Behind the Meter | Behind the Meter |  | None | Sunrun Installation Services, Inc. | PSE&G | Eligible for TI Program | 2020-04-15 | 2020-04-22 | 2021-10-30 | Enphase Energy | IQ7-60-x-US (240V) | Inverters | 240 |  | 22 |  |  | 0.96 |  | Outdoor | Rooftop
NJSTRE1545388677 | NJSRRE1544805383 | Transition Incentive Program | Pleasantville | 8232 | 19 | 2.94 | Residential | Yes | Behind the Meter | Net-metered residential rooftop and canopy |  | None | Castle Energy, LLC | AC Electric | Accepted | 2020-04-07 | 2020-04-10 | 2021-10-30 | SunPower | SPR-E20-327-C-AC | Inverters | 320 |  | 9 |  |  | 0.975 |  | Outdoor | on the rooftop under each solar panel
NJSTRE1545388686 | NJSRRE1544551390 | Transition Incentive Program | Rockaway | 7866 | 3 | 7.04 | Residential | Yes | Behind the Meter | Behind the Meter |  | None | Pro Custom Solar dba Momentum Solar | JCP&L | Eligible for TI Program | 2020-02-28 | 2020-03-04 | 2021-10-30 | Enphase Energy | IQ7-60-2-US | Inverters | 250 |  | 21 |  |  | 0.97 |  | Outdoor | roof
NJSTRE1545388693 | NJSRRE1544796595 | Transition Incentive Program | Camden | 8105 | 14 | 6.72 | Residential | Yes | Behind the Meter | Net-metered residential rooftop and canopy |  | None | Castle Energy, LLC | PSE&G | Accepted | 2020-04-03 | 2020-04-09 | 2021-10-30 | Enphase Energy | IQ7-60-2-US | Inverters | 240 |  | 21 |  |  | 0.967 |  | Outdoor | on the rooftop under each solar panel
NJSTRE1545388697 | NJSRRE1544760142 | Transition Incentive Program | Galloway | 8205 | 19 | 12.6 | Residential | No | Behind the Meter | Net-metered residential ground mount |  | None | Suntuity Solar LLC | AC Electric | Final As-Built Received | 2020-03-24 | 2020-03-26 | 2021-10-30 | Enphase Energy | IQ7-60-2-US | Inverters | 240 |  | 40 |  |  | 0.97 |  | Outdoor | Behind the PV Modules
NJSTRE1545388707 | NJSRRE1544560482 | Transition Incentive Program | Franklin Township | 8873 | 5 | 4.1 | Residential | No | Behind the Meter | Net-metered residential rooftop and canopy |  | None | SunnyMac LLC | PSE&G | Accepted |  | 2020-03-05 | 2021-10-30 | Solaredge | SE 5000H-US | Inverters | 5000 |  | 1 |  |  | 0.99 |  | Outdoor | roof
NJSTRE1545388712 | NJSRRE1544892905 | Transition Incentive Program | Sparta | 7871 | 1 | 4.88 | Residential | Yes | Behind the Meter | Net-metered residential rooftop and canopy |  | None | Sunrun Installation Services, Inc. | JCP&L | Final As-Built Received |  | 2020-04-29 | 2021-10-30 | Delta Electronics | M4-TL-US | Inverters | 4000 |  | 1 |  |  | 0.96 |  | Outdoor | Next To Meter
NJSTRE1545388714 | NJSRRE1544586073 | Transition Incentive Program | Millville | 8332 | 20 | 3.84 | Residential | Yes | Behind the Meter | Behind the Meter |  | None | Skyline Solar, LLC | AC Electric | Eligible for TI Program | 2020-03-04 | 2020-03-09 | 2021-10-30 | SolarEdge | SE3800H-US | Inverters | 3800 |  | 1 |  |  | 0.99 |  | Outside | within ten feet of meter
NJSTRE1545388721 | NJSRRE1544905083 | Transition Incentive Program | Clark Township | 7066 | 10 | 20.02 | Commercial | Yes | Behind the Meter | Net-metered non-residential rooftop and canopy |  | None | Ameresco | PSE&G | Accepted |  | 2020-04-30 | 2021-10-30 | SolarEdge | SE14.4KUS | Inverters | 14.4 |  | 1 |  |  | 0.975 |  | Outdoor | N/A
NJSTRE1545388726 | NJSRRE1544754460 | Transition Incentive Program | Penns Grove | 8069 | 16 | 8.5 | Residential | Yes | Behind the Meter | Net-metered residential rooftop and canopy |  | None | Trinity Solar | AC Electric | Final As-Built Received |  | 2020-03-25 | 2021-10-30 | Solar Edge | SE6000 | Inverters | 6000 |  | 1 |  |  | 0.97 |  | Outside | side of home
NJSTRE1545388748 | NJSRRE1544865955 | Transition Incentive Program | Trenton | 8610 | 12 | 4.52 | Residential | Yes | Behind the Meter | Behind the Meter |  | None | Pro Custom Solar dba Momentum Solar | PSE&G | Eligible for TI Program | 2020-04-20 | 2020-04-24 | 2021-10-30 | Enphase Energy | IQ7-60-2-US | Inverters | 240 |  | 13 |  |  | 0.97 |  | Outdoor | Roof
NJSTRE1545388751 | NJSRRE1544846902 | Transition Incentive Program | Williamstown | 8094 | 15 | 11.52 | Residential | Yes | Behind the Meter | Net-metered residential rooftop and canopy |  | None | All Season Solar | AC Electric | Accepted | 2020-04-15 | 2020-04-22 | 2021-10-30 | Enphase | IQ7 | Inverters | 240 |  | 36 |  |  | 0.97 |  | Outside | under module
NJSTRE1545388753 | NJSRRE1544805418 | Transition Incentive Program | Pitman | 8071 | 15 | 8.45 | Residential | No | Behind the Meter | Behind the Meter |  | None | Sunny Corp | AC Electric | Eligible for TI Program | 2020-04-07 | 2020-04-13 | 2021-10-30 | Enphase | IQ7X | Inverters | 315 |  | 26 |  |  | 0.99 |  | Outdoor | Side of house
NJSTRE1545388785 | NJSRRE1544905071 | Transition Incentive Program | Lebanon | 8833 | 4 | 15.08 | Residential | No | Behind the Meter | Net-metered residential rooftop and canopy |  | None | Green Power Energy | JCP&L | Final As-Built Received | 2020-04-27 | 2020-04-30 | 2021-10-30 | Solar Edge | SE6000H-US | Inverters | 6000 |  | 2 |  |  | 0.97 |  | Outside | next to meter
NJSTRE1545388792 | NJSRRE1544620139 | Transition Incentive Program | Tabernacle | 8088 | 13 | 8.19 | Residential | No | Behind the Meter | Behind the Meter |  | None | Raynor Electric | AC Electric | Eligible for TI Program | 2020-03-09 | 2020-03-11 | 2021-10-30 | SolarEdge | SE11400HDUS | Inverters | 11400 |  | 1 |  |  | 0.99 |  | Outdoor | Under array
NJSTRE1545388806 | NJSRRE1544621428 | Transition Incentive Program | North Brunswick Township | 8902 | 11 | 7.36 | Residential | No | Behind the Meter | Behind the Meter |  | None | Accord Power Inc | PSE&G | Eligible for TI Program | 2020-03-11 | 2020-03-12 | 2021-10-30 | AP System | YC600 | Inverters | 600 |  | 12 |  |  | 0.967 |  | Outdoor | roof, under panel
NJSTRE1545388817 | NJSRRE1544561800 | Transition Incentive Program | Manalapan | 7726 | 17 | 16.1 | Residential | Yes | Behind the Meter | Behind the Meter |  | None | Pro Custom Solar dba Momentum Solar | JCP&L | Eligible for TI Program | 2020-03-02 | 2020-03-05 | 2021-10-30 | Enphase Energy | IQ7PLUS-72-2-US | Inverters | 295 |  | 46 |  |  | 0.97 |  | Outdoor | roof
NJSTRE1545388828 | NJSRRE1544852642 | Transition Incentive Program | Trenton | 8629 | 12 | 3.69 | Residential | Yes | Behind the Meter | Behind the Meter |  | RECO | Pro Custom Solar dba Momentum Solar | PSE&G | Eligible for TI Program | 2020-04-16 | 2020-04-23 | 2021-10-30 | Enphase Energy | IQ7-60-2-US | Inverters | 240 |  | 11 |  |  | 0.97 |  | Outdoor | Roof
NJSTRE1545388843 | NJSRRE1544625670 | Transition Incentive Program | MANVILLE | 8835 | 5 | 6.62 | Residential | Yes | Behind the Meter | Net-metered residential rooftop and canopy |  | None | Suntuity Solar LLC | PSE&G | Final As-Built Received | 2020-03-11 | 2020-03-13 | 2021-10-30 | Enphase Energy | IQ7-60-2-US | Inverters | 240 |  | 21 |  |  | 0.97 |  | Outdoor | Behind the PV Modules
NJSTRE1545388846 | NJSRRE1544623217 | Transition Incentive Program | Bloomfield | 7003 | 9 | 8.28 | Residential | No | Behind the Meter | Net-metered residential rooftop and canopy |  | None | Green House Solar | PSE&G | Accepted | 2020-03-10 | 2020-03-12 | 2021-10-30 | Enphase | IQ7XS | Inverters | 315 |  | 23 |  |  | 0.975 |  | Other | Panel Mounted
NJSTRE1545388857 | NJSRRE1544867053 | Transition Incentive Program | Bargaintown | 8234 | 19 | 9.92 | Residential | No | Behind the Meter | Behind the Meter |  | None | Sunrun Installation Services, Inc. | AC Electric | Eligible for TI Program | 2020-04-21 | 2020-04-27 | 2021-10-30 | Enphase Energy | IQ7-60-x-US (240V) | Inverters | 240 |  | 32 |  |  | 0.96 |  | Outdoor | Rooftop
NJSTRE1545388859 | NJSRRE1544764686 | Transition Incentive Program | Hackensack | 7601 | 7 | 10.23 | Residential | Yes | Behind the Meter | Behind the Meter |  | None | Sunrun Installation Services, Inc. | PSE&G | Eligible for TI Program | 2020-03-25 | 2020-03-30 | 2021-10-30 | Enphase Energy | IQ7-60-x-US (240V) | Inverters | 240 |  | 33 |  |  | 0.96 |  | Outdoor | Rooftop
NJSTRE1545388862 | NJSRRE1544611338 | Transition Incentive Program | Sicklerville | 8081 | 14 | 4.48 | Residential | Yes | Behind the Meter | Net-metered residential rooftop and canopy |  | None | Vivint Solar Developer, LLC | AC Electric | Accepted | 2020-03-06 | 2020-03-11 | 2021-10-30 | SolarEdge | SE3800H-US | Inverters | 3800 |  | 1 |  |  | 0.992 |  | Outdoor | Near the utility meter
NJSTRE1545388866 | NJSRRE1544598100 | Transition Incentive Program | Union City | 7087 | 8 | 3.72 | Residential | Yes | Behind the Meter | Behind the Meter |  | None | Sunrun Installation Services, Inc. | PSE&G | Eligible for TI Program | 2020-03-04 | 2020-03-09 | 2021-10-30 | Enphase Energy | IQ7-60-x-US (240V) | Inverters | 240 |  | 12 |  |  | 0.96 |  | Outdoor | Rooftop
NJSTRE1545388868 | NJSRRE1544758929 | Transition Incentive Program | Perth Amboy | 8861 | 11 | 7.71 | Residential | Yes | Behind the Meter | Behind the Meter |  | None | Pro Custom Solar dba Momentum Solar | PSE&G | Eligible for TI Program | 2020-03-23 | 2020-03-26 | 2021-10-30 | Enphase Energy | IQ7-60-2-US | Inverters | 250 |  | 23 |  |  | 0.97 |  | Outdoor | roof
NJSTRE1545388872 | NJSRRE1544728910 | Transition Incentive Program | Newark | 7108 | 9 | 6.71 | Residential | Yes | Behind the Meter | Net-metered residential rooftop and canopy |  | None | Suntuity Solar LLC | PSE&G | Accepted | 2020-03-20 | 2020-03-24 | 2021-10-30 | Enphase Energy | IQ7-60-2-US | Inverters | 240 |  | 22 |  |  | 0.97 |  | Outdoor | Behind the PV Modules
NJSTRE1545388879 | NJSRRE1544865047 | Transition Incentive Program | Northfield | 8225 | 19 | 7.44 | Residential | Yes | Behind the Meter | Behind the Meter |  | None | Sunrun Installation Services, Inc. | AC Electric | Eligible for TI Program | 2020-04-20 | 2020-04-24 | 2021-10-30 | Enphase Energy | IQ7-60-x-US (240V) | Inverters | 240 |  | 24 |  |  | 0.96 |  | Outdoor | Rooftop
NJSTRE1545388888 | NJSRRE1544804679 | Transition Incentive Program | Newark | 7106 | 9 | 7.82 | Residential | Yes | Behind the Meter | Behind the Meter |  | None | Pro Custom Solar dba Momentum Solar | PSE&G | Eligible for TI Program | 2020-04-07 | 2020-04-10 | 2021-10-30 | Enphase Energy | IQ7-60-2-US | Inverters | 250 |  | 23 |  |  | 0.97 |  | Outdoor | roof
NJSTRE1545388893 | NJSRRE1544610846 | Transition Incentive Program | Cherry Hill | 8003 | 14 | 9.18 | Residential | No | Behind the Meter | Net-metered residential rooftop and canopy |  | None | Green Power Energy | PSE&G | Accepted | 2020-03-05 | 2020-03-10 | 2021-10-30 | SolarEdge | SE7600H-US | Inverters | 7600 |  | 1 |  |  | 0.97 |  | Outside | Next to meter
NJSTRE1545388896 | NJSRRE1544773418 | Transition Incentive Program | Oakhurst | 7755 | 17 | 6.46 | Residential | Yes | Behind the Meter | Behind the Meter |  | None | Trinity Solar | JCP&L | Eligible for TI Program | 2020-03-30 | 2020-04-09 | 2021-10-30 | SOLAR EDGE | SE5000H-US | Inverters | 5000 |  | 1 |  |  | 0.97 |  | Outside | SIDE OF HOME
NJSTRE1545381976 | NJSRRE1540292809 | Transition Incentive Program | Lindenwold | 8021 | 14 | 115.5 | Commercial | Yes | Behind the Meter | Net-metered non-residential rooftop and canopy |  | None | SolareAmerica | PSE&G | Accepted |  | 2019-02-06 | 2021-10-30 | CSUN | CSUN385 | Solar Panels |  | 0.385 | 300 | 213 | 10 |  | Fixed | Roof
NJSTRE1545381978 | NJSRRE1540292903 | Transition Incentive Program | Aberdeen | 7735 | 17 | 115.5 | Commercial | Yes | Behind the Meter | Net-metered non-residential rooftop and canopy |  | None | SolareAmerica | JCP&L | Accepted |  | 2019-02-06 | 2021-10-30 | CSUN | CSUN385 | Solar Panels |  | 0.385 | 300 | 228 | 10 |  | Fixed | Roof
NJSTRE1545381979 | NJSRRE1540292793 | Transition Incentive Program | Sicklerville | 8081 | 14 | 115.5 | Commercial | Yes | Behind the Meter | Net-metered non-residential rooftop and canopy |  | None | SolareAmerica | AC Electric | Accepted |  | 2019-02-06 | 2021-10-30 | CSUN | CSUN385 | Solar Panels |  | 0.385 | 300 | 215 | 10 |  | Fixed | Roof
NJSTRE1545381980 | NJSRRE1540204904 | Transition Incentive Program | Ocean Grove | 7756 | 17 | 6.12 | Residential | No | Behind the Meter | Net-metered residential rooftop and canopy |  | None | Apex Solar Power | JCP&L | Accepted | 2019-01-04 | 2019-01-08 | 2021-10-30 | SOLARIA | POWERXT-360R-PD | Solar Panels |  | 0.36 | 17 | 100 | 10 |  | Fixed | Roof
NJSTRE1545381990 | NJSRRE1540298021 | Transition Incentive Program | Lodi | 7644 | 7 | 115.5 | Commercial | Yes | Behind the Meter | Net-metered non-residential rooftop and canopy |  | None | SolareAmerica | PSE&G | Accepted |  | 2019-02-06 | 2021-10-30 | CSUN | CSUN385 | Solar Panels |  | 0.385 | 300 | 309 | 10 |  | Fixed | Roof
NJSTRE1545381991 | NJSRRE1540295926 | Transition Incentive Program | Old Bridge | 8857 | 11 | 115.5 | Commercial | Yes | Behind the Meter | Net-metered non-residential rooftop and canopy |  | None | SolareAmerica | JCP&L | Accepted |  | 2019-02-06 | 2021-10-30 | CSUN | CSUN385 | Solar Panels |  | 0.385 | 300 | 51 | 10 |  | Fixed | Roof
NJSTRE1545381993 | NJSRRE1540295282 | Transition Incentive Program | Ephraim | 8059 | 14 | 115.5 | Commercial | Yes | Behind the Meter | Net-metered non-residential rooftop and canopy |  | None | SolareAmerica | PSE&G | Accepted |  | 2019-02-06 | 2021-10-30 | CSUN | CSUN385 | Solar Panels |  | 0.385 | 300 | 251 | 10 |  | Fixed | Roof
NJSTRE1545382012 | NJSRRE1540292934 | Transition Incentive Program | Cape May | 8204 | 21 | 115.5 | Commercial | Yes | Behind the Meter | Net-metered non-residential rooftop and canopy |  | None | SolareAmerica | AC Electric | Accepted |  | 2019-02-06 | 2021-10-30 | CSUN | CSUN385 | Solar Panels |  | 0.385 | 300 | 290 | 10 |  | Fixed | Roof
NJSTRE1545382013 | NJSRRE1540295753 | Transition Incentive Program | Bayville | 8721 | 18 | 115.5 | Commercial | Yes | Behind the Meter | Net-metered non-residential rooftop and canopy |  | None | SolareAmerica | AC Electric | Accepted |  | 2019-02-06 | 2021-10-30 | CSUN | CSUN385 | Solar Panels |  | 0.385 | 300 | 30 | 10 |  | Fixed | Roof
NJSTRE1545382028 | NJSRRE1540298102 | Transition Incentive Program | Bridgewater Twp | 8807 | 5 | 115.5 | Commercial | Yes | Behind the Meter | Net-metered non-residential rooftop and canopy |  | None | SolareAmerica | PSE&G | Accepted |  | 2019-02-06 | 2021-10-30 | CSUN | CSUN385 | Solar Panels |  | 0.385 | 300 | 9 | 10 |  | Fixed | Roof
NJSTRE1545382029 | NJSRRE1540301203 | Transition Incentive Program | Villas | 8251 | 21 | 115.5 | Commercial | Yes | Behind the Meter | Net-metered non-residential rooftop and canopy |  | None | SolareAmerica | AC Electric | Accepted |  | 2019-02-07 | 2021-10-30 | CSUN | CSUN385 | Solar Panels |  | 0.385 | 300 | 116 | 10 |  | Fixed | Roof
NJSTRE1545382043 | NJSRRE1540369829 | Transition Incentive Program | Mt. Laurel | 8054 | 13 | 159.14 | Commercial | No | Behind the Meter | Net-metered non-residential rooftop and canopy |  | None | Dynamic Energy Solutions, LLC | PSE&G | Accepted | 2019-02-22 | 2019-02-25 | 2021-10-30 | JINKO | JINKO 365W | Solar Panels |  | 0.365 | 436 | 155.52 | 10 |  | Fixed | Roof
NJSTRE1545382045 | NJSRRE1540301214 | Transition Incentive Program | Howell | 7731 | 17 | 115.5 | Commercial | Yes | Behind the Meter | Net-metered non-residential rooftop and canopy |  | None | SolareAmerica | JCP&L | Accepted |  | 2019-02-07 | 2021-10-30 | CSUN | CSUN385 | Solar Panels |  | 0.385 | 300 | 247 | 10 |  | Fixed | Roof
NJSTRE1545381988 | NJSRRE1540295950 | Transition Incentive Program | Cinnaminson | 8077 | 13 | 115.5 | Commercial | Yes | Behind the Meter | Net-metered non-residential rooftop and canopy |  | None | SolareAmerica | PSE&G | Accepted |  | 2019-02-06 | 2021-10-30 | CSUN | CSUN385 | Solar Panels |  | 0.385 | 300 | 324 | 10 |  | Fixed | Roof
NJSTRE1545381989 | NJSRRE1540295346 | Transition Incentive Program | Turnersville | 8012 | 14 | 115.5 | Commercial | Yes | Behind the Meter | Net-metered non-residential rooftop and canopy |  | None | SolareAmerica | PSE&G | Accepted |  | 2019-02-06 | 2021-10-30 | CSUN | CSUN385 | Solar Panels |  | 0.385 | 300 | 68 | 10 |  | Fixed | Roof
NJSTRE1545381997 | NJSRRE1540297997 | Transition Incentive Program | Rio Grande | 8242 | 21 | 115.5 | Commercial | Yes | Behind the Meter | Net-metered non-residential rooftop and canopy |  | None | SolareAmerica | AC Electric | Accepted |  | 2019-02-06 | 2021-10-30 | CSUN | CSUN385 | Solar Panels |  | 0.385 | 300 | 219 | 10 |  | Fixed | Roof
NJSTRE1545382014 | NJSRRE1540295923 | Transition Incentive Program | Ocean View | 8230 | 21 | 115.5 | Commercial | Yes | Behind the Meter | Net-metered non-residential rooftop and canopy |  | None | SolareAmerica | AC Electric | Accepted |  | 2019-02-06 | 2021-10-30 | CSUN | CSUN385 | Solar Panels |  | 0.385 | 300 | 323 | 10 |  | Fixed | Roof
NJSTRE1545382015 | NJSRRE1540296009 | Transition Incentive Program | Mays Landing | 8330 | 19 | 115.5 | Commercial | Yes | Behind the Meter | Net-metered non-residential rooftop and canopy |  | None | SolareAmerica | AC Electric | Accepted |  | 2019-02-06 | 2021-10-30 | CSUN | CSUN385 | Solar Panels |  | 0.385 | 300 | 73 | 10 |  | Fixed | Roof
NJSTRE1545395294 |  | Transition Incentive Program | Jackson | 8527 | 18 | 9.76 | Residential | Yes | Behind the Meter | Net-metered residential rooftop and canopy |  | None | Sunrun Installation Services, Inc. | JCP&L | Accepted | 2020-08-03 | 2020-08-07 | 2021-10-30 | Delta Electronics | M4-TL-US | Inverters | 4000 |  | 2 |  |  | 0.96 |  | Outdoor | Next To Meter
NJSTRE1545395044 |  | Transition Incentive Program | Paramus | 7652 | 7 | 4.2 | Residential | No | Behind the Meter | Net-metered residential rooftop and canopy |  | None | UnitedSolar LLC | PSE&G | Accepted | 2020-08-05 | 2020-08-07 | 2021-10-30 | enphase | iq7-60-2-us | Inverters | 240 |  | 11 |  |  | 0.965 |  | Outdoor | roof
NJSTRE1545395353 |  | Transition Incentive Program | Williamstown | 8094 | 15 | 12.48 | Residential | No | Behind the Meter | Net-metered residential rooftop and canopy |  | None | RCL Enterprises Inc. | AC Electric | Accepted | 2020-08-03 | 2020-08-07 | 2021-10-30 | Enphase | IQ7 | Inverters | 240 |  | 1 |  |  | 0.96 |  | Outdoor | under panels
NJSTRE1545395353 |  | Transition Incentive Program | Williamstown | 8094 | 15 | 12.48 | Residential | No | Behind the Meter | Net-metered residential rooftop and canopy |  | None | RCL Enterprises Inc. | AC Electric | Accepted | 2020-08-03 | 2020-08-07 | 2021-10-30 | Enphase | IQ7 | Inverters | 5520 |  | 23 |  |  | 0.96 |  | Outdoor | under panels
NJSTRE1545395442 |  | Transition Incentive Program | Brick | 8723 | 18 | 7.04 | Residential | No | Behind the Meter | Net-metered residential rooftop and canopy |  | None | Whitman Construction, LLC | JCP&L | Accepted | 2020-08-03 | 2020-08-07 | 2021-10-30 | enphase energy | IQ7-60-2-US | Inverters | 240 |  | 22 |  |  | 0.975 |  | Outdoor | microinverters located under modules
NJSTRE1545395472 |  | Transition Incentive Program | Sickerville | 8081 | 14 | 7.63 | Residential | Yes | Behind the Meter | Net-metered residential rooftop and canopy |  | None | Sunrun Installation Services, Inc. | AC Electric | Accepted | 2020-08-03 | 2020-08-07 | 2021-10-30 | Enphase Energy | IQ7-60-x-US (240V) | Inverters | 240 |  | 25 |  |  | 0.96 |  | Outdoor | Rooftop
NJSTRE1545395649 |  | Transition Incentive Program | Montclair TWP | 7042 | 9 | 7.56 | Residential | No | Behind the Meter | Net-metered residential rooftop and canopy |  | None | Tesla Energy Operations Inc. | PSE&G | Accepted | 2020-08-03 | 2020-08-07 | 2021-10-30 | SolarEdge Technologies | SE7600H-US [240V] | Inverters | 7600 |  | 1 |  |  | 0.99 |  | Outside | Outside
NJSTRE1545395689 |  | Transition Incentive Program | Cresskill | 7626 | 7 | 9.9 | Residential | Yes | Behind the Meter | Net-metered residential rooftop and canopy |  | None | Sunrun Installation Services, Inc. | Orange Rockland Electric | Accepted | 2020-08-03 | 2020-08-07 | 2021-10-30 | Enphase Energy | IQ7-60-x-US (240V) | Inverters | 240 |  | 30 |  |  | 0.96 |  | Outdoor | Rooftop
NJSTRE1545382001 | NJSRRE1540297988 | Transition Incentive Program | Monroe Twp | 8831 | 11 | 115.5 | Commercial | Yes | Behind the Meter | Net-metered non-residential rooftop and canopy |  | None | SolareAmerica | JCP&L | Accepted |  | 2019-02-06 | 2021-10-30 | CSUN | CSUN385 | Solar Panels |  | 0.385 | 300 | 2 | 10 |  | Fixed | Roof
NJSTRE1545382011 | NJSRRE1540295977 | Transition Incentive Program | Toms RIver | 8754 | 18 | 115.5 | Commercial | Yes | Behind the Meter | Net-metered non-residential rooftop and canopy |  | None | SolareAmerica | JCP&L | Accepted |  | 2019-02-06 | 2021-10-30 | CSUN | CSUN385 | Solar Panels |  | 0.385 | 300 | 10 | 10 |  | Fixed | Roof
NJSTRE1545382018 | NJSRRE1540292919 | Transition Incentive Program | Jamesburg | 8831 | 11 | 115.5 | Commercial | Yes | Behind the Meter | Net-metered non-residential rooftop and canopy |  | None | SolareAmerica | JCP&L | Accepted |  | 2019-02-06 | 2021-10-30 | CSUN | CSUN385 | Solar Panels |  | 0.385 | 300 | 128 | 10 |  | Fixed | Roof
NJSTRE1545382026 | NJSRRE1540298071 | Transition Incentive Program | Galloway | 8205 | 19 | 115.5 | Commercial | Yes | Behind the Meter | Net-metered non-residential rooftop and canopy |  | None | SolareAmerica | AC Electric | Accepted |  | 2019-02-06 | 2021-10-30 | CSUN | CSUN385 | Solar Panels |  | 0.385 | 300 | 215 | 10 |  | Fixed | Roof
NJSTRE1545382036 | NJSRRE1540305147 | Transition Incentive Program | Maplewood | 7040 | 9 | 108.19 | Commercial | Yes | Behind the Meter | Net-metered non-residential rooftop and canopy |  | None | SolareAmerica | PSE&G | Accepted |  | 2019-02-08 | 2021-10-30 | CSUN | CSUN385 | Solar Panels |  | 0.385 | 281 | 348 | 10 |  | Fixed | Roof
NJSTRE1545382051 | NJSRRE1540301276 | Transition Incentive Program | Sewell | 8080 | 15 | 115.5 | Commercial | Yes | Behind the Meter | Net-metered non-residential rooftop and canopy |  | None | SolareAmerica | AC Electric | Accepted |  | 2019-02-07 | 2021-10-30 | CSUN | CSUN385 | Solar Panels |  | 0.385 | 300 | 254 | 10 |  | Fixed | Roof
NJSTRE1545382060 | NJSRRE1540304762 | Transition Incentive Program | Cherry Hill | 8002 | 14 | 115.5 | Commercial | Yes | Behind the Meter | Net-metered non-residential rooftop and canopy |  | None | SolareAmerica | PSE&G | Accepted |  | 2019-02-08 | 2021-10-30 | CSUN | CSUN385 | Solar Panels |  | 0.385 | 300 | 189 | 10 |  | Fixed | Roof
NJSTRE1545382069 | NJSRRE1540304603 | Transition Incentive Program | Flemington | 8822 | 4 | 115.5 | Commercial | Yes | Behind the Meter | Net-metered non-residential rooftop and canopy |  | None | SolareAmerica | JCP&L | Accepted |  | 2019-02-08 | 2021-10-30 | CSUN | CSUN385 | Solar Panels |  | 0.385 | 300 | 289 | 10 |  | Fixed | Roof
NJSTRE1545382076 | NJSRRE1540301130 | Transition Incentive Program | Matawan | 7747 | 17 | 115.5 | Commercial | Yes | Behind the Meter | Net-metered non-residential rooftop and canopy |  | None | SolareAmerica | JCP&L | Accepted |  | 2019-02-07 | 2021-10-30 | CSUN | CSUN385 | Solar Panels |  | 0.385 | 300 | 185 | 10 |  | Fixed | Roof
NJSTRE1545394836 |  | Transition Incentive Program | Belleville | 7109 | 9 | 5.1 | Residential | Yes | Behind the Meter | Net-metered residential rooftop and canopy |  | PSEG | Vision Solar LLC | PSE&G | Accepted | 2020-08-03 | 2020-08-07 | 2021-10-30 | ENPHASE | IQ7-60-2-US | Inverters | 0.24 |  | 15 |  |  | 0.96 |  | Other | behind each pannel
NJSTRE1545394844 |  | Transition Incentive Program | Pennsville | 8070 | 16 | 4.08 | Residential | Yes | Behind the Meter | Net-metered residential rooftop and canopy |  | ACE | Vision Solar LLC | AC Electric | Accepted | 2020-08-03 | 2020-08-07 | 2021-10-30 | ENPHASE | IQ7-60-2-US | Inverters | 0.24 |  | 12 |  |  | 0.96 |  | Other | behind each panel
NJSTRE1545394859 |  | Transition Incentive Program | HAMBURG | 7419 | 1 | 8.84 | Residential | Yes | Behind the Meter | Net-metered residential rooftop and canopy |  | None | Trinity Solar | JCP&L | Accepted | 2020-08-03 | 2020-08-07 | 2021-10-30 | Solar Edge | SE7600H-US000BNC4 | Inverters | 7600 |  | 1 |  |  | 0.97 |  | Outdoor | side of home
NJSTRE1545395288 |  | Transition Incentive Program | COLUMBUS | 8022 | 13 | 11.05 | Residential | Yes | Behind the Meter | Net-metered residential rooftop and canopy |  | None | Vivint Solar Developer, LLC | PSE&G | Accepted | 2020-08-03 | 2020-08-07 | 2021-10-30 | SolarEdge | SE7600H-US | Inverters | 7600 |  | 1 |  |  | 0.992 |  | Outdoor | Near the Utility Meter
NJSTRE1545395719 |  | Transition Incentive Program | BARRINGTON BORO | 8007 | 14 | 18.3 | Residential | No | Behind the Meter | Net-metered residential rooftop and canopy |  | None | Sunrun Installation Services, Inc. | PSE&G | Accepted | 2020-08-03 | 2020-08-07 | 2021-10-30 | Enphase Energy | IQ7-60-x-US (240V) | Inverters | 240 |  | 60 |  |  | 0.96 |  | Outdoor | Rooftop
NJSTRE1545396062 |  | Transition Incentive Program | Edison | 8817 | 11 | 5.95 | Residential | Yes | Behind the Meter | Net-metered residential rooftop and canopy |  | None | Pro Custom Solar dba Momentum Solar | PSE&G | Accepted | 2020-08-03 | 2020-08-07 | 2021-10-30 | Enphase | IQ7Plus-72-2-US | Inverters | 290 |  | 17 |  |  | 0.97 |  | Outdoor | Roof
NJSTRE1545398014 |  | Transition Incentive Program | Irvington | 7111 | 9 | 7.56 | Residential | No | Behind the Meter | Net-metered residential rooftop and canopy |  | None | UnitedSolar LLC | PSE&G | Accepted | 2020-08-04 | 2020-08-07 | 2021-10-30 | aps | yc600(240v) | Inverters | 240 |  | 12 |  |  | 0.965 |  | Outdoor | roof
NJSTRE1545398130 |  | Transition Incentive Program | BELLEVILLE | 7109 | 9 | 11.2 | Residential | No | Behind the Meter | Net-metered residential rooftop and canopy |  | None | Pro Custom Solar dba Momentum Solar | PSE&G | Accepted | 2020-08-04 | 2020-08-07 | 2021-10-30 | Enphase | IQ7PLUS-72-2-US | Inverters | 290 |  | 32 |  |  | 0.97 |  | Outdoor | Roof
NJSTRE1545398158 |  | Transition Incentive Program | CARTERET BORO | 7008 | 11 | 9.3 | Residential | Yes | Behind the Meter | Net-metered residential rooftop and canopy |  | None | Bright Planet Solar | PSE&G | Accepted | 2020-08-04 | 2020-08-07 | 2021-10-30 | SOLAR EDGE | SE7600H-USRGM | Inverters | 7600 |  | 1 |  |  | 0.98 |  | Outdoor | OUTSIDE
NJSTRE1545398217 |  | Transition Incentive Program | FLEMINGTON | 8822 | 4 | 8.68 | Residential | Yes | Behind the Meter | Net-metered residential rooftop and canopy |  | None | Bright Planet Solar | JCP&L | Accepted | 2020-08-04 | 2020-08-07 | 2021-10-30 | SOLAR EDGE | SE7600H-USRGM | Inverters | 7600 |  | 1 |  |  | 0.98 |  | Outdoor | OUTSIDE
NJSTRE1545398354 |  | Transition Incentive Program | Pennsauken | 8110 | 14 | 8.4 | Residential | Yes | Behind the Meter | Net-metered residential rooftop and canopy |  | None | Pro Custom Solar dba Momentum Solar | PSE&G | Accepted | 2020-08-04 | 2020-08-07 | 2021-10-30 | Enphase | IQ7PLUS-72-2-US | Inverters | 290 |  | 24 |  |  | 0.97 |  | Outdoor | Roof
NJSTRE1545398402 |  | Transition Incentive Program | Galloway | 8205 | 19 | 10.14 | Residential | Yes | Behind the Meter | Net-metered residential rooftop and canopy |  | None | Castle Energy, LLC | AC Electric | Accepted | 2020-08-18 | 2020-08-19 | 2021-10-30 | SunPower | SPR-E20-327-E-AC | Inverters | 320 |  | 31 |  |  | 0.975 |  | Outdoor | on the rooftop under each solar panel
NJSTRE1545398419 |  | Transition Incentive Program | Hopewell TWP MER | 8534 | 12 | 16.32 | Residential | No | Behind the Meter | Net-metered residential rooftop and canopy |  | None | Tesla Energy Operations Inc. | PSE&G | Accepted | 2020-08-04 | 2020-08-07 | 2021-10-30 | SolarEdge Technologies | SE10000H-US [240V] | Inverters | 10000 |  | 1 |  |  | 0.99 |  | Outside | Outside
NJSTRE1545398577 |  | Transition Incentive Program | Madison | 7940 | 3 | 8.16 | Residential | No | Behind the Meter | Net-metered residential rooftop and canopy |  | None | Tesla Energy Operations Inc. | Borough of Madison | Accepted | 2020-08-04 | 2020-08-07 | 2021-10-30 | SolarEdge Technologies | SE7600H-US [240V] | Inverters | 7600 |  | 1 |  |  | 0.99 |  | Indoor | Inside garage
NJSTRE1545398606 |  | Transition Incentive Program | EWING | 8638 | 12 | 13.6 | Residential | Yes | Behind the Meter | Net-metered residential rooftop and canopy |  | PSEG SL3 | Vision Solar LLC | PSE&G | Accepted | 2020-08-04 | 2020-08-11 | 2021-10-30 | HANWHA Q-CELLS | Q.PEAK DUO-G6 340 | Inverters | 0.24 |  | 40 |  |  | 0.96 |  | Other | behind each panel
NJSTRE1545398699 |  | Transition Incentive Program | Barnsboro | 8080 | 15 | 10.23 | Residential | No | Behind the Meter | Net-metered residential rooftop and canopy |  | None | Tesla Energy Operations Inc. | AC Electric | Accepted | 2020-08-04 | 2020-08-07 | 2021-10-30 | Delta | M4-TL-US [240V] | Inverters | 3840 |  | 1 |  |  | 0.975 |  | Indoor | Indoor
NJSTRE1545398937 |  | Transition Incentive Program | Woodbridge Township | 8832 | 11 | 7.38 | Residential | No | Behind the Meter | Net-metered residential rooftop and canopy |  | None | Seabright Solar | PSE&G | Accepted | 2020-08-04 | 2020-08-07 | 2021-10-30 | Sunpower | SPR-A-410-G-AC | Inverters | 0.32 |  | 18 |  |  | 0.99 |  | Outside | Roof
NJSTRE1545397953 |  | Transition Incentive Program | Bayville | 8721 | 18 | 6.62 | Residential | Yes | Behind the Meter | Net-metered residential rooftop and canopy |  | None | Suntuity Solar LLC | JCP&L | Accepted | 2020-08-04 | 2020-08-07 | 2021-10-30 | Enphase Energy | IQ7-60-2-US | Inverters | 240 |  | 21 |  |  | 0.97 |  | Outdoor | Behind the PV Modules
NJSTRE1545398042 |  | Transition Incentive Program | Princeton Junction | 8550 | 12 | 13.6 | Residential | No | Behind the Meter | Net-metered residential rooftop and canopy |  | None | CE Team Inc. | JCP&L | Accepted | 2020-08-04 | 2020-08-07 | 2021-10-30 | Enphase | IQ7a | Inverters | 349 |  | 40 |  |  | 0.97 |  | Outside | under each panel
NJSTRE1545398171 |  | Transition Incentive Program | Orange city | 7050 | 9 | 5.44 | Residential | Yes | Behind the Meter | Net-metered residential rooftop and canopy |  | PSEG | Vision Solar LLC | PSE&G | Accepted | 2020-08-04 | 2020-08-07 | 2021-10-30 | ENPHASE | IQ7-60-2-US | Inverters | 0.24 |  | 16 |  |  | 0.96 |  | Other | behind each panel
NJSTRE1545398167 |  | Transition Incentive Program | Northfield | 8225 | 19 | 4.48 | Residential | Yes | Behind the Meter | Net-metered residential rooftop and canopy |  | None | Sunbound Solar | AC Electric | Accepted | 2020-08-04 | 2020-08-07 | 2021-10-30 | Enhase | IQ7-60-2-US (Microinverter, 60-Cell) | Inverters | 60 |  | 14 |  |  | 0.976 |  | Outdoor | Under module
NJSTRE1545398349 |  | Transition Incentive Program | Belford | 7718 | 17 | 5.78 | Residential | Yes | Behind the Meter | Net-metered residential rooftop and canopy |  | None | Trinity Solar | JCP&L | Final As-Built Received | 2020-08-04 | 2020-08-07 | 2021-10-30 | Solar Edge | SE5000H-US | Inverters | 5000 |  | 1 |  |  | 0.97 |  | Outside | side of home
NJSTRE1545398417 |  | Transition Incentive Program | EGG HARBOR TOWNSHIP | 8234 | 19 | 7.44 | Residential | Yes | Behind the Meter | Net-metered residential rooftop and canopy |  | None | Bright Planet Solar | AC Electric | Accepted | 2020-08-04 | 2020-08-07 | 2021-10-30 | SOLAR EDGE | SE6000H-USRGM | Inverters | 6000 |  | 1 |  |  | 0.98 |  | Outdoor | OUTSIDE
NJSTRE1545400462 |  | Transition Incentive Program | UNION TWP UNI | 7083 | 10 | 2.75 | Residential | Yes | Behind the Meter | Net-metered residential rooftop and canopy |  | None | Sunrun Installation Services, Inc. | PSE&G | Accepted | 2020-08-05 | 2020-08-07 | 2021-10-30 | Enphase Energy | IQ7-60-x-US (240V) | Inverters | 240 |  | 9 |  |  | 0.96 |  | Outdoor | Rooftop
NJSTRE1545400475 |  | Transition Incentive Program | Vineland | 8361 | 20 | 7.25 | Residential | No | Behind the Meter | Net-metered residential rooftop and canopy |  | None | Suntuity Solar LLC | Vineland Muni Electric | Accepted | 2020-08-05 | 2020-08-10 | 2021-10-30 | Enphase Energy | IQ7-60-2-US | Inverters | 240 |  | 23 |  |  | 0.97 |  | Outdoor | Behind the PV Modules
NJSTRE1545400486 |  | Transition Incentive Program | Cinnaminson | 8077 | 13 | 7.48 | Residential | Yes | Behind the Meter | Net-metered residential rooftop and canopy |  | None | Trinity Solar | PSE&G | Accepted | 2020-08-05 | 2020-08-10 | 2021-10-30 | Solar Edge | SE6000 | Inverters | 6000 |  | 1 |  |  | 0.97 |  | Outside | side of home
NJSTRE1545400509 |  | Transition Incentive Program | North Bergen | 7047 | 8 | 8.3 | Residential | No | Behind the Meter | Net-metered residential rooftop and canopy |  | None | Green House Solar | PSE&G | Accepted | 2020-08-05 | 2020-08-10 | 2021-10-30 | Sunpower | SPWR-A4 | Inverters | 349 |  | 20 |  |  | 0.97 |  | Other | Panel Mounted
NJSTRE1545400529 |  | Transition Incentive Program | Hamilton | 8619 | 12 | 8.82 | Residential | No | Behind the Meter | Net-metered residential rooftop and canopy |  | None | Kopp Electric Company | PSE&G | Accepted | 2020-08-05 | 2020-08-10 | 2021-10-30 | Solar Edge | SE7600H-US | Inverters | 7600 |  | 1 |  |  | 0.975 |  | Outdoor | Next to meter
NJSTRE1545382023 | NJSRRE1540378570 | Transition Incentive Program | Marlton | 8053 | 13 | 64.24 | Commercial | No | Behind the Meter | Net-metered non-residential rooftop and canopy |  | None | Dynamic Energy Solutions, LLC | PSE&G | Accepted | 2019-02-22 | 2019-02-25 | 2021-10-30 | JINKO | JINKO 365W | Solar Panels |  | 0.365 | 176 | 151.4 | 10 |  | Fixed | Roof
NJSTRE1545382030 | NJSRRE1540303496 | Transition Incentive Program | Tinton Falls | 7712 | 17 | 115.5 | Commercial | Yes | Behind the Meter | Net-metered non-residential rooftop and canopy |  | None | SolareAmerica | JCP&L | Accepted |  | 2019-02-08 | 2021-10-30 | CSUN | CSUN385 | Solar Panels |  | 0.385 | 300 | 106 | 10 |  | Fixed | Roof
NJSTRE1545382057 | NJSRRE1540301233 | Transition Incentive Program | Jackson | 8527 | 18 | 115.5 | Commercial | Yes | Behind the Meter | Net-metered non-residential rooftop and canopy |  | None | SolareAmerica | JCP&L | Accepted |  | 2019-02-07 | 2021-10-30 | CSUN | CSUN385 | Solar Panels |  | 0.385 | 300 | 267 | 10 |  | Fixed | Roof
NJSTRE1545382058 | NJSRRE1540304586 | Transition Incentive Program | Cherry Hill | 8002 | 14 | 115.5 | Commercial | Yes | Behind the Meter | Net-metered non-residential rooftop and canopy |  | None | SolareAmerica | PSE&G | Accepted |  | 2019-02-08 | 2021-10-30 | CSUN | CSUN385 | Solar Panels |  | 0.385 | 300 | 185 | 10 |  | Fixed | Roof
NJSTRE1545382074 | NJSRRE1540303481 | Transition Incentive Program | Parsippany | 7054 | 3 | 115.5 | Commercial | Yes | Behind the Meter | Net-metered non-residential rooftop and canopy |  | None | SolareAmerica | JCP&L | Accepted |  | 2019-02-08 | 2021-10-30 | CSUN | CSUN385 | Solar Panels |  | 0.385 | 300 | 231 | 10 |  | Fixed | Roof
NJSTRE1545382075 | NJSRRE1540304645 | Transition Incentive Program | Burlington | 8016 | 13 | 115.5 | Commercial | Yes | Behind the Meter | Net-metered non-residential rooftop and canopy |  | None | SolareAmerica | PSE&G | Accepted |  | 2019-02-08 | 2021-10-30 | CSUN | CSUN385 | Solar Panels |  | 0.385 | 300 | 227 | 10 |  | Fixed | Roof
NJSTRE1545382110 | NJSRRE1541722671 | Transition Incentive Program | Linwood | 8221 | 19 | 7.68 | Residential | No | Behind the Meter | Net-metered residential rooftop and canopy |  | None | Castle Energy, LLC | AC Electric | Accepted | 2019-07-31 | 2019-08-05 | 2021-10-30 | LG Electronics | LG320E1K-A5 | Solar Panels |  | 0.32 | 24 | 211 | 35 |  | Fixed | Roof
NJSTRE1545382113 | NJSRRE1541708853 | Transition Incentive Program | Edison | 8820 | 11 | 6.27 | Residential | No | Behind the Meter | Behind the Meter |  | None | Sunrun Installation Services, Inc. | PSE&G | Eligible for TI Program | 2019-07-26 | 2019-07-31 | 2021-10-30 | LG Electronics | LG330N1C-A5 | Solar Panels |  | 0.33 | 3 | 256 | 34 |  | Fixed | Roof
NJSTRE1545382121 | NJSRRE1541136384 | Transition Incentive Program | Clermont | 8210 | 21 | 33.79 | Commercial | Yes | Behind the Meter | Behind the Meter |  | None | OCEAN SOLAR | AC Electric | Eligible for TI Program | 2019-06-12 | 2019-07-01 | 2021-10-30 | SILFAB | 310 MONO | Solar Panels |  | 0.31 | 109 | 180 | 25 |  | Fixed | Ground
NJSTRE1545382124 | NJSRRE1541722719 | Transition Incentive Program | Paterson | 7513 | 6 | 13.94 | Residential | Yes | Behind the Meter | Behind the Meter |  | None | Pro Custom Solar dba Momentum Solar | PSE&G | Eligible for TI Program | 2019-07-31 | 2019-08-05 | 2021-10-30 | LG ELECTRONICS | LG 335N1C-V5 | Solar Panels |  | 0.34 | 21 | 189 | 35 |  | Fixed | Roof
NJSTRE1545382142 | NJSRRE1541717496 | Transition Incentive Program | Cliffwood Beach | 7735 | 17 | 4.73 | Residential | Yes | Behind the Meter | Net-metered residential rooftop and canopy |  | None | Vivint Solar Developer, LLC | JCP&L | Accepted | 2019-07-30 | 2019-08-02 | 2021-10-30 | Hanwha Solar | Q.Peak BLK - G5 315 | Solar Panels |  | 0.315 | 15 | 119 | 25 |  | Fixed | Roof
NJSTRE1545396077 |  | Transition Incentive Program | North Plainfiel | 7063 | 10 | 7.7 | Residential | No | Behind the Meter | Net-metered residential rooftop and canopy |  | None | Pro Custom Solar dba Momentum Solar | PSE&G | Accepted | 2020-08-03 | 2020-08-07 | 2021-10-30 | Enphase | IQ7Plus-72-2-US | Inverters | 290 |  | 22 |  |  | 0.97 |  | Outdoor | Roof
NJSTRE1545397952 |  | Transition Incentive Program | GALLOWAY | 8205 | 19 | 10.4 | Residential | Yes | Behind the Meter | Net-metered residential rooftop and canopy |  | None | Suntuity Solar LLC | AC Electric | Accepted | 2020-08-04 | 2020-08-07 | 2021-10-30 | Enphase Energy | IQ7-60-2-US | Inverters | 240 |  | 33 |  |  | 0.97 |  | Outdoor | Behind the PV Modules
NJSTRE1545398153 |  | Transition Incentive Program | NORTH BRUNSWICK TWP | 8902 | 11 | 3.97 | Residential | No | Behind the Meter | Net-metered residential rooftop and canopy |  | None | Sunrun Installation Services, Inc. | PSE&G | Accepted | 2020-08-04 | 2020-08-07 | 2021-10-30 | Delta Electronics | M4-TL-US | Inverters | 4000 |  | 1 |  |  | 0.96 |  | Outdoor | Next To Meter
NJSTRE1545398161 |  | Transition Incentive Program | Roselle | 7203 | 10 | 6.65 | Residential | No | Behind the Meter | Net-metered residential rooftop and canopy |  | None | Pro Custom Solar dba Momentum Solar | PSE&G | Accepted | 2020-08-04 | 2020-08-07 | 2021-10-30 | Enphase | IQ7PLUS-72-2-US | Inverters | 290 |  | 19 |  |  | 0.97 |  | Outdoor | Roof
NJSTRE1545382039 | NJSRRE1540345101 | Transition Incentive Program | Brick | 8724 | 18 | 58.04 | Commercial | No | Behind the Meter | Net-metered non-residential rooftop and canopy |  | None | Dynamic Energy Solutions, LLC | JCP&L | Accepted | 2019-02-22 | 2019-02-25 | 2021-10-30 | JINKO | JINKO 365W | Solar Panels |  | 0.365 | 159 | 153.64 | 10 |  | Fixed | Roof
NJSTRE1545382042 | NJSRRE1540301239 | Transition Incentive Program | Toms RIver | 8753 | 18 | 115.5 | Commercial | Yes | Behind the Meter | Net-metered non-residential rooftop and canopy |  | None | SolareAmerica | JCP&L | Accepted |  | 2019-02-08 | 2021-10-30 | CSUN | CSUN385 | Solar Panels |  | 0.385 | 300 | 278 | 10 |  | Fixed | Roof
NJSTRE1545382046 | NJSRRE1540369855 | Transition Incentive Program | Turnersville | 8012 | 14 | 148.92 | Commercial | No | Behind the Meter | Net-metered non-residential rooftop and canopy |  | None | Dynamic Energy Solutions, LLC | AC Electric | Accepted | 2019-02-22 | 2019-02-25 | 2021-10-30 | JINKO | JINKO 365W | Solar Panels |  | 0.365 | 408 | 169.3 | 10 |  | Fixed | Roof
NJSTRE1545382049 | NJSRRE1540303488 | Transition Incentive Program | Southhampton | 8016 | 13 | 115.5 | Commercial | Yes | Behind the Meter | Net-metered non-residential rooftop and canopy |  | None | SolareAmerica | PSE&G | Accepted |  | 2019-02-07 | 2021-10-30 | CSUN | CSUN385 | Solar Panels |  | 0.385 | 300 | 270 | 10 |  | Fixed | Roof
NJSTRE1545382054 | NJSRRE1540301064 | Transition Incentive Program | Williamstown | 8094 | 15 | 115.5 | Commercial | Yes | Behind the Meter | Net-metered non-residential rooftop and canopy |  | None | SolareAmerica | AC Electric | Accepted |  | 2019-02-07 | 2021-10-30 | CSUN | CSUN385 | Solar Panels |  | 0.385 | 300 | 233 | 10 |  | Fixed | Roof
NJSTRE1545382063 | NJSRRE1540365162 | Transition Incentive Program | Glassboro | 8028 | 15 | 50.01 | Commercial | No | Behind the Meter | Net-metered non-residential rooftop and canopy |  | None | Dynamic Energy Solutions, LLC | AC Electric | Accepted | 2019-02-22 | 2019-02-25 | 2021-10-30 | JINKO | JINKO 365W | Solar Panels |  | 0.365 | 137 | 153.64 | 10 |  | Fixed | Roof
NJSTRE1545382070 | NJSRRE1540300542 | Transition Incentive Program | Sicklerville | 8081 | 14 | 115.5 | Commercial | Yes | Behind the Meter | Net-metered non-residential rooftop and canopy |  | None | SolareAmerica | AC Electric | Accepted |  | 2019-02-06 | 2021-10-30 | CSUN | CSUN385 | Solar Panels |  | 0.385 | 300 | 133 | 10 |  | Fixed | Roof
NJSTRE1545382080 | NJSRRE1540304607 | Transition Incentive Program | Marlton | 8053 | 13 | 115.5 | Commercial | Yes | Behind the Meter | Net-metered non-residential rooftop and canopy |  | None | SolareAmerica | PSE&G | Accepted |  | 2019-02-08 | 2021-10-30 | CSUN | CSUN385 | Solar Panels |  | 0.385 | 300 | 12 | 10 |  | Fixed | Roof
NJSTRE1545382083 | NJSRRE1540304840 | Transition Incentive Program | Laurence Harbor | 8879 | 11 | 4.1 | Residential | Yes | Behind the Meter | Net-metered residential rooftop and canopy |  | None | Vivint Solar Developer, LLC | JCP&L | Accepted | 2019-02-01 | 2019-02-01 | 2021-10-30 | Hanwha Solar | Q.Peak BLK-G5 315 | Solar Panels |  | 0.315 | 13 | 34 | 26 |  | Fixed | Roof
NJSTRE1545382092 | NJSRRE1541715484 | Transition Incentive Program | Waretown | 8758 | 18 | 4.06 | Residential | Yes | Behind the Meter | Behind the Meter |  | None | Sunrun Installation Services, Inc. | JCP&L | Eligible for TI Program | 2019-07-29 | 2019-08-01 | 2021-10-30 | REC Solar | REC290TP2 BLK | Solar Panels |  | 0.29 | 14 | 208 | 27 |  | Fixed | Roof
NJSTRE1545382099 | NJSRRE1541718953 | Transition Incentive Program | BELLEVILLE | 7109 | 9 | 7.88 | Residential | Yes | Behind the Meter | Behind the Meter |  | None | Pro Custom Solar dba Momentum Solar | PSE&G | Eligible for TI Program | 2019-07-30 | 2019-08-05 | 2021-10-30 | HANWHA | Q.PEAK DUO BLK-G5 315 | Solar Panels |  | 0.315 | 10 | 352 | 32 |  | Fixed | Roof
NJSTRE1545382113 | NJSRRE1541708853 | Transition Incentive Program | Edison | 8820 | 11 | 6.27 | Residential | No | Behind the Meter | Behind the Meter |  | None | Sunrun Installation Services, Inc. | PSE&G | Eligible for TI Program | 2019-07-26 | 2019-07-31 | 2021-10-30 | LG Electronics | LG330N1C-A5 | Solar Panels |  | 0.33 | 11 | 76 | 9 |  | Fixed | Roof
NJSTRE1545382123 | NJSRRE1540474826 | Transition Incentive Program | Beachwood | 8722 | 18 | 5.28 | Residential | No | Behind the Meter | Net-metered residential rooftop and canopy |  | None | NJ Solar Power, LLC | JCP&L | Accepted | 2019-03-11 | 2019-03-13 | 2021-10-30 | Panasonic | VBHN330SA17 | Solar Panels |  | 0.33 | 16 | 215 | 30 |  | Fixed | Roof
NJSTRE1545388909 | NJSRRE1544836500 | Transition Incentive Program | ROSELLE | 7203 | 10 | 8.32 | Residential | Yes | Behind the Meter | Net-metered residential rooftop and canopy |  | None | Vivint Solar Developer, LLC | PSE&G | Accepted | 2020-04-13 | 2020-04-21 | 2021-10-30 | Solar Edge | SE7600H-US | Inverters | 7600 |  | 1 |  |  | 0.992 |  | Outdoor | Near the Utility Meter
NJSTRE1545388913 | NJSRRE1544626939 | Transition Incentive Program | Parkertown | 8087 | 18 | 3.72 | Residential | Yes | Behind the Meter | Behind the Meter |  | None | Sunrun Installation Services, Inc. | AC Electric | Eligible for TI Program | 2020-03-20 | 2020-03-20 | 2021-10-30 | Enphase Energy | IQ7-60-x-US (240V) | Inverters | 240 |  | 12 |  |  | 0.96 |  | Outdoor | Rooftop
NJSTRE1545388916 | NJSRRE1544838563 | Transition Incentive Program | Lyndhurst | 7071 | 7 | 5.58 | Residential | Yes | Behind the Meter | Behind the Meter |  | None | Sunrun Installation Services, Inc. | PSE&G | Eligible for TI Program | 2020-04-14 | 2020-04-21 | 2021-10-30 | Enphase Energy | IQ7-60-x-US (240V) | Inverters | 240 |  | 18 |  |  | 0.96 |  | Outdoor | Rooftop
NJSTRE1545388935 | NJSRRE1544680116 | Transition Incentive Program | Lyndhurst | 7071 | 7 | 16.25 | Residential | No | Behind the Meter | Net-metered residential rooftop and canopy |  | PSEG | Maier Solar Engineering dba Solar Me | PSE&G | Accepted | 2020-03-13 | 2020-04-17 | 2021-10-30 | Enphase | IQ7X | Inverters | 315 |  | 40 |  |  | 0.96 |  | Outdoor | Next to meter
NJSTRE1545388942 | NJSRRE1544806890 | Transition Incentive Program | Browns Mills | 8015 | 13 | 7.14 | Residential | Yes | Behind the Meter | Net-metered residential rooftop and canopy |  | None | Trinity Solar | JCP&L | Final As-Built Received | 2020-04-08 | 2020-04-14 | 2021-10-30 | Solar Edge | SE6000 | Inverters | 6000 |  | 1 |  |  | 0.97 |  | Outdoor | side of home
NJSTRE1545388951 | NJSRRE1544626944 | Transition Incentive Program | Bogota | 7603 | 7 | 5.58 | Residential | Yes | Behind the Meter | Behind the Meter |  | None | Sunrun Installation Services, Inc. | PSE&G | Eligible for TI Program | 2020-03-11 | 2020-03-17 | 2021-10-30 | Enphase Energy | IQ7-60-x-US (240V) | Inverters | 240 |  | 18 |  |  | 0.96 |  | Outdoor | Rooftop
NJSTRE1545388965 | NJSRRE1544766642 | Transition Incentive Program | Blackwood | 8012 | 14 | 8.91 | Residential | No | Behind the Meter | Net-metered residential rooftop and canopy |  | None | Whitman Construction, LLC | AC Electric | Accepted | 2020-03-26 | 2020-03-31 | 2021-10-30 | Enphase Energy | IQ7X-96-2-US | Inverters | 0.315 |  | 27 |  |  | 0.975 |  | Outside | Roof Top
NJSTRE1545388968 | NJSRRE1544806881 | Transition Incentive Program | Stafford Township | 8050 | 18 | 10.05 | Residential | No | Behind the Meter | Net-metered residential rooftop and canopy |  | None | Green Power Energy | AC Electric | As-Built Incomplete | 2020-04-08 | 2020-04-14 | 2021-10-30 | SolarEdge | SE10000H-US | Inverters | 10000 |  | 1 |  |  | 0.97 |  | Outside | next to meter
NJSTRE1545388971 | NJSRRE1544680837 | Transition Incentive Program | Linden | 7036 | 10 | 6.3 | Residential | Yes | Behind the Meter | Behind the Meter |  | None | Pro Custom Solar dba Momentum Solar | PSE&G | Eligible for TI Program | 2020-03-13 | 2020-04-09 | 2021-10-30 | Enphase Energy | IQ7PLUS-72-2-US | Inverters | 295 |  | 18 |  |  | 0.97 |  | Outdoor | roof
NJSTRE1545388977 | NJSRRE1544623707 | Transition Incentive Program | Fair Lawn Boro | 7410 | 7 | 11.34 | Residential | No | Behind the Meter | Net-metered residential rooftop and canopy |  | None | Tesla Energy Operations Inc. | PSE&G | Final As-Built Received | 2020-03-10 | 2020-03-13 | 2021-10-30 | SolarEdge Technologies | SE10000H-US | Inverters | 10000 |  | 1 |  |  | 0.99 |  | Outdoor | Outdoor
NJSTRE1545389003 | NJSRRE1544796126 | Transition Incentive Program | Stewartsville | 8886 | 2 | 14.62 | Residential | Yes | Behind the Meter | Behind the Meter |  | None | Trinity Solar | JCP&L | Eligible for TI Program | 2020-04-03 | 2020-04-09 | 2021-10-30 | SOLAR EDGE | SE11400H-US | Inverters | 11400 |  | 1 |  |  | 0.97 |  | Outside | SIDE OF HOME
NJSTRE1545389005 | NJSRRE1544701314 | Transition Incentive Program | Lakewood | 8701 | 18 | 7.13 | Residential | No | Behind the Meter | Net-metered residential rooftop and canopy |  | None | Powerlutions | JCP&L | Accepted |  | 2020-03-19 | 2021-10-30 | Enphase | IQ7-60-2-US | Inverters | 240 |  | 23 |  |  | 0.97 |  | Outdoor | near panel
NJSTRE1545395317 |  | Transition Incentive Program | Passaic | 7055 | 6 | 9.36 | Residential | No | Behind the Meter | Net-metered residential rooftop and canopy |  | None | Trinity Solar | PSE&G | Accepted | 2020-08-03 | 2020-08-07 | 2021-10-30 | Solar Edge | SE7600 | Inverters | 7600 |  | 1 |  |  | 0.97 |  | Outside | side of home
NJSTRE1545395485 |  | Transition Incentive Program | MONTCLAIR | 7042 | 9 | 5.53 | Residential | No | Behind the Meter | Net-metered residential rooftop and canopy |  | None | Infinity Solar Systems | PSE&G | Accepted | 2020-08-03 | 2020-08-07 | 2021-10-30 | ENPHASE | IQ7-60-X-US | Inverters | 240 |  | 17 |  |  | 0.97 |  | Outside | MICROINVERTERS
NJSTRE1545396074 |  | Transition Incentive Program | Old Bridge | 8857 | 11 | 4.9 | Residential | Yes | Behind the Meter | Net-metered residential rooftop and canopy |  | None | Pro Custom Solar dba Momentum Solar | JCP&L | Accepted | 2020-08-03 | 2020-08-07 | 2021-10-30 | Enphase | IQ7Plus-72-2-US | Inverters | 290 |  | 14 |  |  | 0.97 |  | Outdoor | Roof
NJSTRE1545396096 |  | Transition Incentive Program | Closter | 7624 | 7 | 11.99 | Residential | No | Behind the Meter | Net-metered residential rooftop and canopy |  | None | Tesla Energy Operations Inc. | Orange Rockland Electric | Accepted | 2020-08-03 | 2020-08-07 | 2021-10-30 | Delta | M8-TL-US [240V] | Inverters | 7680 |  | 1 |  |  | 0.975 |  | Outdoor | Outdoor
NJSTRE1545397958 |  | Transition Incentive Program | Forked River | 8731 | 18 | 7.04 | Residential | No | Behind the Meter | Net-metered residential rooftop and canopy |  | None | Posigen NJ LLC | JCP&L | Accepted | 2020-08-04 | 2020-08-07 | 2021-10-30 | SolarEdge | SE7600H-US | Inverters | 7600 |  | 1 |  |  | 0.99 |  | Outside | within ten feet of meter
NJSTRE1545397993 |  | Transition Incentive Program | Irvington | 7111 | 9 | 5.12 | Residential | No | Behind the Meter | Net-metered residential rooftop and canopy |  | None | Posigen NJ LLC | PSE&G | Accepted | 2020-08-04 | 2020-08-07 | 2021-10-30 | SolarEdge | SE6000H-US | Inverters | 6000 |  | 1 |  |  | 0.99 |  | Outside | within ten feet of meter
NJSTRE1545398013 |  | Transition Incentive Program | Beverly | 8010 | 13 | 5.25 | Residential | Yes | Behind the Meter | Net-metered residential rooftop and canopy |  | None | Pro Custom Solar dba Momentum Solar | PSE&G | Accepted | 2020-08-04 | 2020-08-07 | 2021-10-30 | Enphase | IQ7PLUS-72-2-US | Inverters | 290 |  | 15 |  |  | 0.97 |  | Outdoor | Roof
NJSTRE1545398127 |  | Transition Incentive Program | WOODBINE | 8270 | 21 | 3.9 | Residential | Yes | Behind the Meter | Net-metered residential rooftop and canopy |  | None | Vivint Solar Developer, LLC | AC Electric | Accepted | 2020-08-12 | 2020-08-12 | 2021-10-30 | SolarEdge | SE3800H-US | Inverters | 3800 |  | 1 |  |  | 0.992 |  | Outdoor | Near the Utility Meter
NJSTRE1545398337 |  | Transition Incentive Program | Hasbrouck Heights | 7604 | 7 | 6.3 | Residential | No | Behind the Meter | Net-metered residential rooftop and canopy |  | None | Pro Custom Solar dba Momentum Solar | PSE&G | Accepted | 2020-08-04 | 2020-08-07 | 2021-10-30 | Enphase | IQ7Plus-72-2-US | Inverters | 290 |  | 18 |  |  | 0.97 |  | Outdoor | Roof
NJSTRE1545398336 |  | Transition Incentive Program | Bernardsville | 7924 | 5 | 167.7 | Residential | No | Behind the Meter | Net-metered residential rooftop and canopy |  | None | Luma Resources | JCP&L | Accepted | 2020-08-24 | 2020-08-25 | 2021-10-30 | Fronius | Primo 6.0-1 | Inverters | 6 |  | 1 |  |  | 0.96 |  | Outdoor | Near main service panel
NJSTRE1545398437 |  | Transition Incentive Program | Toms River | 8753 | 18 | 9.6 | Residential | No | Behind the Meter | Net-metered residential rooftop and canopy |  | None | Posigen NJ LLC | JCP&L | Accepted | 2020-08-04 | 2020-08-07 | 2021-10-30 | SolarEdge | SE10000H-US | Inverters | 10000 |  | 1 |  |  | 0.99 |  | Outside | within ten feet of meter
NJSTRE1545398930 |  | Transition Incentive Program | Glassboro | 8028 | 15 | 172.48 | Commercial | Yes | Behind the Meter | Net-metered non-residential rooftop and canopy |  | None | South Jersey Gas | AC Electric | Accepted | 2020-08-05 | 2020-08-21 | 2021-10-30 | SolarEdge | SE14.4KUS | Inverters | 14400 |  | 11 |  |  | 0.975 |  | Outdoor | Roof
NJSTRE1545400560 |  | Transition Incentive Program | Bayville | 8721 | 18 | 12.16 | Residential | No | Behind the Meter | Net-metered residential rooftop and canopy |  | None | Reliable Power and Solar | JCP&L | Accepted | 2020-08-05 | 2020-08-10 | 2021-10-30 | enphase | IQ7 | Inverters | 240 |  | 38 |  |  | 0.97 |  | Outside | roof
NJSTRE1545382031 | NJSRRE1540301142 | Transition Incentive Program | Marmora | 8233 |  | 115.5 | Commercial | Yes | Behind the Meter | Net-metered non-residential rooftop and canopy |  | None | SolareAmerica | AC Electric | Accepted |  | 2019-02-07 | 2021-10-30 | CSUN | CSUN385 | Solar Panels |  | 0.385 | 300 | 220 | 10 |  | Fixed | Roof
NJSTRE1545382048 | NJSRRE1540301222 | Transition Incentive Program | Cherry Hill | 8003 | 14 | 115.5 | Commercial | Yes | Behind the Meter | Net-metered non-residential rooftop and canopy |  | None | SolareAmerica | PSE&G | Accepted |  | 2019-02-07 | 2021-10-30 | CSUN | CSUN385 | Solar Panels |  | 0.385 | 300 | 201 | 10 |  | Fixed | Roof
NJSTRE1545382055 | NJSRRE1540301121 | Transition Incentive Program | Williamstown | 8094 | 15 | 115.5 | Commercial | Yes | Behind the Meter | Net-metered non-residential rooftop and canopy |  | None | SolareAmerica | AC Electric | Accepted |  | 2019-02-07 | 2021-10-30 | CSUN | CSUN385 | Solar Panels |  | 0.385 | 300 | 137 | 10 |  | Fixed | Roof
NJSTRE1545382056 | NJSRRE1540305138 | Transition Incentive Program | Neptune | 7753 | 17 | 108.19 | Commercial | Yes | Behind the Meter | Net-metered non-residential rooftop and canopy |  | None | SolareAmerica | JCP&L | Accepted |  | 2019-02-11 | 2021-10-30 | CSUN | CSUN385 | Solar Panels |  | 0.385 | 281 | 259 | 10 |  | Fixed | Roof
NJSTRE1545382081 | NJSRRE1540300560 | Transition Incentive Program | Edgewater Park | 8010 | 13 | 115.5 | Commercial | Yes | Behind the Meter | Net-metered non-residential rooftop and canopy |  | None | SolareAmerica | PSE&G | Accepted |  | 2019-02-06 | 2021-10-30 | CSUN | CSUN385 | Solar Panels |  | 0.385 | 300 | 182 | 10 |  | Fixed | Roof
NJSTRE1545382089 | NJSRRE1541708859 | Transition Incentive Program | TRENTON | 8619 | 12 | 22.37 | Residential | Yes | Behind the Meter | Behind the Meter |  | None |  | PSE&G | Eligible for TI Program | 2019-07-26 | 2019-07-31 | 2021-10-30 | HANWHA | Q.PEAK DUO BLK-G5 315 | Solar Panels |  | 0.315 | 38 | 230 | 18 |  | Fixed | Roof
NJSTRE1545382094 | NJSRRE1541415043 | Transition Incentive Program | Southampton | 8088 | 13 | 34.51 | Commercial | No | Behind the Meter | Behind the Meter |  | None | Powell Energy and Solar | PSE&G | Eligible for TI Program | 2019-06-17 | 2019-06-20 | 2021-10-30 | LG | LG315N | Solar Panels |  | 0.315 | 8 | 180 | 25 |  | Fixed | Ground
NJSTRE1545382105 | NJSRRE1541712696 | Transition Incentive Program | Union Beach | 7735 | 17 | 7.88 | Residential | Yes | Behind the Meter | Net-metered residential rooftop and canopy |  | None | Vivint Solar Developer, LLC | JCP&L | Accepted | 2019-08-02 | 2019-08-05 | 2021-10-30 | Hanwha Solar | Q. Peak BLK-G5 315 | Solar Panels |  | 0.315 | 6 | 354 | 19 |  | Fixed | Roof
NJSTRE1545382119 | NJSRRE1541709220 | Transition Incentive Program | Westfield | 7090 | 10 | 13.63 | Residential | Yes | Behind the Meter | Behind the Meter |  | None | Sunrun Installation Services, Inc. | PSE&G | Eligible for TI Program | 2019-07-26 | 2019-07-31 | 2021-10-30 | REC Solar | REC290TP2 BLK | Solar Panels |  | 0.29 | 25 | 40 | 27 |  | Fixed | Roof
NJSTRE1545382125 | NJSRRE1541708144 | Transition Incentive Program | TRENTON | 8620 | 12 | 4.73 | Residential | Yes | Behind the Meter | Net-metered residential rooftop and canopy |  | None | Vivint Solar Developer, LLC | PSE&G | Accepted | 2019-08-05 | 2019-08-06 | 2021-10-30 | Hanwha Solar | Q.PEAK BLK-G5 315 | Solar Panels |  | 0.315 | 15 | 23 | 195 |  | Fixed | Roof
NJSTRE1545382126 | NJSRRE1541715534 | Transition Incentive Program | Bridgewater Township | 8807 | 5 | 7.59 | Residential | No | Behind the Meter | Behind the Meter |  | None | Sunrun Installation Services, Inc. | PSE&G | Eligible for TI Program | 2019-07-29 | 2019-08-01 | 2021-10-30 | LG Electronics | LG330N1C-A5 | Solar Panels |  | 0.33 | 23 | 265 | 37 |  | Fixed | Roof
NJSTRE1545382131 | NJSRRE1541722726 | Transition Incentive Program | Dumont | 7628 | 7 | 9.45 | Residential | Yes | Behind the Meter | Behind the Meter |  | None | Vivint Solar Developer, LLC | PSE&G | Eligible for TI Program | 2019-08-01 | 2019-08-05 | 2021-10-30 | Hanwha Solar | Q.PEAK BLK-G5 315 | Solar Panels |  | 0.315 | 13 | 268 | 40 |  | Fixed | Roof
NJSTRE1545382131 | NJSRRE1541722726 | Transition Incentive Program | Dumont | 7628 | 7 | 9.45 | Residential | Yes | Behind the Meter | Behind the Meter |  | None | Vivint Solar Developer, LLC | PSE&G | Eligible for TI Program | 2019-08-01 | 2019-08-05 | 2021-10-30 | Hanwha Solar | Q.PEAK BLK-G5 315 | Solar Panels |  | 0.315 | 3 | 358 | 15 |  | Fixed | Roof
NJSTRE1545382128 | NJSRRE1541696196 | Transition Incentive Program | Cream Ridge | 8514 | 17 | 24.07 | Residential | Yes | Behind the Meter | Behind the Meter |  | None | Sunrun Installation Services, Inc. | JCP&L | Eligible for TI Program | 2019-07-23 | 2019-08-05 | 2021-10-30 | REC Solar | REC290TP2 BLK | Solar Panels |  | 0.29 | 83 | 227 | 30 |  | Fixed | Roof
NJSTRE1545382130 | NJSRRE1541643460 | Transition Incentive Program | Phillipsburg | 8865 | 2 | 5.12 | Residential | Yes | Behind the Meter | Behind the Meter |  | None | Skyline Solar, LLC | JCP&L | Eligible for TI Program | 2019-07-13 | 2019-08-05 | 2021-10-30 | SILFAB | SLA320M | Solar Panels |  | 0.32 | 6 | 52 | 30 |  | Fixed | Roof
NJSTRE1545382135 | NJSRRE1541721759 | Transition Incentive Program | Deptford Township | 8096 | 15 | 6.2 | Residential | Yes | Behind the Meter | Net-metered residential rooftop and canopy |  | None | Suntuity Solar LLC | PSE&G | Accepted | 2019-07-31 | 2019-08-05 | 2021-10-30 | Yingli Green Energy | YL310D-30b | Solar Panels |  | 0.31 | 18 | 89 | 24 |  | Fixed | Roof
NJSTRE1545382137 | NJSRRE1540412129 | Transition Incentive Program | Trenton | 8610 | 12 | 4.8 | Residential | No | Behind the Meter | Net-metered residential rooftop and canopy |  | None | Palmetto Solar | PSE&G | Accepted | 2019-03-01 | 2019-03-04 | 2021-10-30 | Silfab | SLA-M 300 | Solar Panels |  | 0.3 | 13 | 117 | 34 |  | Fixed | Roof
NJSTRE1545382139 | NJSRRE1541635332 | Transition Incentive Program | Linden City | 7036 | 10 | 5.8 | Residential | Yes | Behind the Meter | Behind the Meter |  | None | Sunrun Installation Services, Inc. | PSE&G | Eligible for TI Program | 2019-07-11 | 2019-08-22 | 2021-10-30 | REC Solar | REC290TP2 BLK | Solar Panels |  | 0.29 | 9 | 218 | 23 |  | Fixed | Roof
NJSTRE1545382146 | NJSRRE1541635341 | Transition Incentive Program | Montgomery Twp | 8502 | 5 | 10.15 | Residential | Yes | Behind the Meter | Behind the Meter |  | None | Sunrun Installation Services, Inc. | PSE&G | Eligible for TI Program | 2019-07-11 | 2019-08-06 | 2021-10-30 | REC Solar | REC290TP2 BLK | Solar Panels |  | 0.29 | 24 | 121 | 23 |  | Fixed | Roof
NJSTRE1545382148 | NJSRRE1541712649 | Transition Incentive Program | Union | 7083 | 10 | 11.78 | Residential | No | Behind the Meter | Behind the Meter |  | None | Green Power Energy | PSE&G | Eligible for TI Program | 2019-07-29 | 2019-08-01 | 2021-10-30 | Silfab | SLA-M 310 | Solar Panels |  | 0.31 | 26 | 240 | 27 |  | Fixed | Roof
NJSTRE1545382152 | NJSRRE1541152297 | Transition Incentive Program | Clermont | 8210 | 21 | 34.1 | Commercial | No | Behind the Meter | Behind the Meter |  | None | OCEAN SOLAR | AC Electric | Eligible for TI Program | 2019-06-12 | 2019-07-01 | 2021-10-30 | silfab | 310 mono | Solar Panels |  | 0.31 | 110 | 180 | 25 |  | Fixed | Ground
NJSTRE1545382155 | NJSRRE1541715354 | Transition Incentive Program | LAKE HOPATCONG | 7849 | 3 | 5.36 | Residential | Yes | Behind the Meter | Net-metered residential rooftop and canopy |  | None | Vivint Solar Developer, LLC | JCP&L | Accepted | 2019-08-03 | 2019-08-05 | 2021-10-30 | Hanwha Solar | Q. Peak BLK-G5 315 | Solar Panels |  | 0.315 | 9 | 16 | 33 |  | Fixed | Roof
NJSTRE1545382157 | NJSRRE1541708804 | Transition Incentive Program | Berkeley Heights | 7922 | 10 | 8.19 | Residential | No | Behind the Meter | Net-metered residential rooftop and canopy |  | None | Tesla Energy Operations Inc | JCP&L | Accepted | 2019-07-26 | 2019-07-31 | 2021-10-30 | Hanwha Q CELLS | Q.PEAK DUO BLK-G5 315 | Solar Panels |  | 0.315 | 14 | 183 | 31 |  | Fixed | Roof
NJSTRE1545382161 | NJSRRE1541712653 | Transition Incentive Program | Mullica Hill | 8062 | 15 | 7.35 | Residential | Yes | Behind the Meter | Net-metered residential rooftop and canopy |  | None | SunPower Corporation, Systems | AC Electric | Accepted |  | 2019-08-01 | 2021-10-30 | SUNPOWER | SPR-X21- 350-BLK-E-AC | Solar Panels |  | 0.35 | 8 | 315 | 23 |  | Fixed | Roof
NJSTRE1545382162 | NJSRRE1541708899 | Transition Incentive Program | Lawrence Township | 8648 | 12 | 13.63 | Residential | Yes | Behind the Meter | Behind the Meter |  | None | Sunrun Installation Services, Inc. | PSE&G | Eligible for TI Program | 2019-07-26 | 2019-07-31 | 2021-10-30 | REC Solar | REC290TP2 BLK | Solar Panels |  | 0.29 | 5 | 304 | 24 |  | Fixed | Roof
NJSTRE1545395729 |  | Transition Incentive Program | MOUNT LAUREL | 8054 | 13 | 5.85 | Residential | Yes | Behind the Meter | Net-metered residential rooftop and canopy |  | None | Vivint Solar Developer, LLC | PSE&G | Accepted | 2020-08-04 | 2020-08-07 | 2021-10-30 | SolarEdge | SE3800H-US | Inverters | 3800 |  | 1 |  |  | 0.992 |  | Outdoor | Near the Utility Meter
NJSTRE1545398379 |  | Transition Incentive Program | Marlboro | 7746 | 17 | 12 | Residential | No | Behind the Meter | Net-metered residential rooftop and canopy |  | None | Power Home Remodeling Group | JCP&L | Accepted | 2020-08-04 | 2020-08-07 | 2021-10-30 | SolarEdge | SE10000H-US | Inverters | 10000 |  | 1 |  |  | 0.99 |  | Outdoor | Near meter
NJSTRE1545398482 |  | Transition Incentive Program | CLIFTON | 7011 | 6 | 5.2 | Residential | Yes | Behind the Meter | Net-metered residential rooftop and canopy |  | None | Vivint Solar Developer, LLC | PSE&G | Accepted | 2020-08-07 | 2020-08-10 | 2021-10-30 | SolarEdge | SE7600H-US | Inverters | 7600 |  | 1 |  |  | 0.992 |  | Outdoor | Near the Utility Meter
NJSTRE1545398506 |  | Transition Incentive Program | BURLINGTON | 8016 | 13 | 9.75 | Residential | Yes | Behind the Meter | Net-metered residential rooftop and canopy |  | None | Vivint Solar Developer, LLC | PSE&G | Accepted | 2020-08-12 | 2020-08-12 | 2021-10-30 | SolarEdge | SE7600H-US | Inverters | 7600 |  | 1 |  |  | 0.992 |  | Outdoor | Near the Utility Meter
NJSTRE1545398529 |  | Transition Incentive Program | frenchtown | 8825 | 4 | 13.4 | Residential | No | Behind the Meter | Net-metered residential rooftop and canopy |  | None | Green Power Energy | JCP&L | Accepted | 2020-08-07 | 2020-08-10 | 2021-10-30 | enphase energy | IQ7PLUS-72-2-US | Inverters | 290 |  | 40 |  |  | 0.975 |  | Outside | next to meter
NJSTRE1545398688 |  | Transition Incentive Program | SICKLERVILLE | 8081 | 14 | 10.2 | Residential | Yes | Behind the Meter | Net-metered residential rooftop and canopy |  | None | Trinity Solar | AC Electric | Final As-Built Received | 2020-08-04 | 2020-08-13 | 2021-10-30 | Solar Edge | SE7600H-US000BNC4 | Inverters | 7600 |  | 1 |  |  | 0.97 |  | Indoor | garage
NJSTRE1545398953 |  | Transition Incentive Program | Lakewood | 8701 | 18 | 10.85 | Residential | Yes | Behind the Meter | Net-metered residential rooftop and canopy |  | None | Pro Custom Solar dba Momentum Solar | JCP&L | Accepted | 2020-08-04 | 2020-08-07 | 2021-10-30 | Enphase | IQ7Plus-72-2-US | Inverters | 290 |  | 31 |  |  | 0.97 |  | Outdoor | Roof
NJSTRE1545400609 |  | Transition Incentive Program | Bayonne | 7002 | 8 | 5.1 | Residential | Yes | Behind the Meter | Net-metered residential rooftop and canopy |  | None | Vision Solar LLC | PSE&G | Accepted | 2020-08-05 | 2020-08-20 | 2021-10-30 | ENPHASE | IQ7-60-2-US | Inverters | 0.24 |  | 15 |  |  | 0.96 |  | Other | BEHIND EACH PANEL
NJSTRE1545400665 |  | Transition Incentive Program | WILLINGBORO | 8046 | 13 | 8.45 | Residential | No | Behind the Meter | Net-metered residential rooftop and canopy |  | None | Infinity Solar Systems | PSE&G | Accepted | 2020-08-05 | 2020-08-10 | 2021-10-30 | ENPHASE | IQ7-60-X-US | Inverters | 240 |  | 26 |  |  | 0.97 |  | Outside | MICROINVERTERS
NJSTRE1545400586 |  | Transition Incentive Program | Allendale | 7401 | 7 | 15 | Residential | No | Behind the Meter | Net-metered residential rooftop and canopy |  | None | UnitedSolar LLC | Orange Rockland Electric | Final As-Built Received | 2020-08-05 | 2020-08-10 | 2021-10-30 | aps | yc600 | Inverters | 240 |  | 26 |  |  | 0.965 |  | Outdoor | roof
NJSTRE1545400708 |  | Transition Incentive Program | EGG HARBOR TOWNSHIP | 8234 | 19 | 8.32 | Residential | No | Behind the Meter | Net-metered residential rooftop and canopy |  | None | Vivint Solar Developer, LLC | AC Electric | Accepted | 2020-08-06 | 2020-08-10 | 2021-10-30 | SolarEdge | SE7600H-US | Inverters | 7600 |  | 1 |  |  | 0.992 |  | Outdoor | Near the Utility Meter
NJSTRE1545400839 |  | Transition Incentive Program | West Windsor TWP | 8550 | 12 | 11.34 | Residential | No | Behind the Meter | Net-metered residential rooftop and canopy |  | None | Tesla Energy Operations Inc. | PSE&G | Final As-Built Received | 2020-08-05 | 2020-08-10 | 2021-10-30 | SolarEdge Technologies | SE11400H-US | Inverters | 11400 |  | 1 |  |  | 0.975 |  | Outside | Outside
NJSTRE1545400881 |  | Transition Incentive Program | Tabernacle | 8088 | 13 | 9.6 | Residential | No | Behind the Meter | Net-metered residential rooftop and canopy |  | None | Reliable Power and Solar | AC Electric | Accepted | 2020-08-05 | 2020-08-10 | 2021-10-30 | enphase | IQ7 | Inverters | 240 |  | 30 |  |  | 0.97 |  | Outdoor | roof
NJSTRE1545400900 |  | Transition Incentive Program | ISELIN | 8830 | 11 | 3.58 | Residential | No | Behind the Meter | Net-metered residential rooftop and canopy |  | None | Infinity Solar Systems | PSE&G | Accepted | 2020-08-05 | 2020-08-10 | 2021-10-30 | ENPHASE | IQ7-60-X-US | Inverters | 240 |  | 11 |  |  | 0.97 |  | Outside | MICROINVERTERS
NJSTRE1545381971 | NJSRRE1540292868 | Transition Incentive Program | Mt Laurel | 8054 | 13 | 115.5 | Commercial | Yes | Behind the Meter | Net-metered non-residential rooftop and canopy |  | None | SolareAmerica | PSE&G | Accepted |  | 2019-02-06 | 2021-10-30 | CSUN | CSUN385 | Solar Panels |  | 0.385 | 300 | 216 | 10 |  | Fixed | Roof
NJSTRE1545381999 | NJSRRE1540295830 | Transition Incentive Program | Pennsauken | 8110 | 14 | 115.5 | Commercial | Yes | Behind the Meter | Net-metered non-residential rooftop and canopy |  | None | SolareAmerica | PSE&G | Accepted |  | 2019-02-06 | 2021-10-30 | CSUN | CSUN385 | Solar Panels |  | 0.385 | 300 | 46 | 10 |  | Fixed | Roof
NJSTRE1545382000 | NJSRRE1540295716 | Transition Incentive Program | Pleasantville | 8232 | 19 | 115.5 | Commercial | Yes | Behind the Meter | Net-metered non-residential rooftop and canopy |  | None | SolareAmerica | AC Electric | Accepted |  | 2019-02-06 | 2021-10-30 | CSUN | CSUN385 | Solar Panels |  | 0.385 | 300 | 26 | 10 |  | Fixed | Roof
NJSTRE1545382004 | NJSRRE1540298037 | Transition Incentive Program | Burlington | 8016 | 13 | 115.5 | Commercial | Yes | Behind the Meter | Net-metered non-residential rooftop and canopy |  | None | SolareAmerica | PSE&G | Accepted |  | 2019-02-07 | 2021-10-30 | CSUN | CSUN385 | Solar Panels |  | 0.385 | 300 | 332 | 10 |  | Fixed | Roof
NJSTRE1545382005 | NJSRRE1540295729 | Transition Incentive Program | Burlington | 8016 | 13 | 115.5 | Commercial | Yes | Behind the Meter | Net-metered non-residential rooftop and canopy |  | None | SolareAmerica | PSE&G | Accepted |  | 2019-02-06 | 2021-10-30 | CSUN | CSUN385 | Solar Panels |  | 0.385 | 300 | 248 | 10 |  | Fixed | Roof
NJSTRE1545382020 | NJSRRE1540295704 | Transition Incentive Program | Logan Township | 8085 | 15 | 115.5 | Commercial | Yes | Behind the Meter | Net-metered non-residential rooftop and canopy |  | None | SolareAmerica | AC Electric | Accepted |  | 2019-02-06 | 2021-10-30 | CSUN | CSUN385 | Solar Panels |  | 0.385 | 300 | 86 | 10 |  | Fixed | Roof
NJSTRE1545382021 | NJSRRE1540295853 | Transition Incentive Program | Malaga | 8328 | 15 | 115.5 | Commercial | Yes | Behind the Meter | Net-metered non-residential rooftop and canopy |  | None | SolareAmerica | AC Electric | Accepted |  | 2019-02-06 | 2021-10-30 | CSUN | CSUN385 | Solar Panels |  | 0.385 | 300 | 253 | 10 |  | Fixed | Roof
NJSTRE1545382037 | NJSRRE1540301103 | Transition Incentive Program | Manahawkin | 8050 | 18 | 115.5 | Commercial | Yes | Behind the Meter | Net-metered non-residential rooftop and canopy |  | None | SolareAmerica | JCP&L | Accepted |  | 2019-02-07 | 2021-10-30 | CSUN | CSUN385 | Solar Panels |  | 0.385 | 300 | 157 | 10 |  | Fixed | Roof
NJSTRE1545382066 | NJSRRE1540303524 | Transition Incentive Program | Lindenwold | 8021 | 14 | 115.5 | Commercial | Yes | Behind the Meter | Net-metered non-residential rooftop and canopy |  | None | SolareAmerica | AC Electric | Accepted |  | 2019-02-08 | 2021-10-30 | CSUN | CSUN385 | Solar Panels |  | 0.385 | 300 | 293 | 10 |  | Fixed | Roof
NJSTRE1545382067 | NJSRRE1540304674 | Transition Incentive Program | Ewing | 8618 | 12 | 115.5 | Commercial | Yes | Behind the Meter | Net-metered non-residential rooftop and canopy |  | None | SolareAmerica | PSE&G | Accepted |  | 2019-02-08 | 2021-10-30 | CSUN | CSUN385 | Solar Panels |  | 0.385 | 300 | 38 | 10 |  | Fixed | Roof
NJSTRE1545382082 | NJSRRE1540301262 | Transition Incentive Program | S Toms River | 8757 | 18 | 115.5 | Commercial | Yes | Behind the Meter | Net-metered non-residential rooftop and canopy |  | None | SolareAmerica | JCP&L | Accepted |  | 2019-02-07 | 2021-10-30 | CSUN | CSUN385 | Solar Panels |  | 0.385 | 300 | 157 | 10 |  | Fixed | Roof
NJSTRE1545382094 | NJSRRE1541415043 | Transition Incentive Program | Southampton | 8088 | 13 | 34.51 | Commercial | No | Behind the Meter | Behind the Meter |  | None | Powell Energy and Solar | PSE&G | Eligible for TI Program | 2019-06-17 | 2019-06-20 | 2021-10-30 | LG | LG335N | Solar Panels |  | 0.335 | 14 | 180 | 25 |  | Fixed | Ground
NJSTRE1545395653 |  | Transition Incentive Program | KEYPORT | 7735 | 17 | 5.85 | Residential | Yes | Behind the Meter | Net-metered residential rooftop and canopy |  | None | Vivint Solar Developer, LLC | JCP&L | Accepted | 2020-08-03 | 2020-08-07 | 2021-10-30 | SolarEdge | SE7600H-US | Inverters | 7600 |  | 1 |  |  | 0.992 |  | Outdoor | Near the Utility Meter
NJSTRE1545389016 | NJSRRE1544623020 | Transition Incentive Program | Willingboro | 8046 | 13 | 6.4 | Residential | Yes | Behind the Meter | Net-metered residential rooftop and canopy |  | None | Vivint Solar Developer, LLC | PSE&G | Final As-Built Received | 2020-03-10 | 2020-03-12 | 2021-10-30 | SolarEdge | SE7600H-US | Inverters | 7600 |  | 1 |  |  | 0.992 |  | Outdoor | Near the utility meter
NJSTRE1545389018 | NJSRRE1544754147 | Transition Incentive Program | Lakewood | 8701 | 18 | 14.4 | Residential | No | Behind the Meter | Behind the Meter |  | None | Kamtech Solar Solutions | JCP&L | Eligible for TI Program | 2020-03-22 | 2020-03-25 | 2021-10-30 | Sunpower | SunPower- Type E(20) | Inverters | 315 |  | 40 |  |  | 0.96 |  | Outdoor | ROOFTOP
NJSTRE1545389021 | NJSRRE1544762529 | Transition Incentive Program | ROSELLE | 7203 | 10 | 6.08 | Residential | Yes | Behind the Meter | Net-metered residential rooftop and canopy |  | None | Vivint Solar Developer, LLC | PSE&G | Final As-Built Received | 2020-03-26 | 2020-03-30 | 2021-10-30 | Solar Edge | SE7600H-US | Inverters | 7600 |  | 1 |  |  | 0.992 |  | Outdoor | Near the Utility Meter
NJSTRE1545389024 | NJSRRE1544562356 | Transition Incentive Program | Lawrenceville | 8648 | 12 | 11.06 | Residential | Yes | Behind the Meter | Behind the Meter |  | None | Pro Custom Solar dba Momentum Solar | PSE&G | Eligible for TI Program | 2020-03-02 | 2020-03-05 | 2021-10-30 | Enphase Energy | IQ7-60-2-US | Inverters | 250 |  | 33 |  |  | 0.97 |  | Outdoor | roof
NJSTRE1545389033 | NJSRRE1544701633 | Transition Incentive Program | Little Falls | 7424 | 6 | 9.3 | Residential | Yes | Behind the Meter | Behind the Meter |  | None | Sunrun Installation Services, Inc. | PSE&G | Eligible for TI Program | 2020-03-16 | 2020-03-19 | 2021-10-30 | Enphase Energy | IQ7-60-x-US (240V) | Inverters | 240 |  | 30 |  |  | 0.96 |  | Outdoor | Rooftop
NJSTRE1545351003 |  | Transition Incentive Program | Williamstown | 8094 | 15 | 11.66 | Residential | Yes | Behind the Meter | Net-metered residential rooftop and canopy |  | None | Suntuity Solar LLC | AC Electric | Accepted | 2020-07-28 | 2020-08-07 | 2021-10-30 | Longi | LR6-60HPB-315M | Solar Panels |  | 0.315 | 3 | 75 | 23 |  | Fixed | Roof
NJSTRE1545351010 |  | Transition Incentive Program | NORTH BRUNSWICK | 8902 | 11 | 11.03 | Residential | Yes | Behind the Meter | Net-metered residential rooftop and canopy |  | None | Suntuity Solar LLC | PSE&G | Accepted | 2020-07-30 | 2020-08-07 | 2021-10-30 | Longi | LR6-60HPB-315M | Solar Panels |  | 0.315 | 8 | 0 | 42 |  | Fixed | Roof
NJSTRE1545351093 |  | Transition Incentive Program | Howell | 7731 | 17 | 12.95 | Residential | No | Behind the Meter | Net-metered residential rooftop and canopy |  | None | Whitman Construction, LLC | JCP&L | Accepted | 2020-07-28 | 2020-07-30 | 2021-07-30 | solaria power | XT-370R-PD | Solar Panels |  | 0.37 | 2 | 238 | 20 |  | Fixed | Roof
NJSTRE1545351108 |  | Transition Incentive Program | SOUTHAMPTON | 8088 | 13 | 5.1 | Residential | Yes | Behind the Meter | Net-metered residential rooftop and canopy |  | PSEG | Vision Solar LLC | PSE&G | Accepted | 2020-07-28 | 2020-07-30 | 2021-07-30 | HANWHA Q-CELLS | Q.PEAK DUO-G6 340 | Solar Panels |  | 0.34 | 1 | 176 | 19 |  | Fixed | Roof
NJSTRE1545351151 |  | Transition Incentive Program | Franklin | 8873 | 5 | 9.76 | Residential | Yes | Behind the Meter | Net-metered residential rooftop and canopy |  | None | Sunrun Installation Services, Inc. | PSE&G | Accepted | 2020-07-28 | 2020-08-07 | 2021-10-30 | LONGi Green Energy Technology Co Ltd | LR6-60HPB-305M | Solar Panels |  | 0.305 | 20 | 146 | 34 |  | Fixed | Roof
NJSTRE1545351159 |  | Transition Incentive Program | NEWARK | 7105 | 9 | 4.08 | Residential | Yes | Behind the Meter | Net-metered residential rooftop and canopy |  | PSEG | Vision Solar LLC | PSE&G | Accepted | 2020-07-28 | 2020-08-07 | 2021-10-30 | HANWHA Q-CELLS | Q.PEAK DUO-G6 340 | Solar Panels |  | 0.34 | 12 | 128 | 15 |  | Fixed | Roof
NJSTRE1545351207 |  | Transition Incentive Program | Bayville | 8721 | 18 | 5.1 | Residential | Yes | Behind the Meter | Net-metered residential rooftop and canopy |  | None | Trinity Solar | JCP&L | Accepted | 2020-07-28 | 2020-08-07 | 2021-10-30 | Hanwha 340 | Q.PEAK DUO BLK-G6 340 | Solar Panels |  | 0.34 | 15 | 183 | 12 |  | Fixed | Roof
NJSTRE1545397951 |  | Transition Incentive Program | EAST WINDSOR | 8520 | 12 | 6.3 | Residential | No | Behind the Meter | Net-metered residential rooftop and canopy |  | None | Suntuity Solar LLC | JCP&L | Accepted | 2020-08-04 | 2020-08-07 | 2021-10-30 | Enphase Energy | IQ7-60-2-US | Inverters | 240 |  | 31 |  |  | 0.97 |  | Outdoor | Behind the PV Modules
NJSTRE1545397955 |  | Transition Incentive Program | Hamilton | 8620 | 12 | 3.84 | Residential | No | Behind the Meter | Net-metered residential rooftop and canopy |  | None | Posigen NJ LLC | PSE&G | Accepted | 2020-08-04 | 2020-08-07 | 2021-10-30 | SolarEdge | SE3800H-US | Inverters | 3800 |  | 1 |  |  | 0.99 |  | Outside | within ten feet of meter
NJSTRE1545398026 |  | Transition Incentive Program | RAHWAY | 7065 | 10 | 13.33 | Residential | No | Behind the Meter | Net-metered residential rooftop and canopy |  | None | Infinity Solar Systems | PSE&G | Accepted | 2020-08-04 | 2020-08-07 | 2021-10-30 | ENPHASE | IQ7-60-X-US | Inverters | 240 |  | 42 |  |  | 0.97 |  | Outside | MICROINVERTERS
NJSTRE1545398394 |  | Transition Incentive Program | Mullica Hill | 8062 | 15 | 17 | Residential | No | Behind the Meter | Net-metered residential rooftop and canopy |  | None | CE Team Inc. | AC Electric | Accepted | 2020-08-04 | 2020-08-07 | 2021-10-30 | Enphase | IQ7+ | Inverters | 290 |  | 50 |  |  | 0.97 |  | Outdoor | under panel
NJSTRE1545398419 |  | Transition Incentive Program | Hopewell TWP MER | 8534 | 12 | 16.32 | Residential | No | Behind the Meter | Net-metered residential rooftop and canopy |  | None | Tesla Energy Operations Inc. | PSE&G | Accepted | 2020-08-04 | 2020-08-07 | 2021-10-30 | SolarEdge Technologies | SE3800H-US [240V] | Inverters | 3800 |  | 1 |  |  | 0.99 |  | Outside | Outside
NJSTRE1545398695 |  | Transition Incentive Program | Garfield | 7026 | 7 | 7.04 | Residential | Yes | Behind the Meter | Net-metered residential rooftop and canopy |  | None | Trinity Solar | PSE&G | Final As-Built Received | 2020-08-04 | 2020-08-20 | 2021-10-30 | Solar Edge | SE6000 | Inverters | 6000 |  | 1 |  |  | 0.97 |  | Outside | side of home
NJSTRE1545398737 |  | Transition Incentive Program | Sparta | 7871 | 1 | 7.78 | Residential | No | Behind the Meter | Net-metered residential rooftop and canopy |  | None | Tesla Energy Operations Inc. | JCP&L | Accepted | 2020-08-04 | 2020-08-07 | 2021-10-30 | Delta | M8-TL-US [240V] | Inverters | 7680 |  | 1 |  |  | 0.975 |  | Outside | Outside
NJSTRE1545400471 |  | Transition Incentive Program | Glassboro | 8028 | 15 | 3.78 | Residential | No | Behind the Meter | Net-metered residential rooftop and canopy |  | None | Suntuity Solar LLC | AC Electric | Final As-Built Received | 2020-08-05 | 2020-08-10 | 2021-10-30 | Enphase Energy | IQ7-60-2-US | Inverters | 240 |  | 12 |  |  | 0.97 |  | Outdoor | Behind the PV Modules
NJSTRE1545400593 |  | Transition Incentive Program | Williamstown | 8094 | 15 | 7.04 | Residential | No | Behind the Meter | Net-metered residential rooftop and canopy |  | None | Orbit Energy & Power, LLC | AC Electric | Final As-Built Received | 2020-08-05 | 2020-08-10 | 2021-10-30 | enphase | iq7-60-2-us | Inverters | 0.24 |  | 29 |  |  | 0.96 |  | Other | behind panels
NJSTRE1545400623 |  | Transition Incentive Program | MONTCLAIR | 7042 | 9 | 4.27 | Residential | Yes | Behind the Meter | Net-metered residential rooftop and canopy |  | None | Sunrun Installation Services, Inc. | PSE&G | Accepted | 2020-08-06 | 2020-08-10 | 2021-10-30 | Enphase Energy | IQ7-60-x-US | Inverters | 240 |  | 14 |  |  | 0.99 |  | Outside | Roof
NJSTRE1545400750 |  | Transition Incentive Program | NORTH BERGEN TWP NJ | 7047 | 8 | 3.63 | Residential | Yes | Behind the Meter | Net-metered residential rooftop and canopy |  | None | Sunrun Installation Services, Inc. | PSE&G | Accepted | 2020-08-06 | 2020-08-10 | 2021-10-30 | Enphase Energy | IQ7-60-x-US | Inverters | 240 |  | 11 |  |  | 0.99 |  | Outside | Roof
NJSTRE1545400769 |  | Transition Incentive Program | Tenafly | 7670 | 7 | 28.05 | Residential | No | Behind the Meter | Net-metered residential rooftop and canopy |  | None | Green Power energy | PSE&G | Accepted | 2020-08-07 | 2020-08-10 | 2021-10-30 | enphase energy | IQ7PLUS-72-2-US | Inverters | 290 |  | 85 |  |  | 0.975 |  | Outside | next to meter
NJSTRE1545403205 |  | Transition Incentive Program | Pequannock | 7440 | 3 | 9.86 | Residential | Yes | Behind the Meter | Net-metered residential rooftop and canopy |  | JCPL | Vision Solar LLC | JCP&L | Accepted | 2020-08-05 | 2020-08-10 | 2021-10-30 | ENPHASE | IQ7-60-2-US | Inverters | 0.24 |  | 29 |  |  | 0.96 |  | Other | behind each panel
NJSTRE1545399891 |  | Transition Incentive Program | East Brunswick twp | 8816 | 11 | 5.49 | Residential | Yes | Behind the Meter | Net-metered residential rooftop and canopy |  | None | Sunrun Installation Services, Inc. | PSE&G | Accepted | 2020-08-05 | 2020-08-07 | 2021-10-30 | Enphase Energy | IQ7-60-x-US (240V) | Inverters | 240 |  | 18 |  |  | 0.96 |  | Outdoor | Rooftop
NJSTRE1545399986 |  | Transition Incentive Program | NORTH BRUNSWICK TWP | 8902 | 11 | 6.41 | Residential | Yes | Behind the Meter | Net-metered residential rooftop and canopy |  | None | Sunrun Installation Services, Inc. | PSE&G | Accepted | 2020-08-05 | 2020-08-31 | 2021-10-30 | Enphase Energy | IQ7-60-x-US (240V) | Inverters | 240 |  | 21 |  |  | 0.96 |  | Outdoor | Rooftop
NJSTRE1545400463 |  | Transition Incentive Program | Jersey City | 7307 | 8 | 5.49 | Residential | Yes | Behind the Meter | Net-metered residential rooftop and canopy |  | None | Sunrun Installation Services, Inc. | PSE&G | Accepted | 2020-08-05 | 2020-08-07 | 2021-10-30 | Enphase Energy | IQ7-60-x-US (240V) | Inverters | 240 |  | 18 |  |  | 0.96 |  | Outdoor | Rooftop
NJSTRE1545400498 |  | Transition Incentive Program | Mays Landing | 8330 | 19 | 14.95 | Residential | Yes | Behind the Meter | Net-metered residential rooftop and canopy |  | None | Sun Up Zero Down | AC Electric | Accepted | 2020-08-05 | 2020-08-10 | 2021-10-30 | Enphase | IQ7-60-2-US | Inverters | 240 |  | 46 |  |  | 0.976 |  | Outside | behind panel
NJSTRE1545400514 |  | Transition Incentive Program | Linwood | 8221 | 19 | 6.18 | Residential | No | Behind the Meter | Net-metered residential rooftop and canopy |  | None | Sun Up Zero Down | AC Electric | Accepted | 2020-08-06 | 2020-08-10 | 2021-10-30 | Solaredge | SE5000H-US | Inverters | 5000 |  | 1 |  |  | 0.99 |  | Outdoor | next to utility meter
NJSTRE1545400669 |  | Transition Incentive Program | Bergenfield | 7621 | 7 | 11.22 | Residential | Yes | Behind the Meter | Net-metered residential rooftop and canopy |  | PSEG SL3 | Vision Solar LLC | PSE&G | Accepted | 2020-08-05 | 2020-08-10 | 2021-10-30 | ENPHASE | IQ7-60-2-US | Inverters | 0.24 |  | 33 |  |  | 0.96 |  | Other | BEHIND EACH PANEL
NJSTRE1545382065 | NJSRRE1540301219 | Transition Incentive Program | Toms RIver | 8755 | 18 | 115.5 | Commercial | Yes | Behind the Meter | Net-metered non-residential rooftop and canopy |  | None | SolareAmerica | JCP&L | Accepted |  | 2019-02-07 | 2021-10-30 | CSUN | CSUN385 | Solar Panels |  | 0.385 | 300 | 261 | 10 |  | Fixed | Roof
NJSTRE1545382072 | NJSRRE1540369863 | Transition Incentive Program | Old Bridge | 8859 | 11 | 82.13 | Commercial | No | Behind the Meter | Net-metered non-residential rooftop and canopy |  | None | Dynamic Energy Solutions, LLC | JCP&L | Accepted | 2019-02-22 | 2019-02-25 | 2021-10-30 | JINKO | JINKO 365W | Solar Panels |  | 0.365 | 225 | 204.74 | 10 |  | Fixed | Roof
NJSTRE1545382073 | NJSRRE1540365176 | Transition Incentive Program | Somers Point | 8244 | 19 | 128.85 | Commercial | No | Behind the Meter | Net-metered non-residential rooftop and canopy |  | None | Dynamic Energy Solutions, LLC | AC Electric | Accepted | 2019-02-22 | 2019-02-25 | 2021-10-30 | JINKO | JINKO 365W | Solar Panels |  | 0.365 | 353 | 179 | 10 |  | Fixed | Roof
NJSTRE1545382088 | NJSRRE1540392079 | Transition Incentive Program | Atco | 8004 | 14 | 11.8 | Residential | No | Behind the Meter | Behind the Meter |  | None | Green Cities Energy, LLC | AC Electric | Eligible for TI Program | 2019-02-24 | 2019-02-26 | 2021-10-30 | Jinko | JKM295P-60-V | Solar Panels |  | 0.295 | 40 | 237 | 23 |  | Fixed | Roof
NJSTRE1545382089 | NJSRRE1541708859 | Transition Incentive Program | TRENTON | 8619 | 12 | 22.37 | Residential | Yes | Behind the Meter | Behind the Meter |  | None |  | PSE&G | Eligible for TI Program | 2019-07-26 | 2019-07-31 | 2021-10-30 | HANWHA | Q.PEAK DUO BLK-G5 315 | Solar Panels |  | 0.315 | 33 | 50 | 16 |  | Fixed | Roof
NJSTRE1545382094 | NJSRRE1541415043 | Transition Incentive Program | Southampton | 8088 | 13 | 34.51 | Commercial | No | Behind the Meter | Behind the Meter |  | None | Powell Energy and Solar | PSE&G | Eligible for TI Program | 2019-06-17 | 2019-06-20 | 2021-10-30 | LG | LG525N | Solar Panels |  | 0.325 | 84 | 180 | 25 |  | Fixed | Ground
NJSTRE1545382100 | NJSRRE1540964008 | Transition Incentive Program | Garfield | 7026 | 7 | 6.51 | Residential | Yes | Behind the Meter | Net-metered residential rooftop and canopy |  | None | Suntuity Solar LLC | PSE&G | Final As-Built Received | 2019-05-07 | 2019-05-09 | 2021-10-30 | Yingli Green Energy | YL310D-30b | Solar Panels |  | 0.31 | 21 | 186 | 43 |  | Fixed | Roof
NJSTRE1545397954 |  | Transition Incentive Program | TOMS RIVER | 8753 | 18 | 4.1 | Residential | No | Behind the Meter | Net-metered residential rooftop and canopy |  | None | Suntuity Solar LLC | JCP&L | Accepted | 2020-08-08 | 2020-08-10 | 2021-10-30 | Enphase Energy | IQ7-60-2-US | Inverters | 240 |  | 13 |  |  | 0.97 |  | Outdoor | Behind the PV Modules
NJSTRE1545398078 |  | Transition Incentive Program | Burlington | 8016 | 13 | 10.85 | Residential | Yes | Behind the Meter | Net-metered residential rooftop and canopy |  | None | Pro Custom Solar dba Momentum Solar | PSE&G | Accepted | 2020-08-04 | 2020-08-07 | 2021-10-30 | Enphase | IQ7PLUS-72-2-US | Inverters | 290 |  | 31 |  |  | 0.97 |  | Outdoor | Roof
NJSTRE1545398140 |  | Transition Incentive Program | Union | 7083 | 10 | 13.12 | Residential | No | Behind the Meter | Net-metered residential rooftop and canopy |  | None | UnitedSolar LLC | PSE&G | Accepted | 2020-08-05 | 2020-08-10 | 2021-10-30 | APS | YC600 | Inverters | 548 |  | 21 |  |  | 0.965 |  | Outdoor | roof
NJSTRE1545398401 |  | Transition Incentive Program | Monroe Township | 8094 | 15 | 10.24 | Residential | Yes | Behind the Meter | Net-metered residential rooftop and canopy |  | None | Sunbound Solar | AC Electric | Accepted | 2020-08-04 | 2020-08-10 | 2021-10-30 | Enphase | IQ7-60-2-US (Microinverter, 60-Cell) | Inverters | 60 |  | 32 |  |  | 0.976 |  | Outdoor | under module
NJSTRE1545398454 |  | Transition Incentive Program | Boonton | 7005 | 3 | 3.9 | Residential | Yes | Behind the Meter | Net-metered residential rooftop and canopy |  | None | Vivint Solar Developer, LLC | JCP&L | Accepted | 2020-08-06 | 2020-08-07 | 2021-10-30 | SolarEdge | SE3800H-US | Inverters | 3800 |  | 1 |  |  | 0.992 |  | Outdoor | Near the Utility Meter
NJSTRE1545398463 |  | Transition Incentive Program | Pennsauken TWP | 8110 | 14 | 6.4 | Residential | Yes | Behind the Meter | Net-metered residential rooftop and canopy |  | None | Sunbound Solar | PSE&G | Accepted | 2020-08-04 | 2020-08-10 | 2021-10-30 | enphase | IQ7-60-2-US (Microinverter, 60-Cell) | Inverters | 60 |  | 20 |  |  | 0.976 |  | Outdoor | under module
NJSTRE1545398582 |  | Transition Incentive Program | Oaklyn | 8107 | 14 | 8.13 | Residential | Yes | Behind the Meter | Net-metered residential rooftop and canopy |  | None | Vivint Solar Developer, LLC | PSE&G | Accepted | 2020-08-07 | 2020-08-10 | 2021-10-30 | SolarEdge | SE7600H-US | Inverters | 7600 |  | 1 |  |  | 0.992 |  | Outdoor | Near the Utility Meter
NJSTRE1545398612 |  | Transition Incentive Program | Paterson | 7504 | 6 | 9.52 | Residential | No | Behind the Meter | Net-metered residential rooftop and canopy |  | None | Trinity Solar | PSE&G | Accepted | 2020-08-04 | 2020-08-07 | 2021-10-30 | Solar Edge | SE7600 | Inverters | 7600 |  | 1 |  |  | 0.97 |  | Outside | side of home
NJSTRE1545400480 |  | Transition Incentive Program | Mystic Islands | 8087 | 18 | 8.51 | Residential | No | Behind the Meter | Net-metered residential rooftop and canopy |  | None | Suntuity Solar LLC | AC Electric | Accepted | 2020-08-05 | 2020-08-10 | 2021-10-30 | Enphase Energy | IQ7-60-2-US | Inverters | 240 |  | 27 |  |  | 0.97 |  | Outdoor | Behind the PV Modules
NJSTRE1545400523 |  | Transition Incentive Program | IRVINGTON | 7111 | 9 | 5.78 | Residential | No | Behind the Meter | Net-metered residential rooftop and canopy |  | PSEG | Vision Solar LLC | PSE&G | Accepted | 2020-08-05 | 2020-08-10 | 2021-10-30 | ENPHASE | IQ7-60-2-US | Inverters | 0.24 |  | 17 |  |  | 0.96 |  | Other | BEHIND EACH PANEL
NJSTRE1545400535 |  | Transition Incentive Program | NORTH BRUNSWICK | 8902 | 11 | 7.63 | Residential | Yes | Behind the Meter | Net-metered residential rooftop and canopy |  | None | Sunrun Installation Services, Inc. | PSE&G | Accepted | 2020-08-06 | 2020-08-10 | 2021-10-30 | Enphase Energy | IQ7-60-x-US | Inverters | 240 |  | 25 |  |  | 0.99 |  | Outside | Roof
NJSTRE1545400662 |  | Transition Incentive Program | MOUNT HOLLY TWP | 8060 | 13 | 8.54 | Residential | Yes | Behind the Meter | Net-metered residential rooftop and canopy |  | None | Sunrun Installation Services, Inc. | PSE&G | Accepted | 2020-08-06 | 2020-08-19 | 2021-10-30 | Enphase Energy | IQ7-60-x-US | Inverters | 240 |  | 28 |  |  | 0.99 |  | Outside | Roof
NJSTRE1545400679 |  | Transition Incentive Program | Linden | 7036 | 10 | 9.1 | Residential | Yes | Behind the Meter | Net-metered residential rooftop and canopy |  | None | Pro Custom Solar dba Momentum Solar | PSE&G | Accepted | 2020-08-05 | 2020-08-10 | 2021-10-30 | Enphase | IQ7PLUS-72-2-US | Inverters | 290 |  | 26 |  |  | 0.97 |  | Outdoor | Roof
NJSTRE1545382105 | NJSRRE1541712696 | Transition Incentive Program | Union Beach | 7735 | 17 | 7.88 | Residential | Yes | Behind the Meter | Net-metered residential rooftop and canopy |  | None | Vivint Solar Developer, LLC | JCP&L | Accepted | 2019-08-02 | 2019-08-05 | 2021-10-30 | Hanwha Solar | Q. Peak BLK-G5 315 | Solar Panels |  | 0.315 | 19 | 175 | 19 |  | Fixed | Roof
NJSTRE1545382106 | NJSRRE1541494911 | Transition Incentive Program | HILLSBOROUGH | 8844 | 5 | 12.87 | Residential | Yes | Behind the Meter | Net-metered residential rooftop and canopy |  | None | Momentum Solar | PSE&G | Accepted |  | 2019-10-18 | 2021-10-30 | HANWHA | Q.PEAK DUO-G5 330 | Solar Panels |  | 0.33 | 19 | 224 | 32 |  | Fixed | Roof
NJSTRE1545382109 | NJSRRE1540892684 | Transition Incentive Program | RANDOLPH | 7869 | 3 | 263.18 | Commercial | No | Behind the Meter | Net-metered non-residential rooftop and canopy |  | None | SEA BRIGHT SOLAR, LLC | JCP&L | Final As-Built Received | 2019-04-24 | 2019-05-01 | 2021-10-30 | SUNPOWER | SPR-E20-435-COM | Solar Panels |  | 0.435 | 605 | 202 | 3 |  | Fixed | Roof | SW
NJSTRE1545382119 | NJSRRE1541709220 | Transition Incentive Program | Westfield | 7090 | 10 | 13.63 | Residential | Yes | Behind the Meter | Behind the Meter |  | None | Sunrun Installation Services, Inc. | PSE&G | Eligible for TI Program | 2019-07-26 | 2019-07-31 | 2021-10-30 | REC Solar | REC290TP2 BLK | Solar Panels |  | 0.29 | 22 | 221 | 27 |  | Fixed | Roof
NJSTRE1545382131 | NJSRRE1541722726 | Transition Incentive Program | Dumont | 7628 | 7 | 9.45 | Residential | Yes | Behind the Meter | Behind the Meter |  | None | Vivint Solar Developer, LLC | PSE&G | Eligible for TI Program | 2019-08-01 | 2019-08-05 | 2021-10-30 | Hanwha Solar | Q.PEAK BLK-G5 315 | Solar Panels |  | 0.315 | 12 | 88 | 40 |  | Fixed | Roof
NJSTRE1545382131 | NJSRRE1541722726 | Transition Incentive Program | Dumont | 7628 | 7 | 9.45 | Residential | Yes | Behind the Meter | Behind the Meter |  | None | Vivint Solar Developer, LLC | PSE&G | Eligible for TI Program | 2019-08-01 | 2019-08-05 | 2021-10-30 | Hanwha Solar | Q.PEAK BLK-G5 315 | Solar Panels |  | 0.315 | 2 | 178 | 15 |  | Fixed | Roof
NJSTRE1545382136 | NJSRRE1541644392 | Transition Incentive Program | North Bergen | 7047 | 8 | 8.37 | Residential | No | Behind the Meter | Net-metered residential rooftop and canopy |  | None | Suntuity Solar LLC | PSE&G | Accepted | 2019-07-15 | 2019-07-17 | 2021-10-30 | Yingli Green Energy | YL310D-30b | Solar Panels |  | 0.31 | 7 | 301 | 34 |  | Fixed | Roof
NJSTRE1545382140 | NJSRRE1541673250 | Transition Incentive Program | BURLINGTON | 8016 | 13 | 3.47 | Residential | Yes | Behind the Meter | Net-metered residential rooftop and canopy |  | None | Vivint Solar Developer, LLC | PSE&G | Accepted | 2019-08-01 | 2019-08-22 | 2021-10-30 | HANWHA SOLAR | Q.PEAK BLK-G5 315 | Solar Panels |  | 0.315 | 5 | 307 | 27 |  | Fixed | Roof
NJSTRE1545382147 | NJSRRE1540402175 | Transition Incentive Program | Woodbridge | 7001 | 11 | 800.08 | Commercial | No | Behind the Meter | Net-metered non-residential rooftop and canopy |  | None | Dynamic Energy Solutions, LLC | PSE&G | Accepted | 2019-03-14 | 2019-03-14 | 2021-10-30 | Jinko | Jinko 365 W | Solar Panels |  | 0.365 | 2192 | 167 | 10 |  | Fixed | Roof
NJSTRE1545382153 | NJSRRE1541446883 | Transition Incentive Program | Clermont | 8210 | 21 | 33.79 | Commercial | No | Behind the Meter | Behind the Meter |  | None | OCEAN SOLAR | AC Electric | Eligible for TI Program | 2019-06-22 | 2019-06-26 | 2021-10-30 | silfab | 310 mono | Solar Panels |  | 0.31 | 109 | 180 | 25 |  | Fixed | Ground
NJSTRE1545382154 | NJSRRE1541718938 | Transition Incentive Program | Elizabeth | 7201 | 10 | 4.06 | Residential | Yes | Behind the Meter | Behind the Meter |  | None | Pro Custom Solar dba Momentum Solar | PSE&G | Eligible for TI Program | 2019-07-30 | 2019-08-02 | 2021-10-30 | TRINA SOLAR | TSM290M-DD05A.05 | Solar Panels |  | 0.29 | 4 | 141 | 10 |  | Fixed | Roof
NJSTRE1545382175 | NJSRRE1541715317 | Transition Incentive Program | Cranbury | 8512 | 11 | 9.57 | Residential | No | Behind the Meter | Behind the Meter |  | None | Sunrun Installation Services, Inc. | JCP&L | Eligible for TI Program | 2019-07-29 | 2019-08-01 | 2021-10-30 | REC Solar | REC290TP2 BLK | Solar Panels |  | 0.29 | 9 | 246 | 37 |  | Fixed | Roof
NJSTRE1545382086 | NJSRRE1540304868 | Transition Incentive Program | Jackson | 8527 | 18 | 108.19 | Commercial | Yes | Behind the Meter | Net-metered non-residential rooftop and canopy |  | None | SolareAmerica | JCP&L | Accepted |  | 2019-02-08 | 2021-10-30 | CSUN | CSUN385 | Solar Panels |  | 0.385 | 281 | 292 | 10 |  | Fixed | Roof
NJSTRE1545382091 | NJSRRE1540380731 | Transition Incentive Program | MILLVILLE | 8332 | 20 | 221.6 | Commercial | No | Behind the Meter | Net-metered non-residential rooftop and canopy |  | None | LUCENT ENERGY MANAGEMENT, INC. | AC Electric | Accepted |  | 2019-03-07 | 2021-10-30 | SUNPOWER | SPR-X22-360W | Solar Panels |  | 0.36 | 216 | 219┬║, 39┬║ | 10 |  | Fixed | Roof
NJSTRE1545382091 | NJSRRE1540380731 | Transition Incentive Program | MILLVILLE | 8332 | 20 | 221.6 | Commercial | No | Behind the Meter | Net-metered non-residential rooftop and canopy |  | None | LUCENT ENERGY MANAGEMENT, INC. | AC Electric | Accepted |  | 2019-03-07 | 2021-10-30 | SUNPOWER | SPR-E20-330W | Solar Panels |  | 0.33 | 310 | 73┬║, 253┬║, 163┬║ | 30 |  | Fixed | Roof
NJSTRE1545382098 | NJSRRE1540959819 | Transition Incentive Program | Berlin | 8009 | 14 | 7.04 | Residential | Yes | Behind the Meter | Behind the Meter |  | None | Skyline Solar, LLC | AC Electric | Eligible for TI Program | 2019-05-04 | 2019-06-12 | 2021-10-30 | Sifab | SLA320M | Solar Panels |  | 0.32 | 17 | 144 | 20 |  | Fixed | Roof
NJSTRE1545382107 | NJSRRE1541708786 | Transition Incentive Program | Port Republic | 8241 | 19 | 13.68 | Residential | Yes | Behind the Meter | Net-metered residential rooftop and canopy |  | None | Castle Energy, LLC | AC Electric | Accepted | 2019-07-26 | 2019-07-31 | 2021-10-30 | SunPower | SPR-X22-360-E-AC | Solar Panels |  | 0.36 | 4 | 296 | 20 |  | Fixed | Roof
NJSTRE1545382107 | NJSRRE1541708786 | Transition Incentive Program | Port Republic | 8241 | 19 | 13.68 | Residential | Yes | Behind the Meter | Net-metered residential rooftop and canopy |  | None | Castle Energy, LLC | AC Electric | Accepted | 2019-07-26 | 2019-07-31 | 2021-10-30 | SunPower | SPR-X22-360-E-AC | Solar Panels |  | 0.36 | 19 | 116 | 32 |  | Fixed | Roof
NJSTRE1545382117 | NJSRRE1541709306 | Transition Incentive Program | Washington Twp Ber | 7676 | 7 | 13.92 | Residential | No | Behind the Meter | Behind the Meter |  | None | Sunrun Installation Services, Inc. | PSE&G | Eligible for TI Program | 2019-07-26 | 2019-07-31 | 2021-10-30 | REC Solar | REC290TP2 BLK | Solar Panels |  | 0.29 | 25 | 199 | 10 |  | Fixed | Roof
NJSTRE1545382122 | NJSRRE1541709084 | Transition Incentive Program | East Windsor | 8520 | 12 | 7.25 | Residential | Yes | Behind the Meter | Behind the Meter |  | None | MOMENTUM CAPITAL NJ I LLC | JCP&L | Eligible for TI Program | 2019-07-26 | 2019-07-31 | 2021-10-30 | HANWHA | Q.PEAK DUO BLK-G5 315 | Solar Panels |  | 0.315 | 12 | 187 | 24 |  | Fixed | Roof
NJSTRE1545382122 | NJSRRE1541709084 | Transition Incentive Program | East Windsor | 8520 | 12 | 7.25 | Residential | Yes | Behind the Meter | Behind the Meter |  | None | MOMENTUM CAPITAL NJ I LLC | JCP&L | Eligible for TI Program | 2019-07-26 | 2019-07-31 | 2021-10-30 | HANWHA | Q.PEAK DUO BLK-G5 315 | Solar Panels |  | 0.315 | 11 | 7 | 24 |  | Fixed | Roof
NJSTRE1545382133 | NJSRRE1541699609 | Transition Incentive Program | Bayville | 8721 | 18 | 8.82 | Residential | Yes | Behind the Meter | Net-metered residential rooftop and canopy |  | None | Vivint Solar Developer, LLC | JCP&L | Accepted | 2019-08-06 | 2019-08-06 | 2021-10-30 | Hanwha Solar | Q.Peak BLK- G5 315 | Solar Panels |  | 0.315 | 12 | 355 | 40 |  | Fixed | Roof
NJSTRE1545382138 | NJSRRE1541715440 | Transition Incentive Program | KEYPORT | 7735 | 17 | 7.88 | Residential | Yes | Behind the Meter | Net-metered residential rooftop and canopy |  | None | Vivint Solar Developer, LLC | JCP&L | Accepted | 2019-08-01 | 2019-08-02 | 2021-10-30 | Hanwha Solar | Q. Peak BLK-G5 315 | Solar Panels |  | 0.315 | 12 | 30 | 19 |  | Fixed | Roof
NJSTRE1545382144 | NJSRRE1541709263 | Transition Incentive Program | Sayreville | 8872 | 11 | 5.8 | Residential | Yes | Behind the Meter | Behind the Meter |  | None | Sunrun Installation Services, Inc. | JCP&L | Eligible for TI Program | 2019-07-26 | 2019-07-31 | 2021-10-30 | REC Solar | REC290TP2 BLK | Solar Panels |  | 0.29 | 20 | 171 | 23 |  | Fixed | Roof
NJSTRE1545382149 | NJSRRE1541708799 | Transition Incentive Program | Belvidere | 7823 | 2 | 11.6 | Residential | Yes | Behind the Meter | Behind the Meter |  | None | Sunrun Installation Services, Inc. | JCP&L | Eligible for TI Program | 2019-07-26 | 2019-07-31 | 2021-10-30 | REC Solar | REC290TP2 BLK | Solar Panels |  | 0.29 | 30 | 268 | 23 |  | Fixed | Roof
NJSTRE1545382135 | NJSRRE1541721759 | Transition Incentive Program | Deptford Township | 8096 | 15 | 6.2 | Residential | Yes | Behind the Meter | Net-metered residential rooftop and canopy |  | None | Suntuity Solar LLC | PSE&G | Accepted | 2019-07-31 | 2019-08-05 | 2021-10-30 | Yingli Green Energy | YL310D-30b | Solar Panels |  | 0.31 | 2 | 269 | 24 |  | Fixed | Roof
NJSTRE1545382136 | NJSRRE1541644392 | Transition Incentive Program | North Bergen | 7047 | 8 | 8.37 | Residential | No | Behind the Meter | Net-metered residential rooftop and canopy |  | None | Suntuity Solar LLC | PSE&G | Accepted | 2019-07-15 | 2019-07-17 | 2021-10-30 | Yingli Green Energy | YL310D-30b | Solar Panels |  | 0.31 | 20 | 121 | 34 |  | Fixed | Roof
NJSTRE1545382140 | NJSRRE1541673250 | Transition Incentive Program | BURLINGTON | 8016 | 13 | 3.47 | Residential | Yes | Behind the Meter | Net-metered residential rooftop and canopy |  | None | Vivint Solar Developer, LLC | PSE&G | Accepted | 2019-08-01 | 2019-08-22 | 2021-10-30 | HANWHA SOLAR | Q.PEAK BLK-G5 315 | Solar Panels |  | 0.315 | 6 | 127 | 27 |  | Fixed | Roof
NJSTRE1545382154 | NJSRRE1541718938 | Transition Incentive Program | Elizabeth | 7201 | 10 | 4.06 | Residential | Yes | Behind the Meter | Behind the Meter |  | None | Pro Custom Solar dba Momentum Solar | PSE&G | Eligible for TI Program | 2019-07-30 | 2019-08-02 | 2021-10-30 | Trina Solar | TSM290M-DD05A.05 | Solar Panels |  | 0.29 | 10 | 141 | 44 |  | Fixed | Roof
NJSTRE1545400597 |  | Transition Incentive Program | Pleasantville | 8232 | 19 | 11.12 | Residential | Yes | Behind the Meter | Net-metered residential rooftop and canopy |  | None | Castle Energy, LLC | AC Electric | Accepted | 2020-08-05 | 2020-08-10 | 2021-10-30 | SunPower | SPR-E20-327-E-AC | Inverters | 320 |  | 34 |  |  | 0.975 |  | Outdoor | on the rooftop under each solar panel
NJSTRE1545400661 |  | Transition Incentive Program | mantua | 8051 | 15 | 8 | Residential | No | Behind the Meter | Net-metered residential rooftop and canopy |  | None | Orbit Energy & Power, LLC | AC Electric | Final As-Built Received | 2020-08-05 | 2020-08-10 | 2021-10-30 | enphase | iq7-60-2-us | Inverters | 0.25 |  | 25 |  |  | 0.99 |  | Other | behind panels
NJSTRE1545400727 |  | Transition Incentive Program | Secaucus Town | 7094 | 8 | 2.6 | Residential | Yes | Behind the Meter | Net-metered residential rooftop and canopy |  | None | Tesla Energy Operations Inc. | PSE&G | Accepted | 2020-08-05 | 2020-08-10 | 2021-10-30 | SOLAREDGE | SE3000A-US000SNR2 | Inverters | 3000 |  | 1 |  |  | 0.975 |  | Outside | Outside
NJSTRE1545400893 |  | Transition Incentive Program | Trenton | 8610 | 12 | 5.25 | Residential | Yes | Behind the Meter | Net-metered residential rooftop and canopy |  | None | Pro Custom Solar dba Momentum Solar | PSE&G | Accepted | 2020-08-05 | 2020-08-10 | 2021-10-30 | Enphase | IQ7PLUS-72-2-US | Inverters | 290 |  | 15 |  |  | 0.97 |  | Outdoor | Roof
NJSTRE1545403197 |  | Transition Incentive Program | Jackson | 8527 | 18 | 12.58 | Residential | No | Behind the Meter | Net-metered residential rooftop and canopy |  | None | Powerlutions | JCP&L | Accepted | 2020-08-05 | 2020-08-10 | 2021-10-30 | SolarEdge | SE10000H-US | Inverters | 10 |  | 1 |  |  | 0.99 |  | Outdoor | Near Meter
NJSTRE1545411922 |  | Transition Incentive Program | BLACKWOOD | 8012 | 14 | 5.36 | Residential | Yes | Behind the Meter | Net-metered residential rooftop and canopy |  | None | Suntuity Solar LLC | PSE&G | Accepted | 2020-08-06 | 2020-08-11 | 2021-10-30 | Enphase Energy | IQ7-60-2-US | Inverters | 240 |  | 17 |  |  | 0.97 |  | Outdoor | Behind the PV Modules
NJSTRE1545412074 |  | Transition Incentive Program | Elizabeth | 7201 | 10 | 5.12 | Residential | No | Behind the Meter | Net-metered residential rooftop and canopy |  | None | Solar Spectrum LLC | PSE&G | Accepted | 2020-08-06 | 2020-08-11 | 2021-10-30 | Solar Edge Technologies | SE3800H-US | Inverters | 16 |  | 1 |  |  | 0.99 |  | Outside | Outside near meter
NJSTRE1545412096 |  | Transition Incentive Program | Jackson | 8527 | 18 | 6 | Residential | No | Behind the Meter | Net-metered residential rooftop and canopy |  | None | Power Home Remodeling Group | JCP&L | Accepted | 2020-08-06 | 2020-08-11 | 2021-10-30 | SolarEdge | SE5000H-US | Inverters | 5000 |  | 1 |  |  | 0.99 |  | Outdoor | Near meter
NJSTRE1545382156 | NJSRRE1541717284 | Transition Incentive Program | Dorothy | 8317 | 19 | 8.68 | Residential | No | Behind the Meter | Net-metered residential rooftop and canopy |  | None | Suntuity Solar LLC | AC Electric | Accepted | 2019-07-30 | 2019-08-02 | 2021-10-30 | Yingli Green Energy | YL310D-30b | Solar Panels |  | 0.31 | 12 | 252 | 10 |  | Fixed | Roof
NJSTRE1545382166 | NJSRRE1541615159 | Transition Incentive Program | Cliffwood Beach | 7735 | 17 | 8.51 | Residential | Yes | Behind the Meter | Net-metered residential rooftop and canopy |  | None | Vivint Solar Developer, LLC | JCP&L | Accepted | 2019-08-01 | 2019-08-01 | 2021-10-30 | Hanwha Solar | Q.PEAK BLK-G5 315 | Solar Panels |  | 0.315 | 4 | 299.1 | 23 |  | Fixed | Roof
NJSTRE1545382171 | NJSRRE1540822521 | Transition Incentive Program | North Bergen Twp | 7047 | 8 | 4.8 | Residential | No | Behind the Meter | Net-metered residential rooftop and canopy |  | None | Palmetto Solar | PSE&G | Accepted | 2019-04-05 | 2019-04-09 | 2021-10-30 | Silfab | SLA-M | Solar Panels |  | 0.3 | 4 | 117 | 10 |  | Fixed | Roof
NJSTRE1545382171 | NJSRRE1540822521 | Transition Incentive Program | North Bergen Twp | 7047 | 8 | 4.8 | Residential | No | Behind the Meter | Net-metered residential rooftop and canopy |  | None | Palmetto Solar | PSE&G | Accepted | 2019-04-05 | 2019-04-09 | 2021-10-30 | Silfab | SLA-M | Solar Panels |  | 0.3 | 12 | 297 | 3 |  | Fixed | Roof
NJSTRE1545382177 | NJSRRE1540485908 | Transition Incentive Program | Mount Laurel | 8054 | 13 | 302.59 | Commercial | No | Behind the Meter | Net-metered non-residential rooftop and canopy |  | None | SolareAmerica | PSE&G | Accepted |  | 2019-03-15 | 2021-10-30 | CSUN | CSUN365 | Solar Panels |  | 0.365 | 829 | 211 | 30 |  | Fixed | Roof | Ground
NJSTRE1545382181 | NJSRRE1541721761 | Transition Incentive Program | Rutherford | 7070 | 7 | 8.68 | Residential | Yes | Behind the Meter | Net-metered residential rooftop and canopy |  | None | Suntuity Solar LLC | PSE&G | Accepted | 2019-07-31 | 2019-08-05 | 2021-10-30 | Yingli Green Energy | YL310D-30b | Solar Panels |  | 0.31 | 3 | 215 | 47 |  | Fixed | Roof
NJSTRE1545398036 |  | Transition Incentive Program | Parlin | 8859 | 11 | 13.65 | Residential | Yes | Behind the Meter | Net-metered residential rooftop and canopy |  | None | Pro Custom Solar dba Momentum Solar | JCP&L | Accepted | 2020-08-04 | 2020-08-07 | 2021-10-30 | Enphase | IQ7PLUS-72-2-US | Inverters | 290 |  | 39 |  |  | 0.97 |  | Outdoor | Roof
NJSTRE1545398170 |  | Transition Incentive Program | Union | 7083 | 10 | 5.6 | Residential | Yes | Behind the Meter | Net-metered residential rooftop and canopy |  | None | Pro Custom Solar dba Momentum Solar | PSE&G | Accepted | 2020-08-04 | 2020-08-07 | 2021-10-30 | Enphase | IQ7Plus-72-2-US | Inverters | 290 |  | 16 |  |  | 0.97 |  | Outdoor | Roof
NJSTRE1545398966 |  | Transition Incentive Program | Point Pleasant | 8742 | 18 | 10.14 | Residential | No | Behind the Meter | Net-metered residential rooftop and canopy |  | None | Seabright Solar | JCP&L | Accepted | 2020-08-04 | 2020-08-07 | 2021-10-30 | Sunpower | SPR-E20-327 | Inverters | 0.32 |  | 31 |  |  | 0.99 |  | Outside | Roof
NJSTRE1545400736 |  | Transition Incentive Program | Pine hill | 8021 | 14 | 7.14 | Residential | Yes | Behind the Meter | Net-metered residential rooftop and canopy |  | ACE | Vision Solar LLC | AC Electric | Accepted | 2020-08-05 | 2020-08-18 | 2021-10-30 | ENPHASE | IQ7-60-2-US | Inverters | 0.24 |  | 21 |  |  | 0.96 |  | Other | behind each panel
NJSTRE1545400865 |  | Transition Incentive Program | SOUTH ORANGE VILLAGE TWP | 7079 | 9 | 8.85 | Residential | No | Behind the Meter | Net-metered residential rooftop and canopy |  | None | Sunrun Installation Services, Inc. | PSE&G | Accepted | 2020-08-06 | 2020-08-10 | 2021-10-30 | Enphase Energy | IQ7-60-x-US (240V) | Inverters | 240 |  | 29 |  |  | 0.96 |  | Outdoor | Rooftop
NJSTRE1545403342 |  | Transition Incentive Program | Manahawkin | 8050 | 18 | 4.9 | Residential | Yes | Behind the Meter | Net-metered residential rooftop and canopy |  | None | Pro Custom Solar dba Momentum Solar | AC Electric | Accepted | 2020-08-05 | 2020-08-10 | 2021-10-30 | ENphase | IQ7Plus-72-2-US | Inverters | 290 |  | 14 |  |  | 0.97 |  | Outdoor | Roof
NJSTRE1545411913 |  | Transition Incentive Program | WILLIAMSTOWN | 8094 | 15 | 10.08 | Residential | No | Behind the Meter | Net-metered residential rooftop and canopy |  | None | Suntuity Solar LLC | AC Electric | Accepted | 2020-08-06 | 2020-08-11 | 2021-10-30 | Enphase Energy | IQ7-60-2-US | Inverters | 240 |  | 32 |  |  | 0.97 |  | Outdoor | Behind the PV Modules
NJSTRE1545400749 |  | Transition Incentive Program | BARNEGAT | 8005 | 18 | 10.24 | Residential | No | Behind the Meter | Net-metered residential rooftop and canopy |  | None | Vivint Solar Developer, LLC | AC Electric | Final As-Built Received | 2020-08-06 | 2020-08-10 | 2021-10-30 | SolarEdge | SE7600H-US | Inverters | 7600 |  | 1 |  |  | 0.992 |  | Outdoor | Near the Utility Meter
NJSTRE1545402315 |  | Transition Incentive Program | Jamesburg | 8831 | 11 | 7.2 | Residential | No | Behind the Meter | Net-metered residential rooftop and canopy |  | None | Sundial Solar Innovations | JCP&L | Accepted | 2020-08-06 | 2020-08-10 | 2021-10-30 | Enphase | IQ7+ | Inverters | 290 |  | 20 |  |  | 0.97 |  | Outdoor | roof
NJSTRE1545411884 |  | Transition Incentive Program | MOORESTOWN | 8057 | 13 | 10.4 | Residential | Yes | Behind the Meter | Net-metered residential rooftop and canopy |  | None | Suntuity Solar LLC | PSE&G | Accepted | 2020-08-06 | 2020-08-11 | 2021-10-30 | Enphase Energy | IQ7-60-2-US | Inverters | 240 |  | 33 |  |  | 0.97 |  | Outdoor | Behind the PV Modules
NJSTRE1545412002 |  | Transition Incentive Program | Elizabeth | 7206 | 10 | 9.6 | Residential | No | Behind the Meter | Net-metered residential rooftop and canopy |  | None | New Jersey Suntech | PSE&G | Accepted | 2020-08-06 | 2020-08-10 | 2021-10-30 | Solaredge | SE7600-US | Inverters | 7600 |  | 1 |  |  | 0.97 |  | Outside | Side of house next to meter
NJSTRE1545412304 |  | Transition Incentive Program | West Orange | 7052 | 9 | 14.08 | Residential | Yes | Behind the Meter | Net-metered residential rooftop and canopy |  | None | Trinity Solar | PSE&G | Accepted | 2020-08-06 | 2020-08-11 | 2021-10-30 | Solar Edge | SE11400 | Inverters | 11400 |  | 1 |  |  | 0.97 |  | Outside | side of home
NJSTRE1545382099 | NJSRRE1541718953 | Transition Incentive Program | BELLEVILLE | 7109 | 9 | 7.88 | Residential | Yes | Behind the Meter | Behind the Meter |  | None | Pro Custom Solar dba Momentum Solar | PSE&G | Eligible for TI Program | 2019-07-30 | 2019-08-05 | 2021-10-30 | HANWHA | Q.PEAK DUO BLK-G5 315 | Solar Panels |  | 0.315 | 15 | 172 | 32 |  | Fixed | Roof
NJSTRE1545382106 | NJSRRE1541494911 | Transition Incentive Program | HILLSBOROUGH | 8844 | 5 | 12.87 | Residential | Yes | Behind the Meter | Net-metered residential rooftop and canopy |  | None | Momentum Solar | PSE&G | Accepted |  | 2019-10-18 | 2021-10-30 | HANWHA | Q.PEAK DUO-G5 330 | Solar Panels |  | 0.33 | 3 | 44 | 32 |  | Fixed | Roof
NJSTRE1545382107 | NJSRRE1541708786 | Transition Incentive Program | Port Republic | 8241 | 19 | 13.68 | Residential | Yes | Behind the Meter | Net-metered residential rooftop and canopy |  | None | Castle Energy, LLC | AC Electric | Accepted | 2019-07-26 | 2019-07-31 | 2021-10-30 | SunPower | SPR-X22-360-E-AC | Solar Panels |  | 0.36 | 11 | 296 | 32 |  | Fixed | Roof
NJSTRE1545382117 | NJSRRE1541709306 | Transition Incentive Program | Washington Twp Ber | 7676 | 7 | 13.92 | Residential | No | Behind the Meter | Behind the Meter |  | None | Sunrun Installation Services, Inc. | PSE&G | Eligible for TI Program | 2019-07-26 | 2019-07-31 | 2021-10-30 | REC Solar | REC290TP2 BLK | Solar Panels |  | 0.29 | 12 | 19 | 10 |  | Fixed | Roof
NJSTRE1545382127 | NJSRRE1541137244 | Transition Incentive Program | Clermont | 8210 | 21 | 33.79 | Commercial | No | Behind the Meter | Behind the Meter |  | None | OCEAN SOLAR | AC Electric | Eligible for TI Program | 2019-06-12 | 2019-07-01 | 2021-10-30 | silfab | 310 mono | Solar Panels |  | 0.31 | 109 | 180 | 25 |  | Fixed | Ground
NJSTRE1545382130 | NJSRRE1541643460 | Transition Incentive Program | Phillipsburg | 8865 | 2 | 5.12 | Residential | Yes | Behind the Meter | Behind the Meter |  | None | Skyline Solar, LLC | JCP&L | Eligible for TI Program | 2019-07-13 | 2019-08-05 | 2021-10-30 | Silfab | SLA320M | Solar Panels |  | 0.32 | 10 | 232 | 30 |  | Fixed | Roof
NJSTRE1545382137 | NJSRRE1540412129 | Transition Incentive Program | Trenton | 8610 | 12 | 4.8 | Residential | No | Behind the Meter | Net-metered residential rooftop and canopy |  | None | Palmetto Solar | PSE&G | Accepted | 2019-03-01 | 2019-03-04 | 2021-10-30 | Silfab | SLA-M 300 | Solar Panels |  | 0.3 | 3 | 117 | 18 |  | Fixed | Roof
NJSTRE1545382139 | NJSRRE1541635332 | Transition Incentive Program | Linden City | 7036 | 10 | 5.8 | Residential | Yes | Behind the Meter | Behind the Meter |  | None | Sunrun Installation Services, Inc. | PSE&G | Eligible for TI Program | 2019-07-11 | 2019-08-22 | 2021-10-30 | REC Solar | REC290TP2 BLK | Solar Panels |  | 0.29 | 6 | 39 | 23 |  | Fixed | Roof
NJSTRE1545400837 |  | Transition Incentive Program | Ventnor City | 8406 | 19 | 5.1 | Residential | Yes | Behind the Meter | Net-metered residential rooftop and canopy |  | None | Castle Energy, LLC | AC Electric | Accepted | 2020-08-05 | 2020-08-10 | 2021-10-30 | Enphase Energy | IQ7-602-US | Inverters | 240 |  | 15 |  |  | 0.967 |  | Outdoor | on the rooftop under each solar panel
NJSTRE1545400853 |  | Transition Incentive Program | Burlington | 8016 | 13 | 12.03 | Residential | Yes | Behind the Meter | Net-metered residential rooftop and canopy |  | None | Vivint Solar Developer, LLC | PSE&G | Accepted | 2020-08-06 | 2020-08-10 | 2021-10-30 | SolarEdge | SE10000H-US | Inverters | 1000 |  | 1 |  |  | 0.992 |  | Outdoor | Near the Utility Meter
NJSTRE1545382091 | NJSRRE1540380731 | Transition Incentive Program | MILLVILLE | 8332 | 20 | 221.6 | Commercial | No | Behind the Meter | Net-metered non-residential rooftop and canopy |  | None | LUCENT ENERGY MANAGEMENT, INC. | AC Electric | Accepted |  | 2019-03-07 | 2021-10-30 | SUNPOWER | SPR-X21-335W | Solar Panels |  | 0.335 | 124 | .73┬║ | 30 |  | Fixed | Roof
NJSTRE1545382097 | NJSRRE1541721836 | Transition Incentive Program | Millville | 8332 | 20 | 13.23 | Residential | Yes | Behind the Meter | Behind the Meter |  | None | Trinity Solar | AC Electric | Eligible for TI Program | 2019-07-31 | 2019-08-05 | 2021-10-30 | Hanwha 315 | SE10000H-US000BNC4 | Solar Panels |  | 0.315 | 42 | 180 | 30 |  | Fixed | Ground | back yard
NJSTRE1545382107 | NJSRRE1541708786 | Transition Incentive Program | Port Republic | 8241 | 19 | 13.68 | Residential | Yes | Behind the Meter | Net-metered residential rooftop and canopy |  | None | Castle Energy, LLC | AC Electric | Accepted | 2019-07-26 | 2019-07-31 | 2021-10-30 | SunPower | SPR-X22-360-E-AC | Solar Panels |  | 0.36 | 4 | 116 | 20 |  | Fixed | Roof
NJSTRE1545382112 | NJSRRE1541722844 | Transition Incentive Program | South Amboy | 8879 | 11 | 14.18 | Residential | Yes | Behind the Meter | Behind the Meter |  | None | Trinity Solar | JCP&L | Eligible for TI Program | 2019-07-31 | 2019-08-05 | 2021-10-30 | Hanwha | Q.PEAK DUO BLK-G5 315 | Solar Panels |  | 0.315 | 25 | 236 | 27 |  | Fixed | Roof
NJSTRE1545382112 | NJSRRE1541722844 | Transition Incentive Program | South Amboy | 8879 | 11 | 14.18 | Residential | Yes | Behind the Meter | Behind the Meter |  | None | Trinity Solar | JCP&L | Eligible for TI Program | 2019-07-31 | 2019-08-05 | 2021-10-30 | Hanwha | Q.PEAK DUO BLK-G5 315 | Solar Panels |  | 0.315 | 20 | 56 | 34 |  | Fixed | Roof
NJSTRE1545382133 | NJSRRE1541699609 | Transition Incentive Program | Bayville | 8721 | 18 | 8.82 | Residential | Yes | Behind the Meter | Net-metered residential rooftop and canopy |  | None | Vivint Solar Developer, LLC | JCP&L | Accepted | 2019-08-06 | 2019-08-06 | 2021-10-30 | Hanwha Solar | Q.Peak BLK-G5 315 | Solar Panels |  | 0.315 | 8 | 175 | 30 |  | Fixed | Roof
NJSTRE1545382133 | NJSRRE1541699609 | Transition Incentive Program | Bayville | 8721 | 18 | 8.82 | Residential | Yes | Behind the Meter | Net-metered residential rooftop and canopy |  | None | Vivint Solar Developer, LLC | JCP&L | Accepted | 2019-08-06 | 2019-08-06 | 2021-10-30 | Hanwha Solar | Q.Peak BLK-G5 315 | Solar Panels |  | 0.315 | 8 | 175 | 40 |  | Fixed | Roof
NJSTRE1545382161 | NJSRRE1541712653 | Transition Incentive Program | Mullica Hill | 8062 | 15 | 7.35 | Residential | Yes | Behind the Meter | Net-metered residential rooftop and canopy |  | None | SunPower Corporation, Systems | AC Electric | Accepted |  | 2019-08-01 | 2021-10-30 | SUNPOWER | SPR-X21- 350-BLK-E-AC | Solar Panels |  | 0.35 | 8 | 135 | 23 |  | Fixed | Roof
NJSTRE1545382162 | NJSRRE1541708899 | Transition Incentive Program | Lawrence Township | 8648 | 12 | 13.63 | Residential | Yes | Behind the Meter | Behind the Meter |  | None | Sunrun Installation Services, Inc. | PSE&G | Eligible for TI Program | 2019-07-26 | 2019-07-31 | 2021-10-30 | REC Solar | REC290TP2 BLK | Solar Panels |  | 0.29 | 16 | 34 | 23 |  | Fixed | Roof
NJSTRE1545382166 | NJSRRE1541615159 | Transition Incentive Program | Cliffwood Beach | 7735 | 17 | 8.51 | Residential | Yes | Behind the Meter | Net-metered residential rooftop and canopy |  | None | Vivint Solar Developer, LLC | JCP&L | Accepted | 2019-08-01 | 2019-08-01 | 2021-10-30 | Hanwha Solar | Q.PEAK BLK-G5 315 | Solar Panels |  | 0.315 | 11 | 29.1 | 23 |  | Fixed | Roof
NJSTRE1545403180 |  | Transition Incentive Program | Rumson | 7760 | 17 | 9.18 | Residential | Yes | Behind the Meter | Net-metered residential rooftop and canopy |  | JCPL | Vision Solar LLC | JCP&L | Accepted | 2020-08-05 | 2020-08-10 | 2021-10-30 | ENPHASE | IQ7-60-2-US | Inverters | 0.24 |  | 27 |  |  | 0.96 |  | Other | behind each panel
NJSTRE1545403232 |  | Transition Incentive Program | Berkeley | 8721 | 18 | 5.76 | Residential | Yes | Behind the Meter | Net-metered residential rooftop and canopy |  | None | Trinity Solar | JCP&L | Final As-Built Received | 2020-08-05 | 2020-08-10 | 2021-10-30 | SOLAR EDGE | SE5000H-US | Inverters | 5000 |  | 1 |  |  | 0.97 |  | Outdoor | SIDE OF HOME
NJSTRE1545382146 | NJSRRE1541635341 | Transition Incentive Program | Montgomery Twp | 8502 | 5 | 10.15 | Residential | Yes | Behind the Meter | Behind the Meter |  | None | Sunrun Installation Services, Inc. | PSE&G | Eligible for TI Program | 2019-07-11 | 2019-08-06 | 2021-10-30 | REC Solar | REC290TP2 BLK | Solar Panels |  | 0.29 | 5 | 301 | 23 |  | Fixed | Roof
NJSTRE1545382155 | NJSRRE1541715354 | Transition Incentive Program | LAKE HOPATCONG | 7849 | 3 | 5.36 | Residential | Yes | Behind the Meter | Net-metered residential rooftop and canopy |  | None | Vivint Solar Developer, LLC | JCP&L | Accepted | 2019-08-03 | 2019-08-05 | 2021-10-30 | Hanwha Solar | Q. Peak BLK-G5 315 | Solar Panels |  | 0.315 | 8 | 286 | 33 |  | Fixed | Roof
NJSTRE1545382157 | NJSRRE1541708804 | Transition Incentive Program | Berkeley Heights | 7922 | 10 | 8.19 | Residential | No | Behind the Meter | Net-metered residential rooftop and canopy |  | None | Tesla Energy Operations Inc | JCP&L | Accepted | 2019-07-26 | 2019-07-31 | 2021-10-30 | Hanwha Q CELLS | Q.PEAK DUO BLK-G5 315 | Solar Panels |  | 0.315 | 12 | 183 | 31 |  | Fixed | Roof
NJSTRE1545382165 | NJSRRE1540378629 | Transition Incentive Program | Marlton | 8053 | 13 | 74.46 | Commercial | No | Behind the Meter | Net-metered non-residential rooftop and canopy |  | None | Dynamic Energy Solutions, LLC | PSE&G | Accepted | 2019-02-22 | 2019-02-22 | 2021-10-30 | JINKO | JINKO 365W | Solar Panels |  | 0.365 | 204 | 151.4 | 10 |  | Fixed | Roof
NJSTRE1545382166 | NJSRRE1541615159 | Transition Incentive Program | Cliffwood Beach | 7735 | 17 | 8.51 | Residential | Yes | Behind the Meter | Net-metered residential rooftop and canopy |  | None | Vivint Solar Developer, LLC | JCP&L | Accepted | 2019-08-01 | 2019-08-01 | 2021-10-30 | Hanwha Solar | Q.PEAK BLK-G5 315 | Solar Panels |  | 0.315 | 5 | 119.1 | 23 |  | Fixed | Roof
NJSTRE1545382167 | NJSRRE1541721831 | Transition Incentive Program | BAYONNE | 7002 | 8 | 4.76 | Residential | Yes | Behind the Meter | Net-metered residential rooftop and canopy |  | None | Pro Custom Solar dba Momentum Solar | PSE&G | Accepted | 2019-07-31 | 2019-08-05 | 2021-10-30 | LG ELECTRONICS | LG340N1C-V5 | Solar Panels |  | 0.34 | 4 | 123 | 10 |  | Fixed | Roof
NJSTRE1545382167 | NJSRRE1541721831 | Transition Incentive Program | BAYONNE | 7002 | 8 | 4.76 | Residential | Yes | Behind the Meter | Net-metered residential rooftop and canopy |  | None | Pro Custom Solar dba Momentum Solar | PSE&G | Accepted | 2019-07-31 | 2019-08-05 | 2021-10-30 | LG ELECTRONICS | LG340N1C-V5 | Solar Panels |  | 0.34 | 5 | 123 | 37 |  | Fixed | Roof
NJSTRE1545382175 | NJSRRE1541715317 | Transition Incentive Program | Cranbury | 8512 | 11 | 9.57 | Residential | No | Behind the Meter | Behind the Meter |  | None | Sunrun Installation Services, Inc. | JCP&L | Eligible for TI Program | 2019-07-29 | 2019-08-01 | 2021-10-30 | REC Solar | REC290TP2 BLK | Solar Panels |  | 0.29 | 5 | 158 | 37 |  | Fixed | Roof
NJSTRE1545382176 | NJSRRE1541722842 | Transition Incentive Program | Green Brook Township | 8812 | 11 | 13.14 | Residential | No | Behind the Meter | Behind the Meter |  | None | Sunrun Installation Services, Inc. | PSE&G | Eligible for TI Program | 2019-07-31 | 2019-08-05 | 2021-10-30 | LG Electronics | LG365Q1C-V5 | Solar Panels |  | 0.365 | 10 | 149 | 27 |  | Fixed | Roof
NJSTRE1545382188 | NJSRRE1541712566 | Transition Incentive Program | Salem | 8079 | 16 | 14.88 | Residential | Yes | Behind the Meter | Net-metered residential rooftop and canopy |  | None | Suntuity Solar LLC | AC Electric | Accepted | 2019-07-29 | 2019-08-01 | 2021-10-30 | Yingli Green Energy | YL310D-30b | Solar Panels |  | 0.31 | 48 | 180 | 20 |  | Fixed | Ground
NJSTRE1545403221 |  | Transition Incentive Program | Toms River | 8755 | 18 | 12.16 | Residential | No | Behind the Meter | Net-metered residential rooftop and canopy |  | None | Powerlutions | JCP&L | Accepted | 2020-08-05 | 2020-08-10 | 2021-10-30 | SolarEdge | SE10000H-US | Inverters | 10 |  | 1 |  |  | 0.99 |  | Outdoor | Near Meter
NJSTRE1545403339 |  | Transition Incentive Program | Spotswood | 8884 | 11 | 6.2 | Residential | Yes | Behind the Meter | Net-metered residential rooftop and canopy |  | None | Bright Planet Solar | JCP&L | Accepted | 2020-08-05 | 2020-08-10 | 2021-10-30 | SOLAR EDGE | SE5000H-USRGM | Inverters | 5000 |  | 1 |  |  | 0.98 |  | Outdoor | 0.96
NJSTRE1545411940 |  | Transition Incentive Program | SICKLERVILLE | 8081 | 14 | 12.29 | Residential | Yes | Behind the Meter | Net-metered residential rooftop and canopy |  | None | Suntuity Solar LLC | AC Electric | Accepted | 2020-08-06 | 2020-08-10 | 2021-10-30 | Enphase Energy | IQ7-60-2-US | Inverters | 240 |  | 39 |  |  | 0.97 |  | Outdoor | Behind the PV Modules
NJSTRE1545411963 |  | Transition Incentive Program | Belleville | 7109 | 9 | 4.41 | Residential | No | Behind the Meter | Net-metered residential rooftop and canopy |  | None | Suntuity Solar LLC | PSE&G | Accepted | 2020-08-06 | 2020-08-10 | 2021-10-30 | Enphase Energy | IQ7-60-2-US | Inverters | 240 |  | 14 |  |  | 0.97 |  | Outdoor | Behind the PV Modules
NJSTRE1545411990 |  | Transition Incentive Program | BARNEGAT | 8005 | 18 | 10.73 | Residential | No | Behind the Meter | Net-metered residential rooftop and canopy |  | None | Infinity Solar Systems | JCP&L | Accepted | 2020-08-06 | 2020-08-11 | 2021-10-30 | ENPHASE | IQ7-60-X-US | Inverters | 240 |  | 33 |  |  | 0.97 |  | Outside | MICROINVERTERS
NJSTRE1545382167 | NJSRRE1541721831 | Transition Incentive Program | BAYONNE | 7002 | 8 | 4.76 | Residential | Yes | Behind the Meter | Net-metered residential rooftop and canopy |  | None | Pro Custom Solar dba Momentum Solar | PSE&G | Accepted | 2019-07-31 | 2019-08-05 | 2021-10-30 | LG ELECTRONICS | LG340N1C-V5 | Solar Panels |  | 0.34 | 5 | 303 | 9 |  | Fixed | Roof
NJSTRE1545382176 | NJSRRE1541722842 | Transition Incentive Program | Green Brook Township | 8812 | 11 | 13.14 | Residential | No | Behind the Meter | Behind the Meter |  | None | Sunrun Installation Services, Inc. | PSE&G | Eligible for TI Program | 2019-07-31 | 2019-08-05 | 2021-10-30 | LG Electronics | LG365Q1C-V5 | Solar Panels |  | 0.365 | 9 | 240 | 54 |  | Fixed | Roof
NJSTRE1545382183 | NJSRRE1541715327 | Transition Incentive Program | PATERSON | 7513 | 6 | 4.73 | Residential | Yes | Behind the Meter | Behind the Meter |  | None | Pro Custom Solar dba Momentum Solar | PSE&G | Eligible for TI Program | 2019-07-29 | 2019-08-01 | 2021-10-30 | HANWHA | Q.PEAK DUO BLK-G5 315 | Solar Panels |  | 0.315 | 8 | 99 | 24 |  | Fixed | Roof
NJSTRE1545382202 | NJSRRE1541713319 | Transition Incentive Program | NORTHVALE | 7647 | 7 | 8.19 | Residential | Yes | Behind the Meter | Net-metered residential rooftop and canopy |  | None | Vivint Solar Developer, LLC | Orange Rockland Electric | Accepted | 2019-08-08 | 2019-08-22 | 2021-10-30 | Hanwha Solar | Q.PEAK BLK-G5 315 | Solar Panels |  | 0.315 | 26 | 117 | 27 |  | Fixed | Roof
NJSTRE1545382208 | NJSRRE1541705366 | Transition Incentive Program | Phillipsburg | 8865 | 2 | 22.63 | Residential | Yes | Behind the Meter | Net-metered residential rooftop and canopy |  | None | Suntuity Solar LLC | JCP&L | Accepted | 2019-07-26 | 2019-07-31 | 2021-10-30 | Yingli Green Energy | YL310D-30b | Solar Panels |  | 0.31 | 13 | 234 | 18 |  | Fixed | Roof
NJSTRE1545382209 | NJSRRE1541712562 | Transition Incentive Program | Monroe Township | 8831 | 11 | 10.54 | Residential | No | Behind the Meter | Net-metered residential rooftop and canopy |  | None | Suntuity Solar LLC | JCP&L | Accepted | 2019-07-29 | 2019-08-01 | 2021-10-30 | Yingli Green Energy | YL310D-30b | Solar Panels |  | 0.31 | 3 | 342 | 22 |  | Fixed | Roof
NJSTRE1545382226 | NJSRRE1541845132 | Transition Incentive Program | Hamilton Twp Mer | 8610 | 12 | 4.35 | Residential | No | Behind the Meter | Behind the Meter |  | None | Sunrun Installation Services, Inc. | PSE&G | Eligible for TI Program | 2019-08-15 | 2019-08-23 | 2021-10-30 | REC Solar | REC290TP2 BLK | Solar Panels |  | 0.29 | 3 | 118 | 45 |  | Fixed | Roof
NJSTRE1545411944 |  | Transition Incentive Program | Trenton | 8610 | 12 | 10.2 | Residential | No | Behind the Meter | Net-metered residential rooftop and canopy |  | PSEG | Vision Solar LLC | PSE&G | Accepted | 2020-08-06 | 2020-08-17 | 2021-10-30 | ENPHASE | IQ7-60-2-US | Inverters | 0.24 |  | 30 |  |  | 0.96 |  | Other | BEHIND EACH PANEL
NJSTRE1545411970 |  | Transition Incentive Program | Vineland | 8360 | 20 | 4.76 | Residential | Yes | Behind the Meter | Net-metered residential rooftop and canopy |  | None | Vision Solar LLC | Vineland Muni Electric | Accepted | 2020-08-06 | 2020-08-10 | 2021-10-30 | ENPHASE | IQ7-60-2-US | Inverters | 0.24 |  | 14 |  |  | 0.96 |  | Other | BEHIND EACH PANEL
NJSTRE1545412041 |  | Transition Incentive Program | LYNDHURST | 7071 | 7 | 3.58 | Residential | No | Behind the Meter | Net-metered residential rooftop and canopy |  | None | Infinity Solar Systems | PSE&G | Accepted | 2020-08-06 | 2020-08-11 | 2021-10-30 | ENPHASE | IQ7-60-X-US | Inverters | 240 |  | 11 |  |  | 0.97 |  | Outside | MICROINVERTERS
NJSTRE1545412040 |  | Transition Incentive Program | Bloomfield | 7003 | 9 | 7.04 | Residential | Yes | Behind the Meter | Net-metered residential rooftop and canopy |  | None | Trinity Solar | PSE&G | Final As-Built Received | 2020-08-06 | 2020-08-11 | 2021-10-30 | Solar Edge | SE6000 | Inverters | 6000 |  | 1 |  |  | 0.97 |  | Outside | side of home
NJSTRE1545412450 |  | Transition Incentive Program | Blackwood | 8012 | 14 | 4.76 | Residential | Yes | Behind the Meter | Net-metered residential rooftop and canopy |  | None | Trinity Solar | AC Electric | Accepted | 2020-08-06 | 2020-08-11 | 2021-10-30 | Solar Edge | SE3800 | Inverters | 3800 |  | 1 |  |  | 0.97 |  | Outside | side of home
NJSTRE1545412469 |  | Transition Incentive Program | Phillipsburg | 8865 | 2 | 5.76 | Residential | No | Behind the Meter | Net-metered residential rooftop and canopy |  | None | Whitman Construction, LLC | JCP&L | Accepted | 2020-08-06 | 2020-08-11 | 2021-10-30 | enphase energy | iq7-60-2-us | Inverters | 240 |  | 18 |  |  | 0.975 |  | Outdoor | microinverters located under modules
NJSTRE1545412759 |  | Transition Incentive Program | Pleasantville | 8232 | 19 | 6.8 | Residential | Yes | Behind the Meter | Net-metered residential rooftop and canopy |  | None | Castle Energy, LLC | AC Electric | Accepted | 2020-08-06 | 2020-08-11 | 2021-10-30 | Enphase Energy | IQ7-60-2-US | Inverters | 240 |  | 20 |  |  | 0.967 |  | Outdoor | on the rooftop under each solar panel
NJSTRE1545412758 |  | Transition Incentive Program | Old Bridge | 8857 | 11 | 8.75 | Residential | Yes | Behind the Meter | Net-metered residential rooftop and canopy |  | None | Pro Custom Solar dba Momentum Solar | JCP&L | Accepted | 2020-08-06 | 2020-08-11 | 2021-10-30 | Enphase | IQ7PLUS-72-2-US | Inverters | 290 |  | 25 |  |  | 0.97 |  | Outdoor | Roof
NJSTRE1545412951 |  | Transition Incentive Program | Pilesgrove | 8098 | 16 | 5.12 | Residential | No | Behind the Meter | Net-metered residential rooftop and canopy |  | None | RCL Enterprises Inc. | AC Electric | Accepted | 2020-08-06 | 2020-08-11 | 2021-10-30 | Enphase | IQ7 | Inverters | 240 |  | 6 |  |  | 0.96 |  | Outdoor | under panels
NJSTRE1545416692 |  | Transition Incentive Program | Hamilton Township | 8610 | 12 | 8.83 | Residential | No | Behind the Meter | Net-metered residential rooftop and canopy |  | None | SunPower Corporation, Systems | PSE&G | Accepted | 2020-08-09 | 2020-08-12 | 2021-10-30 | SunPower | SPR-E20-327-E-AC | Inverters | 320 |  | 27 |  |  | 0.96 |  | Other | under each panel
NJSTRE1545416698 |  | Transition Incentive Program | Somerdale | 8083 | 14 | 7.56 | Residential | No | Behind the Meter | Net-metered residential rooftop and canopy |  | None | Suntuity Solar LLC | PSE&G | Accepted | 2020-08-07 | 2020-08-12 | 2021-10-30 | Enphase Energy | IQ7-60-2-US | Inverters | 240 |  | 24 |  |  | 0.97 |  | Outdoor | Behind the PV Modules
NJSTRE1545416847 |  | Transition Incentive Program | Princeton | 8540 | 12 | 6.41 | Residential | Yes | Behind the Meter | Net-metered residential rooftop and canopy |  | None | Sunrun Installation Services, Inc. | PSE&G | Accepted | 2020-08-07 | 2020-08-11 | 2021-10-30 | Enphase Energy | IQ7-60-x-US (240V) | Inverters | 240 |  | 21 |  |  | 0.96 |  | Outdoor | Rooftop
NJSTRE1545382192 | NJSRRE1541719280 | Transition Incentive Program | Erial | 8081 | 14 | 9.28 | Residential | Yes | Behind the Meter | Behind the Meter |  | None | Sunrun Installation Services, Inc. | AC Electric | Eligible for TI Program | 2019-07-30 | 2019-08-02 | 2021-10-30 | REC Solar | REC290TP2 BLK | Solar Panels |  | 0.29 | 32 | 191 | 30 |  | Fixed | Roof
NJSTRE1545412299 |  | Transition Incentive Program | Egg Harbor Township | 8234 | 19 | 14.08 | Residential | No | Behind the Meter | Net-metered residential rooftop and canopy |  | None | Sun Up Zero Down | AC Electric | Accepted | 2020-08-06 | 2020-08-17 | 2021-10-30 | Solaredge | SE11400A-US | Inverters | 11400 |  | 1 |  |  | 0.98 |  | Outside | next to utility meter
NJSTRE1545412397 |  | Transition Incentive Program | Pleasantville | 8232 | 19 | 4.16 | Residential | Yes | Behind the Meter | Net-metered residential rooftop and canopy |  | None | Trinity Solar | AC Electric | Accepted | 2020-08-06 | 2020-08-11 | 2021-10-30 | Solar Edge | SE3800 | Inverters | 3800 |  | 1 |  |  | 0.97 |  | Outside | side of home
NJSTRE1545412404 |  | Transition Incentive Program | Westwood | 7675 | 7 | 8.5 | Residential | Yes | Behind the Meter | Net-metered residential rooftop and canopy |  | PSEG | Vision Solar LLC | PSE&G | Accepted | 2020-08-06 | 2020-08-11 | 2021-10-30 | ENPHASE | IQ7-60-2-US | Inverters | 0.24 |  | 25 |  |  | 0.96 |  | Other | behind each panel
NJSTRE1545412471 |  | Transition Incentive Program | CMCH | 8210 | 21 | 8.64 | Residential | Yes | Behind the Meter | Net-metered residential rooftop and canopy |  | None | All Season Solar | AC Electric | Accepted | 2020-08-06 | 2020-08-11 | 2021-10-30 | Enphase | IQ7 | Inverters | 240 |  | 27 |  |  | 0.97 |  | Outdoor | under module
NJSTRE1545412493 |  | Transition Incentive Program | Vineland | 8360 | 20 | 6.8 | Residential | Yes | Behind the Meter | Net-metered residential rooftop and canopy |  | None | Vision Solar LLC | Vineland Muni Electric | Accepted | 2020-08-06 | 2020-08-11 | 2021-10-30 | ENPHASE | IQ7-60-2-US | Inverters | 0.24 |  | 20 |  |  | 0.96 |  | Other | behind each panel
NJSTRE1545412951 |  | Transition Incentive Program | Pilesgrove | 8098 | 16 | 5.12 | Residential | No | Behind the Meter | Net-metered residential rooftop and canopy |  | None | RCL Enterprises Inc. | AC Electric | Accepted | 2020-08-06 | 2020-08-11 | 2021-10-30 | Enphase | IQ7 | Inverters | 240 |  | 4 |  |  | 0.96 |  | Outdoor | under panels
NJSTRE1545413038 | NJSRRE1544446987 | Transition Incentive Program | Pennsauken TWP | 8110 | 14 | 8.99 | Residential | Yes | Behind The Meter | Behind the Meter |  | None | 1st Light Energy Inc | PSE&G | Eligible for TI Program | 2020-02-14 | 2020-02-18 | 2021-10-30 | SMA | SB 7.0-1SP-US-41 (240V) | Inverters | 7000 |  | 1 |  |  | 0.97 |  | Outside | within 10 feet of meter
NJSTRE1545416688 |  | Transition Incentive Program | Farmingdale | 7727 | 17 | 10.98 | Residential | Yes | Behind the Meter | Net-metered residential rooftop and canopy |  | None | Sunrun Installation Services, Inc. | JCP&L | Accepted | 2020-08-07 | 2020-08-25 | 2021-10-30 | Enphase Energy | IQ7-60-x-US (240V) | Inverters | 240 |  | 36 |  |  | 0.96 |  | Outdoor | Rooftop
NJSTRE1545416700 |  | Transition Incentive Program | Glassboro | 8028 | 15 | 6.62 | Residential | No | Behind the Meter | Net-metered residential rooftop and canopy |  | None | Suntuity Solar LLC | AC Electric | Accepted | 2020-08-07 | 2020-08-11 | 2021-10-30 | Enphase Energy | IQ7-60-2-US | Inverters | 240 |  | 21 |  |  | 0.97 |  | Outdoor | Behind the PV Modules
NJSTRE1545416726 |  | Transition Incentive Program | Chesterfield | 8515 | 13 | 7.48 | Residential | No | Behind the Meter | Net-metered residential rooftop and canopy |  | PSEG | Maier Solar Engineering dba Solar Me | PSE&G | Accepted | 2020-08-07 | 2020-08-11 | 2021-10-30 | Enphase | IQ7+ | Inverters | 290 |  | 22 |  |  | 0.96 |  | Outdoor | Next to meter
NJSTRE1545416759 |  | Transition Incentive Program | Bayonne | 7002 | 8 | 5.44 | Residential | Yes | Behind the Meter | Net-metered residential rooftop and canopy |  | None | Vision Solar LLC | PSE&G | Accepted | 2020-08-07 | 2020-08-18 | 2021-10-30 | ENPHASE | IQ7-60-2-US | Inverters | 0.24 |  | 16 |  |  | 0.96 |  | Other | behind each panel
NJSTRE1545382168 | NJSRRE1541158359 | Transition Incentive Program | Clermont | 8210 | 21 | 34.1 | Commercial | No | Behind the Meter | Behind the Meter |  | None | OCEAN SOLAR | AC Electric | Eligible for TI Program | 2019-06-12 | 2019-07-01 | 2021-10-30 | silfab | 310 mono | Solar Panels |  | 0.31 | 110 | 190 | 25 |  | Fixed | Ground
NJSTRE1545382173 | NJSRRE1541692897 | Transition Incentive Program | Mizpah | 8342 | 19 | 9.15 | Residential | No | Behind the Meter | Behind the Meter |  | None | Azimuth Renewable Energy | AC Electric | Eligible for TI Program | 2019-07-22 | 2019-08-22 | 2021-10-30 | Trina | TSM 305 | Solar Panels |  | 0.305 | 30 | 180 | 25 |  | Fixed | Roof
NJSTRE1545400899 |  | Transition Incentive Program | Bellville | 7109 | 9 | 6.12 | Residential | Yes | Behind the Meter | Net-metered residential rooftop and canopy |  | PSEG | Vision Solar LLC | PSE&G | Accepted | 2020-08-05 | 2020-08-10 | 2021-10-30 | ENPHASE | IQ7-60-2-US | Inverters | 0.24 |  | 18 |  |  | 0.96 |  | Other | BEHIND EACH PANEL
NJSTRE1545403186 |  | Transition Incentive Program | Hillside TWP | 7205 | 10 | 11.11 | Residential | No | Behind the Meter | Net-metered residential rooftop and canopy |  | None | Tesla Energy Operations Inc. | PSE&G | Accepted | 2020-08-05 | 2020-08-10 | 2021-10-30 | Delta | M4-TL-US [240V] | Inverters | 3840 |  | 1 |  |  | 0.975 |  | Outside | OUTSIDE
NJSTRE1545403238 |  | Transition Incentive Program | Plainsboro | 8536 | 11 | 8.38 | Residential | No | Behind the Meter | Net-metered non-residential ground mount |  | None | Public Service Solar | PSE&G | Accepted | 2020-08-05 | 2020-08-10 | 2021-10-30 | Enphase | IQ7+ | Inverters | 0.29 |  | 25 |  |  | 0.96 |  | Outside | Under panels
NJSTRE1545403358 |  | Transition Incentive Program | Flemington | 8822 | 4 | 8.37 | Residential | Yes | Behind the Meter | Net-metered residential rooftop and canopy |  | None | Bright Planet Solar | JCP&L | Accepted | 2020-08-05 | 2020-08-10 | 2021-10-30 | SOLAR EDGE | SE7600H-USRGM | Inverters | 7600 |  | 1 |  |  | 0.98 |  | Outdoor | OUTSIDE
NJSTRE1545411898 |  | Transition Incentive Program | EDGEWATER PARK TWP | 8010 | 13 | 12.6 | Residential | No | Behind the Meter | Net-metered residential rooftop and canopy |  | None | Suntuity Solar LLC | PSE&G | Accepted | 2020-08-06 | 2020-08-11 | 2021-10-30 | Enphase Energy | IQ7-60-2-US | Inverters | 240 |  | 40 |  |  | 0.97 |  | Outdoor | Behind the PV Modules
NJSTRE1545411979 |  | Transition Incentive Program | ROSELLE PARK | 7204 | 10 | 6.3 | Residential | No | Behind the Meter | Net-metered residential rooftop and canopy |  | None | Suntuity Solar LLC | PSE&G | Accepted | 2020-08-06 | 2020-08-11 | 2021-10-30 | Enphase Energy | IQ7-60-2-US | Inverters | 240 |  | 20 |  |  | 0.97 |  | Outdoor | Behind the PV Modules
NJSTRE1545411993 |  | Transition Incentive Program | Cape May | 8204 | 21 | 9.15 | Residential | Yes | Behind the Meter | Net-metered residential rooftop and canopy |  | None | Sunrun Installation Services, Inc. | AC Electric | Accepted | 2020-08-06 | 2020-08-11 | 2021-10-30 | Enphase Energy | IQ7-60-x-US (240V) | Inverters | 240 |  | 30 |  |  | 0.96 |  | Outdoor | Rooftop
NJSTRE1545412492 |  | Transition Incentive Program | Rahway | 7065 | 10 | 4.2 | Residential | Yes | Behind the Meter | Net-metered residential rooftop and canopy |  | None | Pro Custom Solar dba Momentum Solar | PSE&G | Accepted | 2020-08-06 | 2020-08-11 | 2021-10-30 | Enphase | IQ7PLUS-72-2-US | Inverters | 290 |  | 12 |  |  | 0.97 |  | Outdoor | Roof
NJSTRE1545412945 |  | Transition Incentive Program | Hamilton | 8690 | 12 | 7.48 | Residential | Yes | Behind the Meter | Net-metered residential rooftop and canopy |  | None | Trinity Solar | PSE&G | Accepted | 2020-08-06 | 2020-08-11 | 2021-10-30 | Solar Edge | SE6000 | Inverters | 6000 |  | 1 |  |  | 0.97 |  | Outside | side of home
NJSTRE1545412962 |  | Transition Incentive Program | union beach | 7735 | 17 | 18.36 | Residential | No | Behind the Meter | Net-metered residential rooftop and canopy |  | None | United Solar LLC | JCP&L | Final As-Built Received | 2020-08-20 | 2020-08-20 | 2021-10-30 | aps | yc600 | Inverters | 548 |  | 27 |  |  | 0.965 |  | Outdoor | roof
NJSTRE1545413025 |  | Transition Incentive Program | swedesboro | 8085 | 15 | 11.52 | Residential | No | Behind the Meter | Net-metered residential rooftop and canopy |  | None | Orbit Energy & Power, LLC | AC Electric | Final As-Built Received | 2020-08-06 | 2020-08-11 | 2021-10-30 | enphase | iq7-60-2-us | Inverters | 0.24 |  | 36 |  |  | 0.96 |  | Other | behind panels
NJSTRE1545413071 |  | Transition Incentive Program | trenton | 8620 | 12 | 8.04 | Residential | No | Behind the Meter | Net-metered residential rooftop and canopy |  | None | Seabright Solar | PSE&G | Accepted | 2020-08-10 | 2020-08-11 | 2021-10-30 | Sunpower | SPR-X21-335 | Inverters | 0.32 |  | 24 |  |  | 0.99 |  | Outside | Roof
NJSTRE1545413170 |  | Transition Incentive Program | Bargaintown | 8234 | 19 | 7.63 | Residential | Yes | Behind the Meter | Net-metered residential rooftop and canopy |  | None | Sunrun Installation Services, Inc. | AC Electric | Accepted | 2020-08-06 | 2020-08-11 | 2021-10-30 | Enphase Energy | IQ7-60-x-US (240V) | Inverters | 240 |  | 25 |  |  | 0.96 |  | Outdoor | Rooftop
NJSTRE1545382148 | NJSRRE1541712649 | Transition Incentive Program | Union | 7083 | 10 | 11.78 | Residential | No | Behind the Meter | Behind the Meter |  | None | Green Power Energy | PSE&G | Eligible for TI Program | 2019-07-29 | 2019-08-01 | 2021-10-30 | Silfab | SLA-M 310 | Solar Panels |  | 0.31 | 12 | 59 | 27 |  | Fixed | Roof
NJSTRE1545382149 | NJSRRE1541708799 | Transition Incentive Program | Belvidere | 7823 | 2 | 11.6 | Residential | Yes | Behind the Meter | Behind the Meter |  | None | Sunrun Installation Services, Inc. | JCP&L | Eligible for TI Program | 2019-07-26 | 2019-07-31 | 2021-10-30 | REC Solar | REC290TP2 BLK | Solar Panels |  | 0.29 | 10 | 88 | 23 |  | Fixed | Roof
NJSTRE1545382161 | NJSRRE1541712653 | Transition Incentive Program | Mullica Hill | 8062 | 15 | 7.35 | Residential | Yes | Behind the Meter | Net-metered residential rooftop and canopy |  | None | SunPower Corporation, Systems | AC Electric | Accepted |  | 2019-08-01 | 2021-10-30 | SUNPOWER | SPR-X21- 350-BLK-E-AC | Solar Panels |  | 0.35 | 5 | 135 | 23 |  | Fixed | Roof
NJSTRE1545382162 | NJSRRE1541708899 | Transition Incentive Program | Lawrence Township | 8648 | 12 | 13.63 | Residential | Yes | Behind the Meter | Behind the Meter |  | None | Sunrun Installation Services, Inc. | PSE&G | Eligible for TI Program | 2019-07-26 | 2019-07-31 | 2021-10-30 | REC Solar | REC290TP2 BLK | Solar Panels |  | 0.29 | 19 | 214 | 23 |  | Fixed | Roof
NJSTRE1545382162 | NJSRRE1541708899 | Transition Incentive Program | Lawrence Township | 8648 | 12 | 13.63 | Residential | Yes | Behind the Meter | Behind the Meter |  | None | Sunrun Installation Services, Inc. | PSE&G | Eligible for TI Program | 2019-07-26 | 2019-07-31 | 2021-10-30 | REC Solar | REC290TP2 BLK | Solar Panels |  | 0.29 | 7 | 125 | 24 |  | Fixed | Roof
NJSTRE1545382169 | NJSRRE1541722009 | Transition Incentive Program | Union City | 7087 | 8 | 17.5 | Commercial | No | Behind the Meter | Net-metered non-residential rooftop and canopy |  | None | Powerlutions | JCP&L | Accepted |  | 2019-08-05 | 2021-10-30 | Solaria | PowerX-350R-BD | Solar Panels |  | 0.35 | 50 | 207 | 10 |  | Fixed | Roof
NJSTRE1545382170 | NJSRRE1540384107 | Transition Incentive Program | Marlton | 8053 | 13 | 71.18 | Commercial | No | Behind the Meter | Net-metered non-residential rooftop and canopy |  | None | Dynamic Energy Solutions, LLC | PSE&G | Accepted | 2019-02-22 | 2019-02-25 | 2021-10-30 | JINKO | JINKO 365W | Solar Panels |  | 0.365 | 195 | 151.4 | 10 |  | Fixed | Roof
NJSTRE1545382181 | NJSRRE1541721761 | Transition Incentive Program | Rutherford | 7070 | 7 | 8.68 | Residential | Yes | Behind the Meter | Net-metered residential rooftop and canopy |  | None | Suntuity Solar LLC | PSE&G | Accepted | 2019-07-31 | 2019-08-05 | 2021-10-30 | Yingli Green Energy | YL310D-30b | Solar Panels |  | 0.31 | 12 | 125 | 47 |  | Fixed | Roof
NJSTRE1545382182 | NJSRRE1541711859 | Transition Incentive Program | Monroeville | 8343 | 16 | 13.05 | Residential | Yes | Behind the Meter | Behind the Meter |  | None | Sunrun Installation Services, Inc. | AC Electric | Eligible for TI Program | 2019-07-27 | 2019-07-31 | 2021-10-30 | REC Solar | REC290TP2 BLK | Solar Panels |  | 0.29 | 34 | 256 | 34 |  | Fixed | Roof
NJSTRE1545382183 | NJSRRE1541715327 | Transition Incentive Program | PATERSON | 7513 | 6 | 4.73 | Residential | Yes | Behind the Meter | Behind the Meter |  | None | Pro Custom Solar dba Momentum Solar | PSE&G | Eligible for TI Program | 2019-07-29 | 2019-08-01 | 2021-10-30 | HANWHA | Q.PEAK DUO BLK-G5 315 | Solar Panels |  | 0.315 | 4 | 279 | 22 |  | Fixed | Roof
NJSTRE1545382190 | NJSRRE1541717289 | Transition Incentive Program | Pittsgrove Township | 8318 | 16 | 6.51 | Residential | Yes | Behind the Meter | Net-metered residential rooftop and canopy |  | None | Suntuity Solar LLC | AC Electric | Accepted | 2019-07-30 | 2019-08-02 | 2021-10-30 | Yingli Green Energy | YL310D-30b | Solar Panels |  | 0.31 | 21 | 203 | 21 |  | Fixed | Roof
NJSTRE1545382191 | NJSRRE1541136510 | Transition Incentive Program | Clermont | 8210 | 21 | 34.1 | Commercial | No | Behind the Meter | Behind the Meter |  | None | OCEAN SOLAR | AC Electric | Eligible for TI Program | 2019-06-12 | 2019-07-01 | 2021-10-30 | SILFAB | 310 MONO | Solar Panels |  | 0.31 | 110 | 190 | 25 |  | Fixed | Ground
NJSTRE1545382197 | NJSRRE1541698992 | Transition Incentive Program | RAHWAY | 7065 | 10 | 3.47 | Residential | Yes | Behind the Meter | Behind the Meter |  | None | Pro Custom Solar dba Momentum Solar | PSE&G | Eligible for TI Program | 2019-07-24 | 2019-08-22 | 2021-10-30 | HANWHA | Q.PEAK DUO BLK-G5 315 | Solar Panels |  | 0.315 | 11 | 132 | 16 |  | Fixed | Roof
NJSTRE1545382208 | NJSRRE1541705366 | Transition Incentive Program | Phillipsburg | 8865 | 2 | 22.63 | Residential | Yes | Behind the Meter | Net-metered residential rooftop and canopy |  | None | Suntuity Solar LLC | JCP&L | Accepted | 2019-07-26 | 2019-07-31 | 2021-10-30 | Yingli Green Energy | YL310D-30b | Solar Panels |  | 0.31 | 2 | 144 | 18 |  | Fixed | Roof
NJSTRE1545382212 | NJSRRE1541718153 | Transition Incentive Program | east orange | 7017 | 9 | 7.85 | Residential | Yes | Behind the Meter | Net-metered residential rooftop and canopy |  | None | Vision Solar LLC | PSE&G | Accepted | 2019-07-30 | 2019-08-02 | 2021-10-30 | SUNPOWER | E20-327-E-AC | Solar Panels |  | 0.327 | 10 | 6 | 23 |  | Fixed | Roof
NJSTRE1545382213 | NJSRRE1541713346 | Transition Incentive Program | Manville | 8835 | 5 | 11.22 | Residential | Yes | Behind the Meter | Behind the Meter |  | None | Pro Custom Solar dba Momentum Solar | PSE&G | Eligible for TI Program | 2019-07-29 | 2019-08-01 | 2021-10-30 | LG ELECTRONIC | LG340N1C-V5 | Solar Panels |  | 0.34 | 12 | 284 | 30 |  | Fixed | Roof
NJSTRE1545382222 | NJSRRE1541814160 | Transition Incentive Program | Plainfield | 7062 | 10 | 8.06 | Residential | Yes | Behind the Meter | Net-metered residential rooftop and canopy |  | None | Suntuity Solar LLC | PSE&G | Accepted | 2019-08-10 | 2019-08-23 | 2021-10-30 | Yingli Green Energy | YL310D-30b | Solar Panels |  | 0.31 | 11 | 140 | 29 |  | Fixed | Roof
NJSTRE1545382222 | NJSRRE1541814160 | Transition Incentive Program | Plainfield | 7062 | 10 | 8.06 | Residential | Yes | Behind the Meter | Net-metered residential rooftop and canopy |  | None | Suntuity Solar LLC | PSE&G | Accepted | 2019-08-10 | 2019-08-23 | 2021-10-30 | Yingli Green Energy | YL310D-30b | Solar Panels |  | 0.31 | 7 | 229 | 22 |  | Fixed | Roof
NJSTRE1545382233 | NJSRRE1541725648 | Transition Incentive Program | HIGH BRIDGE | 8829 | 4 | 5.67 | Residential | Yes | Behind the Meter | Net-metered residential rooftop and canopy |  | None | Vivint Solar Developer, LLC | JCP&L | Accepted | 2019-08-02 | 2019-08-05 | 2021-10-30 | HANWHA SOLAR | Q.PEAK BLK-G5 315 | Solar Panels |  | 0.315 | 10 | 257 | 15 |  | Fixed | Roof
NJSTRE1545382234 | NJSRRE1541859089 | Transition Incentive Program | Linden | 7036 | 10 | 7.25 | Residential | Yes | Behind the Meter | Behind the Meter |  | None | Pro Custom Solar dba Momentum Solar | PSE&G | Eligible for TI Program | 2019-08-19 | 2019-08-23 | 2021-10-30 | HANWHA | Q.PEAK DUO BLK-G5 315 | Solar Panels |  | 0.315 | 23 | 128 | 22 |  | Fixed | Roof
NJSTRE1545382235 | NJSRRE1541722880 | Transition Incentive Program | Paterson | 7514 | 6 | 14.34 | Residential | No | Behind the Meter | Behind the Meter |  | None | Whitman Construction, LLC | PSE&G | Eligible for TI Program | 2019-07-31 | 2019-08-05 | 2021-10-30 | Trina Solar | TSM-305DD05A | Solar Panels |  | 0.305 | 3 | 99 | 13 |  | Fixed | Roof
NJSTRE1545382237 | NJSRRE1541724024 | Transition Incentive Program | Freehold | 7728 | 17 | 10.71 | Residential | No | Behind the Meter | Behind the Meter |  | None | Pro Custom Solar dba Momentum Solar | JCP&L | Eligible for TI Program | 2019-07-31 | 2019-08-05 | 2021-10-30 | HANWHA | Q.PEAK DUO BLK-G5 315 | Solar Panels |  | 0.315 | 8 | 6 | 24 |  | Fixed | Roof
NJSTRE1545382237 | NJSRRE1541724024 | Transition Incentive Program | Freehold | 7728 | 17 | 10.71 | Residential | No | Behind the Meter | Behind the Meter |  | None | Pro Custom Solar dba Momentum Solar | JCP&L | Eligible for TI Program | 2019-07-31 | 2019-08-05 | 2021-10-30 | HANWHA | Q.PEAK DUO BLK-G5 315 | Solar Panels |  | 0.315 | 6 | 6 | 24 |  | Fixed | Roof
NJSTRE1545382244 | NJSRRE1541730109 | Transition Incentive Program | Englishtown | 7726 | 17 | 8.41 | Residential | Yes | Behind the Meter | Behind the Meter |  | None | Sunrun Installation Services, Inc. | JCP&L | Eligible for TI Program | 2019-08-01 | 2019-08-06 | 2021-10-30 | REC Solar | REC290TP2 BLK | Solar Panels |  | 0.29 | 8 | 315 | 18 |  | Fixed | Roof
NJSTRE1545382176 | NJSRRE1541722842 | Transition Incentive Program | Green Brook Township | 8812 | 11 | 13.14 | Residential | No | Behind the Meter | Behind the Meter |  | None | Sunrun Installation Services, Inc. | PSE&G | Eligible for TI Program | 2019-07-31 | 2019-08-05 | 2021-10-30 | LG Electronics | LG365Q1C-V5 | Solar Panels |  | 0.365 | 17 | 149 | 43 |  | Fixed | Roof
NJSTRE1545382181 | NJSRRE1541721761 | Transition Incentive Program | Rutherford | 7070 | 7 | 8.68 | Residential | Yes | Behind the Meter | Net-metered residential rooftop and canopy |  | None | Suntuity Solar LLC | PSE&G | Accepted | 2019-07-31 | 2019-08-05 | 2021-10-30 | Yingli Green Energy | YL310D-30b | Solar Panels |  | 0.31 | 5 | 216 | 20 |  | Fixed | Roof
NJSTRE1545382181 | NJSRRE1541721761 | Transition Incentive Program | Rutherford | 7070 | 7 | 8.68 | Residential | Yes | Behind the Meter | Net-metered residential rooftop and canopy |  | None | Suntuity Solar LLC | PSE&G | Accepted | 2019-07-31 | 2019-08-05 | 2021-10-30 | Yingli Green Energy | YL310D-30b | Solar Panels |  | 0.31 | 8 | 36 | 20 |  | Fixed | Roof
NJSTRE1545382187 | NJSRRE1540384126 | Transition Incentive Program | Marlton | 8053 | 13 | 224.48 | Commercial | No | Behind the Meter | Net-metered non-residential rooftop and canopy |  | None | Dynamic Energy Solutions, LLC | PSE&G | Accepted | 2019-02-22 | 2019-02-25 | 2021-10-30 | JINKO | JINKO 365W | Solar Panels |  | 0.365 | 615 | 151.4 | 10 |  | Fixed | Roof
NJSTRE1545382208 | NJSRRE1541705366 | Transition Incentive Program | Phillipsburg | 8865 | 2 | 22.63 | Residential | Yes | Behind the Meter | Net-metered residential rooftop and canopy |  | None | Suntuity Solar LLC | JCP&L | Accepted | 2019-07-26 | 2019-07-31 | 2021-10-30 | Yingli Green Energy | YL310D-30b | Solar Panels |  | 0.31 | 28 | 54 | 18 |  | Fixed | Roof
NJSTRE1545382212 | NJSRRE1541718153 | Transition Incentive Program | east orange | 7017 | 9 | 7.85 | Residential | Yes | Behind the Meter | Net-metered residential rooftop and canopy |  | None | Vision Solar LLC | PSE&G | Accepted | 2019-07-30 | 2019-08-02 | 2021-10-30 | sunpower | e20-327-e-ac | Solar Panels |  | 0.327 | 14 | 186 | 23 |  | Fixed | Roof
NJSTRE1545382222 | NJSRRE1541814160 | Transition Incentive Program | Plainfield | 7062 | 10 | 8.06 | Residential | Yes | Behind the Meter | Net-metered residential rooftop and canopy |  | None | Suntuity Solar LLC | PSE&G | Accepted | 2019-08-10 | 2019-08-23 | 2021-10-30 | Yingli Green Energy | YL310D-30b | Solar Panels |  | 0.31 | 8 | 49 | 22 |  | Fixed | Roof
NJSTRE1545382227 | NJSRRE1541841220 | Transition Incentive Program | Woodbridge Twp | 7067 | 10 | 6.1 | Residential | No | Behind the Meter | Behind the Meter |  | None | Whitman Construction, LLC | PSE&G | Eligible for TI Program | 2019-08-15 | 2019-08-23 | 2021-10-30 | Trina Solar | TSM-305DD5A | Solar Panels |  | 0.305 | 20 | 219 | 40 |  | Fixed | Roof
NJSTRE1545382235 | NJSRRE1541722880 | Transition Incentive Program | Paterson | 7514 | 6 | 14.34 | Residential | No | Behind the Meter | Behind the Meter |  | None | Whitman Construction, LLC | PSE&G | Eligible for TI Program | 2019-07-31 | 2019-08-05 | 2021-10-30 | Trina 305 | TSM-305DD05A | Solar Panels |  | 0.305 | 18 | 189 | 30 |  | Fixed | Roof
NJSTRE1545382237 | NJSRRE1541724024 | Transition Incentive Program | Freehold | 7728 | 17 | 10.71 | Residential | No | Behind the Meter | Behind the Meter |  | None | Pro Custom Solar dba Momentum Solar | JCP&L | Eligible for TI Program | 2019-07-31 | 2019-08-05 | 2021-10-30 | HANWHA | Q.PEAK DUO BLK-G5 315 | Solar Panels |  | 0.315 | 20 | 186 | 23 |  | Fixed | Roof
NJSTRE1545382238 | NJSRRE1541820869 | Transition Incentive Program | JERSEY CITY | 7305 | 8 | 9.38 | Residential | Yes | Behind the Meter | Behind the Meter |  | None | Pro Custom Solar dba Momentum Solar | PSE&G | Eligible for TI Program | 2019-08-13 | 2019-08-27 | 2021-10-30 | LG ELECTRONICS | LG 335N1C-V5 | Solar Panels |  | 0.335 | 28 | 148 | 40 |  | Fixed | Roof
NJSTRE1545382244 | NJSRRE1541730109 | Transition Incentive Program | Englishtown | 7726 | 17 | 8.41 | Residential | Yes | Behind the Meter | Behind the Meter |  | None | Sunrun Installation Services, Inc. | JCP&L | Eligible for TI Program | 2019-08-01 | 2019-08-06 | 2021-10-30 | REC Solar | REC290TP2 BLK | Solar Panels |  | 0.29 | 21 | 135 | 30 |  | Fixed | Roof
NJSTRE1545416696 |  | Transition Incentive Program | Teaneck | 7666 | 7 | 6.21 | Residential | Yes | Behind the Meter | Net-metered residential rooftop and canopy |  | None | SunPower Corporation, Systems | PSE&G | Accepted | 2020-08-09 | 2020-08-11 | 2021-10-30 | SunPower | SPR-E20-327-E-AC | Inverters | 320 |  | 19 |  |  | 0.96 |  | Other | under each panel
NJSTRE1545416754 |  | Transition Incentive Program | Browns Mills | 8015 | 13 | 6.72 | Residential | No | Behind the Meter | Net-metered residential rooftop and canopy |  | None | Solar Spectrum LLC | JCP&L | Accepted | 2020-08-07 | 2020-08-11 | 2021-10-30 | Solar Edge Technologies | SE5000H-US | Inverters | 21 |  | 1 |  |  | 0.99 |  | Outdoor | Outside near meter
NJSTRE1545416777 |  | Transition Incentive Program | Absecon | 8201 | 19 | 12.24 | Residential | Yes | Behind the Meter | Net-metered residential ground mount |  | ACE | Vision Solar LLC | AC Electric | Accepted | 2020-08-07 | 2020-08-11 | 2021-10-30 | ENPHASE | IQ7-60-2-US | Inverters | 0.24 |  | 36 |  |  | 0.96 |  | Other | behind each panel
NJSTRE1545416843 |  | Transition Incentive Program | Gardwood | 7027 | 10 | 10.54 | Residential | No | Behind the Meter | Net-metered residential rooftop and canopy |  | PSEG | Maier Solar Engineering dba Solar Me | PSE&G | Accepted | 2020-08-07 | 2020-08-14 | 2021-10-30 | Enphase | IQ7+ | Inverters | 290 |  | 31 |  |  | 0.96 |  | Outdoor | Next to meter
NJSTRE1545416917 |  | Transition Incentive Program | Harrison Town | 7029 | 8 | 6.82 | Residential | Yes | Behind the Meter | Net-metered residential rooftop and canopy |  | None | Bright Planet Solar | PSE&G | Accepted | 2020-08-07 | 2020-08-12 | 2021-10-30 | SOLAR EDGE | SE6000H-USRGM | Inverters | 6000 |  | 1 |  |  | 0.98 |  | Outdoor | OUTSIDE
NJSTRE1545419855 |  | Transition Incentive Program | Hamilton | 8610 | 12 | 5.44 | Residential | Yes | Behind the Meter | Net-metered residential rooftop and canopy |  | None | Vision Solar LLC | PSE&G | Accepted | 2020-08-07 | 2020-08-12 | 2021-10-30 | ENPHASE | IQ7-60-2-US | Inverters | 0.24 |  | 16 |  |  | 0.96 |  | Other | behind each panel
NJSTRE1545382179 | NJSRRE1541705422 | Transition Incentive Program | Little Egg Harbor Twp | 8087 | 18 | 8.56 | Residential | Yes | Behind the Meter | Net-metered residential rooftop and canopy |  | None | Bright Planet Solar | AC Electric | Accepted |  | 2019-07-31 | 2021-10-30 | Hanwha Q-Cells | Q.PEAK BLK-G.4 295W | Solar Panels |  | 0.295 | 3 | 206 | 25 |  | Fixed | Roof
NJSTRE1545382189 | NJSRRE1541719258 | Transition Incentive Program | North Haledon | 7508 | 6 | 16.53 | Residential | Yes | Behind the Meter | Behind the Meter |  | None | Sunrun Installation Services, Inc. | PSE&G | Eligible for TI Program | 2019-07-30 | 2019-08-05 | 2021-10-30 | REC Solar | REC290TP2 BLK | Solar Panels |  | 0.29 | 4 | 257 | 18 |  | Fixed | Roof
NJSTRE1545382189 | NJSRRE1541719258 | Transition Incentive Program | North Haledon | 7508 | 6 | 16.53 | Residential | Yes | Behind the Meter | Behind the Meter |  | None | Sunrun Installation Services, Inc. | PSE&G | Eligible for TI Program | 2019-07-30 | 2019-08-05 | 2021-10-30 | REC Solar | REC290TP2 BLK | Solar Panels |  | 0.29 | 8 | 77 | 37 |  | Fixed | Roof
NJSTRE1545382210 | NJSRRE1541708880 | Transition Incentive Program | Little Falls | 7424 | 6 | 17.4 | Residential | Yes | Behind the Meter | Behind the Meter |  | None | Sunrun Installation Services, Inc. | PSE&G | Eligible for TI Program | 2019-07-26 | 2019-07-31 | 2021-10-30 | REC Solar | REC290TP2 BLK | Solar Panels |  | 0.29 | 8 | 21 | 27 |  | Fixed | Roof
NJSTRE1545382210 | NJSRRE1541708880 | Transition Incentive Program | Little Falls | 7424 | 6 | 17.4 | Residential | Yes | Behind the Meter | Behind the Meter |  | None | Sunrun Installation Services, Inc. | PSE&G | Eligible for TI Program | 2019-07-26 | 2019-07-31 | 2021-10-30 | REC Solar | REC290TP2 BLK | Solar Panels |  | 0.29 | 16 | 291 | 26 |  | Fixed | Roof
NJSTRE1545382215 | NJSRRE1541705345 | Transition Incentive Program | South River | 8882 | 11 | 27.2 | Residential | Yes | Behind the Meter | Net-metered residential rooftop and canopy |  | None | SunPower Corporation, Systems | South River | Accepted |  | 2019-07-31 | 2021-10-30 | SUNPOWER | SPR-A400-G-AC | Solar Panels |  | 0.4 | 22 | 141 | 30 |  | Fixed | Roof
NJSTRE1545382215 | NJSRRE1541705345 | Transition Incentive Program | South River | 8882 | 11 | 27.2 | Residential | Yes | Behind the Meter | Net-metered residential rooftop and canopy |  | None | SunPower Corporation, Systems | South River | Accepted |  | 2019-07-31 | 2021-10-30 | SUNPOWER | SPR-A400-G-AC | Solar Panels |  | 0.4 | 12 | 141 | 30 |  | Fixed | Roof
NJSTRE1545382200 | NJSRRE1541708919 | Transition Incentive Program | Wallington Boro | 7057 | 7 | 7.04 | Residential | Yes | Behind the Meter | Behind the Meter |  | None | Skyline Solar, LLC | PSE&G | Eligible for TI Program | 2019-07-26 | 2019-07-31 | 2021-10-30 | Hanwha Q-Cells | Q.PEAK DUO-G5 320 | Solar Panels |  | 0.32 | 22 | 126 | 20 |  | Fixed | Roof
NJSTRE1545382208 | NJSRRE1541705366 | Transition Incentive Program | Phillipsburg | 8865 | 2 | 22.63 | Residential | Yes | Behind the Meter | Net-metered residential rooftop and canopy |  | None | Suntuity Solar LLC | JCP&L | Accepted | 2019-07-26 | 2019-07-31 | 2021-10-30 | Yingli Green Energy | YL310D-30b | Solar Panels |  | 0.31 | 19 | 234 | 18 |  | Fixed | Roof
NJSTRE1545382208 | NJSRRE1541705366 | Transition Incentive Program | Phillipsburg | 8865 | 2 | 22.63 | Residential | Yes | Behind the Meter | Net-metered residential rooftop and canopy |  | None | Suntuity Solar LLC | JCP&L | Accepted | 2019-07-26 | 2019-07-31 | 2021-10-30 | Yingli Green Energy | YL310D-30b | Solar Panels |  | 0.31 | 11 | 144 | 23 |  | Fixed | Roof
NJSTRE1545382209 | NJSRRE1541712562 | Transition Incentive Program | Monroe Township | 8831 | 11 | 10.54 | Residential | No | Behind the Meter | Net-metered residential rooftop and canopy |  | None | Suntuity Solar LLC | JCP&L | Accepted | 2019-07-29 | 2019-08-01 | 2021-10-30 | Yingli Green Energy | YL310D-30b | Solar Panels |  | 0.31 | 31 | 162 | 22 |  | Fixed | Roof
NJSTRE1545382215 | NJSRRE1541705345 | Transition Incentive Program | South River | 8882 | 11 | 27.2 | Residential | Yes | Behind the Meter | Net-metered residential rooftop and canopy |  | None | SunPower Corporation, Systems | South River | Accepted |  | 2019-07-31 | 2021-10-30 | SUNPOWER | SPR-A400-G-AC | Solar Panels |  | 0.4 | 11 | 321 | 30 |  | Fixed | Roof
NJSTRE1545382225 | NJSRRE1541804506 | Transition Incentive Program | Rockaway | 7866 | 3 | 5.51 | Residential | Yes | Behind the Meter | Behind the Meter |  | None | Sunrun Installation Services, Inc. | JCP&L | Eligible for TI Program | 2019-08-08 | 2019-08-23 | 2021-10-30 | REC Solar | REC290TP2 BLK | Solar Panels |  | 0.29 | 16 | 137 | 34 |  | Fixed | Roof
NJSTRE1545382226 | NJSRRE1541845132 | Transition Incentive Program | Hamilton Twp Mer | 8610 | 12 | 4.35 | Residential | No | Behind the Meter | Behind the Meter |  | None | Sunrun Installation Services, Inc. | PSE&G | Eligible for TI Program | 2019-08-15 | 2019-08-23 | 2021-10-30 | REC Solar | REC290TP2 BLK | Solar Panels |  | 0.29 | 12 | 209 | 45 |  | Fixed | Roof
NJSTRE1545382236 | NJSRRE1541851062 | Transition Incentive Program | Wyckoff | 7481 | 7 | 8.06 | Residential | No | Behind the Meter | Behind the Meter |  | None | Green Power Energy | PSE&G | Eligible for TI Program | 2019-08-16 | 2019-08-23 | 2021-10-30 | Silfab | SLA-M 310 | Solar Panels |  | 0.31 | 1 | 296 | 30 |  | Fixed | Roof
NJSTRE1545382236 | NJSRRE1541851062 | Transition Incentive Program | Wyckoff | 7481 | 7 | 8.06 | Residential | No | Behind the Meter | Behind the Meter |  | None | Green Power Energy | PSE&G | Eligible for TI Program | 2019-08-16 | 2019-08-23 | 2021-10-30 | Silfab | SLA-M 310 | Solar Panels |  | 0.31 | 2 | 295 | 30 |  | Fixed | Roof
NJSTRE1545382239 | NJSRRE1541847998 | Transition Incentive Program | Washington | 7882 | 2 | 19.43 | Residential | Yes | Behind the Meter | Behind the Meter |  | None | Sunrun Installation Services, Inc. | JCP&L | Eligible for TI Program | 2019-08-15 | 2019-08-23 | 2021-10-30 | REC Solar | REC290TP2 BLK | Solar Panels |  | 0.29 | 31 | 139 | 27 |  | Fixed | Roof
NJSTRE1545382248 | NJSRRE1541788112 | Transition Incentive Program | Delran | 8075 | 13 | 11.34 | Residential | Yes | Behind the Meter | Behind the Meter |  | None | Trinity Solar | PSE&G | Eligible for TI Program | 2019-08-05 | 2019-08-08 | 2021-10-30 | Hanwha | Q.PEAK DUO BLK-G5 315 | Solar Panels |  | 0.315 | 36 | 138 | 34 |  | Fixed | Roof
NJSTRE1545382250 | NJSRRE1541820792 | Transition Incentive Program | Clifton | 7011 | 6 | 3.78 | Residential | Yes | Behind the Meter | Behind the Meter |  | None | Pro Custom Solar dba Momentum Solar | PSE&G | Eligible for TI Program | 2019-08-13 | 2019-08-23 | 2021-10-30 | HANWHA | Q.PEAK DUO BLK-G5 315 | Solar Panels |  | 0.315 | 12 | 252 | 43 |  | Fixed | Roof
NJSTRE1545382229 | NJSRRE1541726700 | Transition Incentive Program | Mays Landing Township | 8330 | 19 | 5.36 | Residential | Yes | Behind the Meter | Behind the Meter |  | None | Pro Custom Solar dba Momentum Solar | AC Electric | Eligible for TI Program | 2019-08-01 | 2019-08-06 | 2021-10-30 | LG ELECTRONICS | LG 335N1C-V5 | Solar Panels |  | 0.335 | 16 | 242 | 30 |  | Fixed | Roof
NJSTRE1545382236 | NJSRRE1541851062 | Transition Incentive Program | Wyckoff | 7481 | 7 | 8.06 | Residential | No | Behind the Meter | Behind the Meter |  | None | Green Power Energy | PSE&G | Eligible for TI Program | 2019-08-16 | 2019-08-23 | 2021-10-30 | Silfab | SLA-M 310 | Solar Panels |  | 0.31 | 5 | 27 | 30 |  | Fixed | Roof
NJSTRE1545382246 | NJSRRE1541788350 | Transition Incentive Program | Cinnaminson | 8077 | 13 | 9.14 | Residential | No | Behind the Meter | Behind the Meter |  | None | Pro Custom Solar dba Momentum Solar | PSE&G | Eligible for TI Program | 2019-08-05 | 2019-08-08 | 2021-10-30 | HANWHA | Q.PEAK DUO BLK-G5 315 | Solar Panels |  | 0.315 | 12 | 259 | 21 |  | Fixed | Roof
NJSTRE1545382252 | NJSRRE1541851599 | Transition Incentive Program | Linden | 7036 | 10 | 12.73 | Residential | Yes | Behind the Meter | Behind the Meter |  | None | Pro Custom Solar dba Momentum Solar | PSE&G | Eligible for TI Program | 2019-08-16 | 2019-08-23 | 2021-10-30 | LG ELECTRONICS | LG 335N1C-V5 | Solar Panels |  | 0.335 | 8 | 39 | 3 |  | Fixed | Roof
NJSTRE1545382257 | NJSRRE1541851191 | Transition Incentive Program | Morris Plains | 7950 | 14 | 17.01 | Residential | Yes | Behind the Meter | Behind the Meter |  | None | Pro Custom Solar dba Momentum Solar | JCP&L | Eligible for TI Program | 2019-08-16 | 2019-08-23 | 2021-10-30 | HANWHA | Q.PEAK DUO BLK-G5 315 | Solar Panels |  | 0.315 | 41 | 114 | 22 |  | Fixed | Roof
NJSTRE1545382262 | NJSRRE1541787779 | Transition Incentive Program | New Brunswick | 8901 | 11 | 10.85 | Residential | Yes | Behind the Meter | Net-metered residential rooftop and canopy |  | None | Suntuity Solar LLC | PSE&G | Accepted | 2019-08-05 | 2019-08-07 | 2021-10-30 | Yingli Green Energy | YL310D-30b | Solar Panels |  | 0.31 | 15 | 308 | 40 |  | Fixed | Roof
NJSTRE1545382265 | NJSRRE1541841345 | Transition Incentive Program | Estell Manor | 8319 | 19 | 9.48 | Residential | Yes | Behind the Meter | Behind the Meter |  | None | GenRenew, LLC | AC Electric | Eligible for TI Program | 2019-08-15 | 2019-08-23 | 2021-10-30 | sunpower | SPR-E20-327-E-AC | Solar Panels |  | 0.327 | 21 | 89 | 40 |  | Fixed | Roof
NJSTRE1545382271 | NJSRRE1541726665 | Transition Incentive Program | Loveladies | 8008 | 18 | 8.03 | Residential | No | Behind the Meter | Behind the Meter |  | None | Sunrun Installation Services, Inc. | AC Electric | Eligible for TI Program | 2019-08-01 | 2019-08-06 | 2021-10-30 | LG Electronics | LG365Q1C-V5 | Solar Panels |  | 0.365 | 17 | 201 | 27 |  | Fixed | Roof
NJSTRE1545382273 | NJSRRE1541787780 | Transition Incentive Program | Pleasantville | 8232 | 19 | 11.47 | Residential | Yes | Behind the Meter | Net-metered residential rooftop and canopy |  | None | Suntuity Solar LLC | AC Electric | Accepted | 2019-08-05 | 2019-08-07 | 2021-10-30 | Yingli Green Energy | YL310D-30b | Solar Panels |  | 0.31 | 9 | 135 | 20 |  | Fixed | Roof
NJSTRE1545382276 | NJSRRE1541817874 | Transition Incentive Program | Manasquan | 8736 | 17 | 6.96 | Residential | Yes | Behind the Meter | Behind the Meter |  | None | Sunrun Installation Services, Inc. | JCP&L | Eligible for TI Program | 2019-08-12 | 2019-08-23 | 2021-10-30 | REC Solar | REC290TP2 BLK | Solar Panels |  | 0.29 | 9 | 195 | 37 |  | Fixed | Roof
NJSTRE1545382280 | NJSRRE1541805442 | Transition Incentive Program | Atco | 8004 | 14 | 8.41 | Residential | Yes | Behind the Meter | Behind the Meter |  | None | Sunrun Installation Services, Inc. | AC Electric | Eligible for TI Program | 2019-08-08 | 2019-08-23 | 2021-10-30 | REC Solar | REC290TP2 BLK | Solar Panels |  | 0.29 | 20 | 282 | 23 |  | Fixed | Roof
NJSTRE1545411985 |  | Transition Incentive Program | union | 7083 | 10 | 6.62 | Residential | No | Behind the Meter | Net-metered residential rooftop and canopy |  | None | United Solar LLC | PSE&G | Accepted | 2020-08-07 | 2020-08-11 | 2021-10-30 | aps | yc600 (240v) | Inverters | 548 |  | 11 |  |  | 0.91 |  | Outdoor | roof
NJSTRE1545382256 | NJSRRE1541850962 | Transition Incentive Program | Ridgefield | 7657 | 7 | 13.86 | Residential | No | Behind the Meter | Behind the Meter |  | None | Green Power Energy | PSE&G | Eligible for TI Program | 2019-08-16 | 2019-08-23 | 2021-10-30 | Panasonic | VBHN330SA17 | Solar Panels |  | 0.33 | 33 | 216 | 27 |  | Fixed | Roof
NJSTRE1545382260 | NJSRRE1541805540 | Transition Incentive Program | Forked River | 8731 | 18 | 20.01 | Residential | Yes | Behind the Meter | Behind the Meter |  | None | Sunrun Installation Services, Inc. | JCP&L | Eligible for TI Program | 2019-08-08 | 2019-08-23 | 2021-10-30 | REC Solar | REC290TP2 BLK | Solar Panels |  | 0.29 | 27 | 201 | 23 |  | Fixed | Roof
NJSTRE1545382266 | NJSRRE1541844559 | Transition Incentive Program | Forked River | 8731 | 18 | 15.75 | Residential | Yes | Behind the Meter | Net-metered residential rooftop and canopy |  | None | Vivint Solar Developer, LLC | JCP&L | Accepted | 2019-08-20 | 2019-08-23 | 2021-10-30 | HANWHA SOLAR | Q.PEAK BLK-G5 315 | Solar Panels |  | 0.315 | 9 | 292 | 17 |  | Fixed | Roof
NJSTRE1545382272 | NJSRRE1541724014 | Transition Incentive Program | Lodi | 7644 | 7 | 5.36 | Residential | Yes | Behind the Meter | Net-metered residential rooftop and canopy |  | None | Vivint Solar Developer, LLC | PSE&G | Accepted | 2019-08-01 | 2019-08-05 | 2021-10-30 | Hanwha Solar | Q.PEAK BLK-G5 315 | Solar Panels |  | 0.315 | 13 | 191 | 30 |  | Fixed | Roof
NJSTRE1545382283 | NJSRRE1541787868 | Transition Incentive Program | Delran | 8075 | 13 | 8.5 | Residential | Yes | Behind the Meter | Net-metered residential rooftop and canopy |  | None | Vision Solar LLC | PSE&G | As-Built Incomplete | 2019-08-05 | 2019-08-07 | 2021-10-30 | SUNPOWER | E20-327-E-AC | Solar Panels |  | 0.327 | 7 | 127 | 27 |  | Fixed | Roof
NJSTRE1545382284 | NJSRRE1541788538 | Transition Incentive Program | BARNEGAT | 8005 | 18 | 6.03 | Residential | Yes | Behind the Meter | Behind the Meter |  | None | Pro Custom Solar dba Momentum Solar | JCP&L | Eligible for TI Program | 2019-08-05 | 2019-08-08 | 2021-10-30 | LG ELECTRONICS | LG 335N1C-V5 | Solar Panels |  | 0.335 | 4 | 9 | 23 |  | Fixed | Roof
NJSTRE1545419834 |  | Transition Incentive Program | Bridgewater | 8807 | 5 | 4.5 | Residential | No | Behind the Meter | Net-metered residential rooftop and canopy |  | None | GeoPeak Electric | JCP&L | Accepted | 2020-08-07 | 2020-08-12 | 2021-10-30 | Fronius | Primo 3.8-1 | Inverters | 3800 |  | 1 |  |  | 0.967 |  | Indoor | Basement
NJSTRE1545419838 |  | Transition Incentive Program | High Bridge | 7012 | 6 | 7.82 | Residential | Yes | Behind the Meter | Net-metered residential rooftop and canopy |  | None | Vision Solar LLC | JCP&L | Accepted | 2020-08-07 | 2020-08-12 | 2021-10-30 | ENPHASE | IQ7-60-2-US | Inverters | 0.24 |  | 23 |  |  | 0.96 |  | Other | behind each panel
NJSTRE1545416904 |  | Transition Incentive Program | Bayonne | 7002 | 8 | 8.16 | Residential | No | Behind the Meter | Net-metered residential rooftop and canopy |  | None | UnitedSolar LLC | PSE&G | Final As-Built Received | 2020-08-10 | 2020-08-12 | 2021-10-30 | aps | yc600 | Inverters | 240 |  | 12 |  |  | 0.965 |  | Outdoor | roof
NJSTRE1545419841 |  | Transition Incentive Program | Rahway | 7065 | 10 | 3.85 | Residential | Yes | Behind the Meter | Net-metered residential rooftop and canopy |  | None | Pro Custom Solar dba Momentum Solar | PSE&G | Accepted | 2020-08-07 | 2020-08-12 | 2021-10-30 | Enphase | IQ7PLUS-72-2-US | Inverters | 290 |  | 11 |  |  | 0.97 |  | Outdoor | Roof
NJSTRE1545419886 |  | Transition Incentive Program | Somers Point | 8244 | 19 | 11.52 | Residential | Yes | Behind the Meter | Net-metered residential rooftop and canopy |  | None | All Season Solar | AC Electric | Accepted | 2020-08-07 | 2020-08-12 | 2021-10-30 | Enphase | IQ7 | Inverters | 240 |  | 36 |  |  | 0.97 |  | Outdoor | under module
NJSTRE1545420192 |  | Transition Incentive Program | Palmyra Boro | 8065 | 13 | 8.96 | Residential | Yes | Behind the Meter | Net-metered residential rooftop and canopy |  | None | All Season Solar | PSE&G | Accepted | 2020-08-07 | 2020-08-12 | 2021-10-30 | Enphase | IQ7 | Inverters | 240 |  | 28 |  |  | 0.97 |  | Outdoor | under module
NJSTRE1545420566 |  | Transition Incentive Program | MONTGOMERY TWP | 8502 | 5 | 15.53 | Residential | Yes | Behind the Meter | Net-metered residential rooftop and canopy |  | None | Sunrun Installation Services, Inc. | PSE&G | Accepted | 2020-08-07 | 2020-08-12 | 2021-10-30 | Enphase Energy | IQ7PLUS-72-x-US (240V) | Inverters | 290 |  | 45 |  |  | 0.96 |  | Outdoor | Rooftop
NJSTRE1545382219 | NJSRRE1541787786 | Transition Incentive Program | Monroeville | 8343 | 16 | 11.16 | Residential | Yes | Behind the Meter | Net-metered residential rooftop and canopy |  | None | Suntuity Solar LLC | AC Electric | Accepted | 2019-08-05 | 2019-08-07 | 2021-10-30 | Yingli Green Energy | YL310D-30b | Solar Panels |  | 0.31 | 36 | 204 | 20 |  | Fixed | Ground
NJSTRE1545382220 | NJSRRE1541731987 | Transition Incentive Program | Wood Ridge | 7075 | 7 | 8.82 | Residential | Yes | Behind the Meter | Behind the Meter |  | None | Pro Custom Solar dba Momentum Solar | PSE&G | Eligible for TI Program | 2019-08-02 | 2019-08-07 | 2021-10-30 | HANWHA | Q. PEAK DUO BLK-G5 315 | Solar Panels |  | 0.315 | 9 | 217 | 39 |  | Fixed | Roof
NJSTRE1545382224 | NJSRRE1541804172 | Transition Incentive Program | Shamong | 8088 | 13 | 7.52 | Residential | Yes | Behind the Meter | Net-metered residential rooftop and canopy |  | None | SunPower Capital | AC Electric | Accepted | 2019-08-08 | 2019-08-23 | 2021-10-30 | sunpower | e20-327-e-ac | Solar Panels |  | 0.327 | 7 | 281 | 23 |  | Fixed | Roof
NJSTRE1545382225 | NJSRRE1541804506 | Transition Incentive Program | Rockaway | 7866 | 3 | 5.51 | Residential | Yes | Behind the Meter | Behind the Meter |  | None | Sunrun Installation Services, Inc. | JCP&L | Eligible for TI Program | 2019-08-08 | 2019-08-23 | 2021-10-30 | REC Solar | REC290TP2 BLK | Solar Panels |  | 0.29 | 3 | 317 | 34 |  | Fixed | Roof
NJSTRE1545382232 | NJSRRE1541850865 | Transition Incentive Program | Burlington | 8016 | 13 | 10.85 | Residential | Yes | Behind the Meter | Net-metered residential rooftop and canopy |  | None | Suntuity Solar LLC | PSE&G | Accepted | 2019-08-16 | 2019-08-23 | 2021-10-30 | Yingli Green Energy | YL310D-30b | Solar Panels |  | 0.31 | 15 | 111 | 19 |  | Fixed | Roof
NJSTRE1545382236 | NJSRRE1541851062 | Transition Incentive Program | Wyckoff | 7481 | 7 | 8.06 | Residential | No | Behind the Meter | Behind the Meter |  | None | Green Power Energy | PSE&G | Eligible for TI Program | 2019-08-16 | 2019-08-23 | 2021-10-30 | Silfab | SLA-M 310 | Solar Panels |  | 0.31 | 10 | 294 | 30 |  | Fixed | Roof
NJSTRE1545382236 | NJSRRE1541851062 | Transition Incentive Program | Wyckoff | 7481 | 7 | 8.06 | Residential | No | Behind the Meter | Behind the Meter |  | None | Green Power Energy | PSE&G | Eligible for TI Program | 2019-08-16 | 2019-08-23 | 2021-10-30 | Silfab | SLA-M 310 | Solar Panels |  | 0.31 | 2 | 291 | 30 |  | Fixed | Roof
NJSTRE1545382240 | NJSRRE1541851513 | Transition Incentive Program | Jersey City | 7306 | 8 | 5.22 | Residential | Yes | Behind the Meter | Behind the Meter |  | None | Sunrun Installation Services, Inc. | PSE&G | Eligible for TI Program | 2019-08-16 | 2019-08-23 | 2021-10-30 | REC Solar | REC290TP2 BLK | Solar Panels |  | 0.29 | 18 | 216 | 10 |  | Fixed | Roof
NJSTRE1545382241 | NJSRRE1541835669 | Transition Incentive Program | Perth Amboy | 8861 | 11 | 5.27 | Residential | No | Behind the Meter | Behind the Meter |  | None | New Jersey Suntech | PSE&G | Eligible for TI Program | 2019-08-14 | 2019-08-23 | 2021-10-30 | Jinko | JKM310M-60 | Solar Panels |  | 0.31 | 17 | 160 | 20 |  | Fixed | Roof
NJSTRE1545382247 | NJSRRE1541730106 | Transition Incentive Program | Oxford | 7863 | 2 | 12.76 | Residential | Yes | Behind the Meter | Behind the Meter |  | None | Sunrun Installation Services, Inc. | JCP&L | Eligible for TI Program | 2019-08-01 | 2019-08-06 | 2021-10-30 | REC Solar | REC290TP2 BLK | Solar Panels |  | 0.29 | 21 | 5 | 27 |  | Fixed | Roof
NJSTRE1545382253 | NJSRRE1541790244 | Transition Incentive Program | Bayonne | 7002 | 8 | 3.06 | Residential | Yes | Behind the Meter | Net-metered residential rooftop and canopy |  | None | Pro Custom Solar dba Momentum Solar | PSE&G | Accepted | 2019-08-06 | 2019-08-08 | 2021-10-30 | LG ELECTRONICS | LG340N1C-V5 | Solar Panels |  | 0.34 | 9 | 123 | 37 |  | Fixed | Roof
NJSTRE1545382258 | NJSRRE1541851710 | Transition Incentive Program | Clifton City | 7013 | 6 | 22.77 | Residential | No | Behind the Meter | Behind the Meter |  | None | Sunrun Installation Services, Inc. | PSE&G | Eligible for TI Program | 2019-08-16 | 2019-08-23 | 2021-10-30 | LG Electronics | LG330N1C-A5 | Solar Panels |  | 0.33 | 6 | 42 | 19 |  | Fixed | Roof
NJSTRE1545382258 | NJSRRE1541851710 | Transition Incentive Program | Clifton City | 7013 | 6 | 22.77 | Residential | No | Behind the Meter | Behind the Meter |  | None | Sunrun Installation Services, Inc. | PSE&G | Eligible for TI Program | 2019-08-16 | 2019-08-23 | 2021-10-30 | LG Electronics | LG330N1C-A5 | Solar Panels |  | 0.33 | 14 | 133 | 18 |  | Fixed | Roof
NJSTRE1545382175 | NJSRRE1541715317 | Transition Incentive Program | Cranbury | 8512 | 11 | 9.57 | Residential | No | Behind the Meter | Behind the Meter |  | None | Sunrun Installation Services, Inc. | JCP&L | Eligible for TI Program | 2019-07-29 | 2019-08-01 | 2021-10-30 | REC Solar | REC290TP2 BLK | Solar Panels |  | 0.29 | 19 | 158 | 45 |  | Fixed | Roof
NJSTRE1545382179 | NJSRRE1541705422 | Transition Incentive Program | Little Egg Harbor Twp | 8087 | 18 | 8.56 | Residential | Yes | Behind the Meter | Net-metered residential rooftop and canopy |  | None | Bright Planet Solar | AC Electric | Accepted |  | 2019-07-31 | 2021-10-30 | Hanwha Q-Cells | Q.PEAK BLK-G.4 295W | Solar Panels |  | 0.295 | 26 | 206 | 5 |  | Fixed | Roof
NJSTRE1545382183 | NJSRRE1541715327 | Transition Incentive Program | PATERSON | 7513 | 6 | 4.73 | Residential | Yes | Behind the Meter | Behind the Meter |  | None | Pro Custom Solar dba Momentum Solar | PSE&G | Eligible for TI Program | 2019-07-29 | 2019-08-01 | 2021-10-30 | HANWHA | Q.PEAK DUO BLK-G5 315 | Solar Panels |  | 0.315 | 3 | 279 | 39 |  | Fixed | Roof
NJSTRE1545382184 | NJSRRE1540378653 | Transition Incentive Program | Marlton | 8053 | 13 | 260.98 | Commercial | No | Behind the Meter | Net-metered non-residential rooftop and canopy |  | None | Dynamic Energy Solutions, LLC | PSE&G | Accepted | 2019-02-22 | 2019-02-22 | 2021-10-30 | JINKO | JINKO 365W | Solar Panels |  | 0.365 | 715 | 151.4 | 10 |  | Fixed | Roof
NJSTRE1545382189 | NJSRRE1541719258 | Transition Incentive Program | North Haledon | 7508 | 6 | 16.53 | Residential | Yes | Behind the Meter | Behind the Meter |  | None | Sunrun Installation Services, Inc. | PSE&G | Eligible for TI Program | 2019-07-30 | 2019-08-05 | 2021-10-30 | REC Solar | REC290TP2 BLK | Solar Panels |  | 0.29 | 9 | 348 | 10 |  | Fixed | Roof
NJSTRE1545382189 | NJSRRE1541719258 | Transition Incentive Program | North Haledon | 7508 | 6 | 16.53 | Residential | Yes | Behind the Meter | Behind the Meter |  | None | Sunrun Installation Services, Inc. | PSE&G | Eligible for TI Program | 2019-07-30 | 2019-08-05 | 2021-10-30 | REC Solar | REC290TP2 BLK | Solar Panels |  | 0.29 | 20 | 169 | 18 |  | Fixed | Roof
NJSTRE1545382207 | NJSRRE1541722706 | Transition Incentive Program | Willingboro | 8046 | 13 | 4.65 | Residential | No | Behind the Meter | Net-metered residential rooftop and canopy |  | None | Palmetto Solar | PSE&G | Accepted | 2019-08-02 | 2019-08-05 | 2021-10-30 | Hanwha | 310W All Black Module | Solar Panels |  | 0.31 | 15 | 180 | 25 |  | Fixed | Roof
NJSTRE1545382210 | NJSRRE1541708880 | Transition Incentive Program | Little Falls | 7424 | 6 | 17.4 | Residential | Yes | Behind the Meter | Behind the Meter |  | None | Sunrun Installation Services, Inc. | PSE&G | Eligible for TI Program | 2019-07-26 | 2019-07-31 | 2021-10-30 | REC Solar | REC290TP2 BLK | Solar Panels |  | 0.29 | 22 | 111 | 27 |  | Fixed | Roof
NJSTRE1545382210 | NJSRRE1541708880 | Transition Incentive Program | Little Falls | 7424 | 6 | 17.4 | Residential | Yes | Behind the Meter | Behind the Meter |  | None | Sunrun Installation Services, Inc. | PSE&G | Eligible for TI Program | 2019-07-26 | 2019-07-31 | 2021-10-30 | REC Solar | REC290TP2 BLK | Solar Panels |  | 0.29 | 14 | 201 | 27 |  | Fixed | Roof
NJSTRE1545382215 | NJSRRE1541705345 | Transition Incentive Program | South River | 8882 | 11 | 27.2 | Residential | Yes | Behind the Meter | Net-metered residential rooftop and canopy |  | None | SunPower Corporation, Systems | South River | Accepted |  | 2019-07-31 | 2021-10-30 | SUNPOWER | SPR-A400-G-AC | Solar Panels |  | 0.4 | 23 | 321 | 30 |  | Fixed | Roof
NJSTRE1545382218 | NJSRRE1541158347 | Transition Incentive Program | Clermont | 8210 | 21 | 34.1 | Commercial | No | Behind the Meter | Behind the Meter |  | None | OCEAN SOLAR | AC Electric | Eligible for TI Program | 2019-06-12 | 2019-07-01 | 2021-10-30 | silfab | 310 mono | Solar Panels |  | 0.31 | 110 | 190 | 25 |  | Fixed | Ground
NJSTRE1545382224 | NJSRRE1541804172 | Transition Incentive Program | Shamong | 8088 | 13 | 7.52 | Residential | Yes | Behind the Meter | Net-metered residential rooftop and canopy |  | None | SunPower Capital | AC Electric | Accepted | 2019-08-08 | 2019-08-23 | 2021-10-30 | sunpower | e20-327-e-ac | Solar Panels |  | 0.327 | 16 | 101 | 23 |  | Fixed | Roof
NJSTRE1545412063 |  | Transition Incentive Program | Bellmawr | 8031 | 14 | 11.9 | Residential | No | Behind the Meter | Net-metered residential rooftop and canopy |  | PSEG | Vision Solar LLC | PSE&G | Accepted | 2020-08-06 | 2020-08-11 | 2021-10-30 | ENPHASE | IQ7-60-2-US | Inverters | 0.24 |  | 35 |  |  | 0.96 |  | Other | BEHIND EACH PANEL
NJSTRE1545412384 |  | Transition Incentive Program | Branchburg | 8876 | 5 | 16.1 | Residential | Yes | Behind the Meter | Net-metered residential rooftop and canopy |  | None | Pro Custom Solar dba Momentum Solar | JCP&L | Accepted | 2020-08-06 | 2020-08-11 | 2021-10-30 | Enphase | IQ7PLUS-72-2-US | Inverters | 290 |  | 46 |  |  | 0.97 |  | Outdoor | Roof
NJSTRE1545412444 |  | Transition Incentive Program | Atlantic City | 8401 | 19 | 9.18 | Residential | Yes | Behind the Meter | Net-metered residential rooftop and canopy |  | ACE | Vision Solar LLC | AC Electric | Accepted | 2020-08-06 | 2020-08-11 | 2021-10-30 | ENPHASE | IQ7-60-2-US | Inverters | 0.24 |  | 27 |  |  | 0.96 |  | Other | behind each panel
NJSTRE1545416691 |  | Transition Incentive Program | BARNEGAT | 8005 | 18 | 8.24 | Residential | Yes | Behind the Meter | Net-metered residential rooftop and canopy |  | None | Sunrun Installation Services, Inc. | JCP&L | Accepted | 2020-08-07 | 2020-08-12 | 2021-10-30 | Delta Electronics | M8-TL-US | Inverters | 8000 |  | 1 |  |  | 0.96 |  | Outdoor | Next To Meter
NJSTRE1545416870 |  | Transition Incentive Program | Willingboro | 8046 | 13 | 5.36 | Residential | Yes | Behind the Meter | Net-metered residential rooftop and canopy |  | None | Pro Custom Solar dba Momentum Solar | PSE&G | Accepted | 2020-08-07 | 2020-08-11 | 2021-10-30 | Enphase | IQ7-60-2-US | Inverters | 240 |  | 16 |  |  | 0.97 |  | Outdoor | Roof
NJSTRE1545417239 |  | Transition Incentive Program | Pittsgrove | 8318 | 16 | 13.44 | Residential | Yes | Behind the Meter | Net-metered residential rooftop and canopy |  | None | RCL Enterprises Inc. | AC Electric | Accepted | 2020-08-07 | 2020-08-12 | 2021-10-30 | Enphase | IQ7 | Inverters | 240 |  | 10 |  |  | 0.96 |  | Outdoor | under panels
NJSTRE1545417567 |  | Transition Incentive Program | Atco | 8004 | 14 | 28.12 | Residential | Yes | Behind the Meter | Net-metered residential rooftop and canopy |  | None | Ad Energy | AC Electric | Final As-Built Received | 2020-08-07 | 2020-08-12 | 2021-10-30 | Enphase Energy | IQ7XS-96-ACM-US | Inverters | 315 |  | 86 |  |  | 0.975 |  | Outdoor | At each panel
NJSTRE1545419866 |  | Transition Incentive Program | Forked river | 8731 | 18 | 7.14 | Residential | Yes | Behind the Meter | Net-metered residential rooftop and canopy |  | None | Vision Solar LLC | JCP&L | Accepted | 2020-08-07 | 2020-08-12 | 2021-10-30 | ENPHASE | IQ7-60-2-US | Inverters | 0.24 |  | 21 |  |  | 0.96 |  | Other | behind each panel
NJSTRE1545420095 |  | Transition Incentive Program | Bloomfield | 7003 | 9 | 4.2 | Residential | No | Behind the Meter | Net-metered residential rooftop and canopy |  | None | Pro Custom Solar dba Momentum Solar | PSE&G | Accepted | 2020-08-07 | 2020-08-26 | 2021-10-30 | Enphase | IQ7PLUS-72-2-US | Inverters | 290 |  | 12 |  |  | 0.97 |  | Outdoor | Roof
NJSTRE1545420185 |  | Transition Incentive Program | Freehold | 7728 | 17 | 12.24 | Residential | Yes | Behind the Meter | Net-metered residential rooftop and canopy |  | None | Tesla Energy Operations Inc. | JCP&L | Final As-Built Received | 2020-08-07 | 2020-08-12 | 2021-10-30 | SolarEdge Technologies | SE11400H-US | Inverters | 11400 |  | 1 |  |  | 0.99 |  | Indoor | Indoor
NJSTRE1545420215 |  | Transition Incentive Program | BRICK | 8724 | 18 | 10.4 | Residential | Yes | Behind the Meter | Net-metered residential rooftop and canopy |  | None | Vivint Solar Developer, LLC | JCP&L | Accepted | 2020-08-12 | 2020-08-12 | 2021-10-30 | SOLAREDGE | SE7600H-US | Inverters | 7600 |  | 1 |  |  | 0.992 |  | Outdoor | Near the Utility Meter
NJSTRE1545421764 |  | Transition Incentive Program | DUMONT BORO | 7628 | 7 | 8.58 | Residential | No | Behind the Meter | Net-metered residential rooftop and canopy |  | None | Sunrun Installation Services, Inc. | PSE&G | Accepted | 2020-08-07 | 2020-08-12 | 2021-10-30 | Delta Electronics | M8-TL-US | Inverters | 8000 |  | 1 |  |  | 0.96 |  | Outdoor | Next To Meter
NJSTRE1545425711 |  | Transition Incentive Program | Northfield | 8225 | 19 | 6.08 | Residential | Yes | Behind the Meter | Net-metered residential rooftop and canopy |  | None | Sunbound Solar | AC Electric | Accepted | 2020-08-10 | 2020-08-12 | 2021-10-30 | Enphase | IQ7-60-2-US (Microinverter, 60-Cell) | Inverters | 0.6 |  | 19 |  |  | 0.976 |  | Outdoor | Under module
NJSTRE1545382251 | NJSRRE1541790333 | Transition Incentive Program | Freehold | 7728 | 17 | 7.04 | Residential | Yes | Behind the Meter | Behind the Meter |  | None | Pro Custom Solar dba Momentum Solar | JCP&L | Eligible for TI Program | 2019-08-06 | 2019-08-22 | 2021-10-30 | LG ELECTRONICS | LG 335N1C-V5 | Solar Panels |  | 0.335 | 12 | 114 | 5 |  | Fixed | Roof
NJSTRE1545382251 | NJSRRE1541790333 | Transition Incentive Program | Freehold | 7728 | 17 | 7.04 | Residential | Yes | Behind the Meter | Behind the Meter |  | None | Pro Custom Solar dba Momentum Solar | JCP&L | Eligible for TI Program | 2019-08-06 | 2019-08-22 | 2021-10-30 | LG ELECTRONICS | LG 335N1C-V5 | Solar Panels |  | 0.335 | 9 | 294 | 5 |  | Fixed | Roof
NJSTRE1545382255 | NJSRRE1541802176 | Transition Incentive Program | oak ridge | 7438 | 6 | 11.77 | Residential | Yes | Behind the Meter | Net-metered residential rooftop and canopy |  | None | Vision Solar LLC | JCP&L | Accepted | 2019-08-07 | 2019-08-12 | 2021-10-30 | sunpower | e20-327-e-aqc | Solar Panels |  | 0.327 | 36 | 134 | 22 |  | Fixed | Roof
NJSTRE1545382256 | NJSRRE1541850962 | Transition Incentive Program | Ridgefield | 7657 | 7 | 13.86 | Residential | No | Behind the Meter | Behind the Meter |  | None | Green Power Energy | PSE&G | Eligible for TI Program | 2019-08-16 | 2019-08-23 | 2021-10-30 | Panasonic | VBHN330SA17 | Solar Panels |  | 0.33 | 9 | 126 | 27 |  | Fixed | Roof
NJSTRE1545382260 | NJSRRE1541805540 | Transition Incentive Program | Forked River | 8731 | 18 | 20.01 | Residential | Yes | Behind the Meter | Behind the Meter |  | None | Sunrun Installation Services, Inc. | JCP&L | Eligible for TI Program | 2019-08-08 | 2019-08-23 | 2021-10-30 | REC Solar | REC290TP2 BLK | Solar Panels |  | 0.29 | 42 | 22 | 23 |  | Fixed | Roof
NJSTRE1545382266 | NJSRRE1541844559 | Transition Incentive Program | Forked River | 8731 | 18 | 15.75 | Residential | Yes | Behind the Meter | Net-metered residential rooftop and canopy |  | None | Vivint Solar Developer, LLC | JCP&L | Accepted | 2019-08-20 | 2019-08-23 | 2021-10-30 | HANWHA SOLAR | Q.PEAK BLK-G5 315 | Solar Panels |  | 0.315 | 27 | 112 | 17 |  | Fixed | Roof
NJSTRE1545382266 | NJSRRE1541844559 | Transition Incentive Program | Forked River | 8731 | 18 | 15.75 | Residential | Yes | Behind the Meter | Net-metered residential rooftop and canopy |  | None | Vivint Solar Developer, LLC | JCP&L | Accepted | 2019-08-20 | 2019-08-23 | 2021-10-30 | HANWHA SOLAR | Q.PEAK BLK-G5 315 | Solar Panels |  | 0.315 | 14 | 292 | 17 |  | Fixed | Roof
NJSTRE1545382272 | NJSRRE1541724014 | Transition Incentive Program | Lodi | 7644 | 7 | 5.36 | Residential | Yes | Behind the Meter | Net-metered residential rooftop and canopy |  | None | Vivint Solar Developer, LLC | PSE&G | Accepted | 2019-08-01 | 2019-08-05 | 2021-10-30 | Hanwha Solar | Q.PEAK BLK-G5 315 | Solar Panels |  | 0.315 | 4 | 11 | 30 |  | Fixed | Roof
NJSTRE1545382273 | NJSRRE1541787780 | Transition Incentive Program | Pleasantville | 8232 | 19 | 11.47 | Residential | Yes | Behind the Meter | Net-metered residential rooftop and canopy |  | None | Suntuity Solar LLC | AC Electric | Accepted | 2019-08-05 | 2019-08-07 | 2021-10-30 | Yingli Green Energy | YL310D-30b | Solar Panels |  | 0.31 | 11 | 225 | 31 |  | Fixed | Roof
NJSTRE1545382276 | NJSRRE1541817874 | Transition Incentive Program | Manasquan | 8736 | 17 | 6.96 | Residential | Yes | Behind the Meter | Behind the Meter |  | None | Sunrun Installation Services, Inc. | JCP&L | Eligible for TI Program | 2019-08-12 | 2019-08-23 | 2021-10-30 | REC Solar | REC290TP2 BLK | Solar Panels |  | 0.29 | 15 | 105 | 14 |  | Fixed | Roof
NJSTRE1545382283 | NJSRRE1541787868 | Transition Incentive Program | Delran | 8075 | 13 | 8.5 | Residential | Yes | Behind the Meter | Net-metered residential rooftop and canopy |  | None | Vision Solar LLC | PSE&G | As-Built Incomplete | 2019-08-05 | 2019-08-07 | 2021-10-30 | SUNPOWER | E20-327-E-AC | Solar Panels |  | 0.327 | 12 | 127 | 37 |  | Fixed | Roof
NJSTRE1545382284 | NJSRRE1541788538 | Transition Incentive Program | BARNEGAT | 8005 | 18 | 6.03 | Residential | Yes | Behind the Meter | Behind the Meter |  | None | Pro Custom Solar dba Momentum Solar | JCP&L | Eligible for TI Program | 2019-08-05 | 2019-08-08 | 2021-10-30 | LG ELECTRONICS | LG 335N1C-V5 | Solar Panels |  | 0.335 | 14 | 189 | 23 |  | Fixed | Roof
NJSTRE1545382274 | NJSRRE1541731377 | Transition Incentive Program | South Plainfield | 7080 | 11 | 6.62 | Residential | Yes | Behind the Meter | Behind the Meter |  | None | Pro Custom Solar dba Momentum Solar | PSE&G | Eligible for TI Program | 2019-08-02 | 2019-08-06 | 2021-10-30 | HANWHA | HANWHA Q. PEAK DUO BLK -G5 315 | Solar Panels |  | 0.315 | 21 | 212 | 24 |  | Fixed | Roof
NJSTRE1545382275 | NJSRRE1541835513 | Transition Incentive Program | Woodbridge Township | 7001 | 11 | 17.42 | Residential | Yes | Behind the Meter | Behind the Meter |  | None | Pro Custom Solar dba Momentum Solar | PSE&G | Eligible for TI Program | 2019-08-14 | 2019-08-23 | 2021-10-30 | LG ELECTRONICS | LG 335N1C-V5 | Solar Panels |  | 0.335 | 19 | 96 | 39 |  | Fixed | Roof
NJSTRE1545382281 | NJSRRE1541858951 | Transition Incentive Program | Fairlawn | 7410 | 7 | 7.56 | Residential | Yes | Behind the Meter | Behind the Meter |  | None | Trinity Solar | PSE&G | Eligible for TI Program | 2019-08-19 | 2019-08-23 | 2021-10-30 | Hanwha | Q.PEAK DUO BLK-G5 315 | Solar Panels |  | 0.315 | 8 | 71 | 45 |  | Fixed | Roof
NJSTRE1545382281 | NJSRRE1541858951 | Transition Incentive Program | Fairlawn | 7410 | 7 | 7.56 | Residential | Yes | Behind the Meter | Behind the Meter |  | None | Trinity Solar | PSE&G | Eligible for TI Program | 2019-08-19 | 2019-08-23 | 2021-10-30 | Hanwha | Q.PEAK DUO BLK-G5 315 | Solar Panels |  | 0.315 | 3 | 71 | 30 |  | Fixed | Roof
NJSTRE1545382292 | NJSRRE1541851369 | Transition Incentive Program | Mount Holly | 8060 | 13 | 7.71 | Residential | Yes | Behind the Meter | Behind the Meter |  | None | Pro Custom Solar dba Momentum Solar | PSE&G | Eligible for TI Program | 2019-08-16 | 2019-08-23 | 2021-10-30 | LG ELECTRONICS | LG 335N1C-V5 | Solar Panels |  | 0.335 | 18 | 103 | 36 |  | Fixed | Roof
NJSTRE1545382297 | NJSRRE1541844476 | Transition Incentive Program | Brick | 8723 | 18 | 15.05 | Residential | Yes | Behind the Meter | Behind the Meter |  | None | Trinity Solar | JCP&L | Eligible for TI Program | 2019-08-15 | 2019-08-23 | 2021-10-30 | Hanwha 295 | Q.PEAK-BLK G4.1 295 | Solar Panels |  | 0.295 | 33 | 166 | 21 |  | Fixed | Roof
NJSTRE1545382298 | NJSRRE1541722889 | Transition Incentive Program | Woodbridge Township | 7067 | 10 | 10.15 | Residential | No | Behind the Meter | Behind the Meter |  | None | Sunrun Installation Services, Inc. | PSE&G | Eligible for TI Program | 2019-07-31 | 2019-08-05 | 2021-10-30 | REC Solar | REC290TP2 BLK | Solar Panels |  | 0.29 | 9 | 28 | 23 |  | Fixed | Roof
NJSTRE1545382302 | NJSRRE1541804586 | Transition Incentive Program | Rahway | 7065 | 10 | 8.19 | Residential | Yes | Behind the Meter | Net-metered residential rooftop and canopy |  | None | Vivint Solar Developer, LLC | PSE&G | Accepted | 2019-08-13 | 2019-08-23 | 2021-10-30 | HANWHA SOLAR | Q.PEAK BLK-G5 315 | Solar Panels |  | 0.315 | 11 | 41 | 28 |  | Fixed | Roof
NJSTRE1545382308 | NJSRRE1541802533 | Transition Incentive Program | Paterson | 7501 | 6 | 91.02 | Commercial | No | Behind the Meter | Net-metered non-residential rooftop and canopy |  | None | Ampericon | PSE&G | Accepted | 2019-08-07 | 2019-08-27 | 2021-10-30 | Silfab | SLA-M-370 | Solar Panels |  | 0.37 | 123 | 10 | 10 |  | Fixed | Roof
NJSTRE1545382315 | NJSRRE1541815547 | Transition Incentive Program | DOVER | 7801 | 3 | 7.88 | Residential | Yes | Behind the Meter | Net-metered residential rooftop and canopy |  | None | Vivint Solar Developer, LLC | JCP&L | Accepted | 2019-08-13 | 2019-08-23 | 2021-10-30 | Hanwha Solar | Q.PEAK BLK-G5 315 | Solar Panels |  | 0.315 | 14 | 236 | 46 |  | Fixed | Roof
NJSTRE1545382319 | NJSRRE1541804133 | Transition Incentive Program | South Plainfield | 7080 | 11 | 10.05 | Residential | Yes | Behind the Meter | Behind the Meter |  | None | Pro Custom Solar dba Momentum Solar | PSE&G | Eligible for TI Program | 2019-08-08 | 2019-08-23 | 2021-10-30 | LG ELECTRONICS | LG 335N1C-V5 | Solar Panels |  | 0.335 | 3 | 137 | 7 |  | Fixed | Roof
NJSTRE1545382320 | NJSRRE1541790644 | Transition Incentive Program | Berlin | 8009 | 14 | 11.12 | Residential | No | Behind the Meter | Net-metered residential rooftop and canopy |  | None | SunPower Corporation, Systems | AC Electric | Accepted |  | 2019-08-09 | 2021-10-30 | SUNPOWER | SPR-E20-327-E-AC | Solar Panels |  | 0.327 | 17 | 279 | 33 |  | Fixed | Roof
NJSTRE1545382325 | NJSRRE1541820607 | Transition Incentive Program | Monroe Township | 8831 | 11 | 12.92 | Residential | Yes | Behind the Meter | Behind the Meter |  | None | Pro Custom Solar dba Momentum Solar | JCP&L | Eligible for TI Program | 2019-08-13 | 2019-08-23 | 2021-10-30 | Hanwha | Q.PEAK DUO BLK-G5 315 | Solar Panels |  | 0.315 | 5 | 261 | 25 |  | Fixed | Roof
NJSTRE1545425717 |  | Transition Incentive Program | WESTVILLE | 8093 | 15 | 3.78 | Residential | Yes | Behind the Meter | Net-metered residential rooftop and canopy |  | None | Suntuity Solar LLC | PSE&G | Accepted | 2020-08-10 | 2020-08-12 | 2021-10-30 | Enphase Energy | IQ7-60-2-US | Inverters | 240 |  | 12 |  |  | 0.97 |  | Outdoor | Behind the PV Modules
NJSTRE1545425768 |  | Transition Incentive Program | Cherry Hill Twp | 8003 | 14 | 5.53 | Residential | No | Behind the Meter | Net-metered residential rooftop and canopy |  | None | SunnyMac LLC | PSE&G | Accepted | 2020-08-10 | 2020-08-12 | 2021-10-30 | Solaredge | SE5000H-US | Inverters | 5000 |  | 1 |  |  | 0.99 |  | Outside | Next to Meter
NJSTRE1545425767 |  | Transition Incentive Program | Perth Amboy | 8861 | 11 | 6.83 | Residential | Yes | Behind the Meter | Net-metered residential rooftop and canopy |  | None | Vivint Solar Developer, LLC | PSE&G | Accepted | 2020-08-11 | 2020-08-12 | 2021-10-30 | SOLAREDGE | SE7600H-US000BNC4 | Inverters | 7600 |  | 1 |  |  | 0.992 |  | Outdoor | Near the Utility Meter
NJSTRE1545425968 |  | Transition Incentive Program | Millville | 8332 | 20 | 9.52 | Residential | Yes | Behind the Meter | Net-metered residential rooftop and canopy |  | None | Trinity Solar | AC Electric | Accepted | 2020-08-10 | 2020-08-12 | 2021-10-30 | Solar Edge | SE7600 | Inverters | 7600 |  | 1 |  |  | 0.97 |  | Outside | side of home
NJSTRE1545426016 |  | Transition Incentive Program | WEST BERLIN | 8091 | 14 | 6.72 | Residential | No | Behind the Meter | Net-metered residential rooftop and canopy |  | None | Vivint Solar Developer, LLC | AC Electric | Accepted | 2020-08-11 | 2020-08-13 | 2021-10-30 | SolarEdge | SE7600H-US | Inverters | 7600 |  | 1 |  |  | 0.992 |  | Outdoor | Near the Utility Meter
NJSTRE1545382285 | NJSRRE1541851005 | Transition Incentive Program | Union Beach | 7735 | 17 | 17.01 | Residential | Yes | Behind the Meter | Behind the Meter |  | None | Trinity Solar | JCP&L | Eligible for TI Program | 2019-08-16 | 2019-08-23 | 2021-10-30 | Hanwha | Q.PEAK DUO BLK-G5 315 | Solar Panels |  | 0.315 | 4 | 84 | 23 |  | Fixed | Roof
NJSTRE1545382287 | NJSRRE1541790195 | Transition Incentive Program | Pennsauken Township | 8109 | 14 | 3.41 | Residential | Yes | Behind the Meter | Net-metered residential rooftop and canopy |  | None | Suntuity Solar LLC | PSE&G | Accepted | 2019-08-06 | 2019-08-08 | 2021-10-30 | Yingli Solar | YL310D-30b | Solar Panels |  | 0.31 | 11 | 172 | 27 |  | Fixed | Roof
NJSTRE1545382290 | NJSRRE1541859649 | Transition Incentive Program | Giddbstown | 8021 | 14 | 9.45 | Residential | Yes | Behind the Meter | Net-metered residential rooftop and canopy |  | None | Vivint Solar Developer, LLC | AC Electric | Accepted | 2019-08-26 | 2019-08-27 | 2021-10-30 | Hanwha | Q.Peak Duo BLK G5 315 | Solar Panels |  | 0.315 | 20 | 240 | 21 |  | Fixed | Roof
NJSTRE1545382298 | NJSRRE1541722889 | Transition Incentive Program | Woodbridge Township | 7067 | 10 | 10.15 | Residential | No | Behind the Meter | Behind the Meter |  | None | Sunrun Installation Services, Inc. | PSE&G | Eligible for TI Program | 2019-07-31 | 2019-08-05 | 2021-10-30 | REC Solar | REC290TP2 BLK | Solar Panels |  | 0.29 | 26 | 208 | 23 |  | Fixed | Roof
NJSTRE1545382301 | NJSRRE1541821177 | Transition Incentive Program | Englewood City | 7631 | 7 | 6.38 | Residential | Yes | Behind the Meter | Behind the Meter |  | None | Sunrun Installation Services, Inc. | PSE&G | Eligible for TI Program | 2019-08-13 | 2019-08-23 | 2021-10-30 | REC Solar | REC290TP2 BLK | Solar Panels |  | 0.29 | 3 | 285 | 34 |  | Fixed | Roof
NJSTRE1545382306 | NJSRRE1541804102 | Transition Incentive Program | Monroe Township | 8831 | 11 | 10.85 | Residential | No | Behind the Meter | Net-metered residential rooftop and canopy |  | None | Suntuity Solar LLC | JCP&L | Accepted | 2019-08-08 | 2019-08-23 | 2021-10-30 | Yingli Solar | YL310D-30b | Solar Panels |  | 0.31 | 15 | 107 | 37 |  | Fixed | Roof
NJSTRE1545382310 | NJSRRE1541809913 | Transition Incentive Program | NUTLEY | 7110 | 9 | 5.04 | Residential | Yes | Behind the Meter | Net-metered residential rooftop and canopy |  | None | Vivint Solar Developer, LLC | PSE&G | Accepted | 2019-08-13 | 2019-08-23 | 2021-10-30 | Hanwha Solar | Q.PEAK BLK-G5 315 | Solar Panels |  | 0.315 | 10 | 30 | 37 |  | Fixed | Roof
NJSTRE1545421763 |  | Transition Incentive Program | HILLSBOROUGH TWP | 8844 | 5 | 10.89 | Residential | Yes | Behind the Meter | Net-metered residential rooftop and canopy |  | None | Sunrun Installation Services, Inc. | PSE&G | Accepted | 2020-08-07 | 2020-08-12 | 2021-10-30 | Enphase Energy | IQ7-60-x-US (240V) | Inverters | 240 |  | 33 |  |  | 0.96 |  | Outdoor | Rooftop
NJSTRE1545424705 |  | Transition Incentive Program | West Windsor | 8550 | 12 | 6.4 | Residential | No | Behind the Meter | Net-metered residential rooftop and canopy |  | None | Greentech Solar USA LLC | PSE&G | Accepted | 2020-08-08 | 2020-08-12 | 2021-10-30 | Growatt | 7000MTLP-US | Inverters | 7000 |  | 1 |  |  | 0.97 |  | Indoor | Basement Wall
NJSTRE1545425710 |  | Transition Incentive Program | Forked River | 8731 | 18 | 4.91 | Residential | Yes | Behind the Meter | Net-metered residential rooftop and canopy |  | None | SunPower Corporation, Systems | JCP&L | Accepted | 2020-08-11 | 2020-08-12 | 2021-10-30 | SunPower | SPR-E20-327-E-AC | Inverters | 320 |  | 15 |  |  | 0.96 |  | Other | under each panel
NJSTRE1545425848 |  | Transition Incentive Program | Medford | 8055 | 13 | 11.7 | Residential | No | Behind the Meter | Net-metered residential rooftop and canopy |  | None | Impact Solar LLC | AC Electric | Final As-Built Received | 2020-08-10 | 2020-08-13 | 2021-10-30 | solaredge | SE10000H-US | Inverters | 1000 |  | 1 |  |  | 0.96 |  | Indoor | garage
NJSTRE1545425919 |  | Transition Incentive Program | Willingboro | 8046 | 13 | 7.35 | Residential | Yes | Behind the Meter | Net-metered residential rooftop and canopy |  | None | Pro Custom Solar dba Momentum Solar | PSE&G | Accepted | 2020-08-10 | 2020-08-12 | 2021-10-30 | Enphase | IQ7PLUS-72-2-US | Inverters | 290 |  | 21 |  |  | 0.97 |  | Outdoor | Roof
NJSTRE1545425940 |  | Transition Incentive Program | Howell | 7731 | 17 | 4.9 | Residential | Yes | Behind the Meter | Net-metered residential rooftop and canopy |  | None | Pro Custom Solar dba Momentum Solar | JCP&L | Accepted | 2020-08-10 | 2020-08-13 | 2021-10-30 | Enphase | IQ7PLUS-72-2-US | Inverters | 290 |  | 14 |  |  | 0.97 |  | Outdoor | Roof
NJSTRE1545425937 |  | Transition Incentive Program | Cedar Brook | 8018 | 14 | 11.34 | Residential | Yes | Behind the Meter | Net-metered residential rooftop and canopy |  | None | Tesla Energy Operations Inc. | AC Electric | Accepted | 2020-08-10 | 2020-08-12 | 2021-10-30 | SolarEdge Technologies | SE10000H-US [240V] | Inverters | 10000 |  | 1 |  |  | 0.98 |  | Outside | Outside
NJSTRE1545426219 |  | Transition Incentive Program | wantage | 7461 | 1 | 7.8 | Residential | No | Behind the Meter | Net-metered residential rooftop and canopy |  | None | United Solar LLC | Sussex Rural | Final As-Built Received | 2020-08-10 | 2020-08-13 | 2021-10-30 | Enphase | IQ7-60-2-US | Inverters | 240 |  | 26 |  |  | 0.965 |  | Outdoor | roof
NJSTRE1545426189 |  | Transition Incentive Program | South Brunswick | 8810 | 11 | 822.36 | Commercial | No | Behind the Meter | Net-metered non-residential rooftop and canopy |  | None | EnterSolar, LLC | PSE&G | Accepted | 2020-08-10 | 2020-08-14 | 2021-10-30 | SMA | STP-33-US-41 | Inverters | 33300 |  | 3 |  |  | 0.975 |  | Outside | Roof
NJSTRE1545426189 |  | Transition Incentive Program | South Brunswick | 8810 | 11 | 822.36 | Commercial | No | Behind the Meter | Net-metered non-residential rooftop and canopy |  | None | EnterSolar, LLC | PSE&G | Accepted | 2020-08-10 | 2020-08-14 | 2021-10-30 | SMA | STP-50-US-41 | Inverters | 50000 |  | 8 |  |  | 0.975 |  | Outdoor | Roof
NJSTRE1545426263 |  | Transition Incentive Program | Gibbstown | 8027 | 15 | 11.84 | Residential | No | Behind the Meter | Net-metered residential rooftop and canopy |  | None | EMT Renewables | AC Electric | Final As-Built Received | 2020-08-10 | 2020-08-13 | 2021-10-30 | Enphase | IQ7-60-2-US | Inverters | 240 |  | 37 |  |  | 0.97 |  | Outside | under panels
NJSTRE1545426255 |  | Transition Incentive Program | SPRING LAKE | 7762 | 17 | 2.6 | Residential | Yes | Behind the Meter | Net-metered residential rooftop and canopy |  | None | Vivint Solar Developer, LLC | JCP&L | Accepted | 2020-08-14 | 2020-08-17 | 2021-10-30 | SOLAREDGE | SE3800H-US | Inverters | 3800 |  | 1 |  |  | 0.992 |  | Outdoor | Near the Utility Meter
NJSTRE1545382288 | NJSRRE1541732312 | Transition Incentive Program | Hamilton Township | 8610 | 12 | 8.7 | Residential | Yes | Behind the Meter | Behind the Meter |  | None | Sunrun Installation Services, Inc. | PSE&G | Eligible for TI Program | 2019-08-02 | 2019-08-07 | 2021-10-30 | REC Solar | REC290TP2 BLK | Solar Panels |  | 0.29 | 15 | 297 | 40 |  | Fixed | Roof
NJSTRE1545382252 | NJSRRE1541851599 | Transition Incentive Program | Linden | 7036 | 10 | 12.73 | Residential | Yes | Behind the Meter | Behind the Meter |  | None | Pro Custom Solar dba Momentum Solar | PSE&G | Eligible for TI Program | 2019-08-16 | 2019-08-23 | 2021-10-30 | LG ELECTRONICS | LG 335N1C-V5 | Solar Panels |  | 0.335 | 8 | 219 | 21 |  | Fixed | Roof
NJSTRE1545382252 | NJSRRE1541851599 | Transition Incentive Program | Linden | 7036 | 10 | 12.73 | Residential | Yes | Behind the Meter | Behind the Meter |  | None | Pro Custom Solar dba Momentum Solar | PSE&G | Eligible for TI Program | 2019-08-16 | 2019-08-23 | 2021-10-30 | LG ELECTRONICS | LG 335N1C-V5 | Solar Panels |  | 0.335 | 9 | 130 | 18 |  | Fixed | Roof
NJSTRE1545382258 | NJSRRE1541851710 | Transition Incentive Program | Clifton City | 7013 | 6 | 22.77 | Residential | No | Behind the Meter | Behind the Meter |  | None | Sunrun Installation Services, Inc. | PSE&G | Eligible for TI Program | 2019-08-16 | 2019-08-23 | 2021-10-30 | LG Electronics | LG330N1C-A5 | Solar Panels |  | 0.33 | 24 | 222 | 18 |  | Fixed | Roof
NJSTRE1545382259 | NJSRRE1541851706 | Transition Incentive Program | Woodbury | 8096 | 15 | 4.64 | Residential | Yes | Behind the Meter | Behind the Meter |  | None | Sunrun Installation Services, Inc. | PSE&G | Eligible for TI Program | 2019-08-16 | 2019-08-23 | 2021-10-30 | REC Solar | REC290TP2 BLK | Solar Panels |  | 0.29 | 16 | 243 | 25 |  | Fixed | Roof
NJSTRE1545382262 | NJSRRE1541787779 | Transition Incentive Program | New Brunswick | 8901 | 11 | 10.85 | Residential | Yes | Behind the Meter | Net-metered residential rooftop and canopy |  | None | Suntuity Solar LLC | PSE&G | Accepted | 2019-08-05 | 2019-08-07 | 2021-10-30 | Yingli Green Energy | YL310D-30b | Solar Panels |  | 0.31 | 20 | 128 | 40 |  | Fixed | Roof
NJSTRE1545382271 | NJSRRE1541726665 | Transition Incentive Program | Loveladies | 8008 | 18 | 8.03 | Residential | No | Behind the Meter | Behind the Meter |  | None | Sunrun Installation Services, Inc. | AC Electric | Eligible for TI Program | 2019-08-01 | 2019-08-06 | 2021-10-30 | LG Electronics | LG365Q1C-V5 | Solar Panels |  | 0.365 | 5 | 21 | 27 |  | Fixed | Roof
NJSTRE1545382273 | NJSRRE1541787780 | Transition Incentive Program | Pleasantville | 8232 | 19 | 11.47 | Residential | Yes | Behind the Meter | Net-metered residential rooftop and canopy |  | None | Suntuity Solar LLC | AC Electric | Accepted | 2019-08-05 | 2019-08-07 | 2021-10-30 | Yingli Green Energy | YL310D-30b | Solar Panels |  | 0.31 | 9 | 226 | 20 |  | Fixed | Roof
NJSTRE1545382283 | NJSRRE1541787868 | Transition Incentive Program | Delran | 8075 | 13 | 8.5 | Residential | Yes | Behind the Meter | Net-metered residential rooftop and canopy |  | None | Vision Solar LLC | PSE&G | As-Built Incomplete | 2019-08-05 | 2019-08-07 | 2021-10-30 | sunpower | e20-327-e-ac | Solar Panels |  | 0.327 | 7 | 217 | 27 |  | Fixed | Roof
NJSTRE1545382285 | NJSRRE1541851005 | Transition Incentive Program | Union Beach | 7735 | 17 | 17.01 | Residential | Yes | Behind the Meter | Behind the Meter |  | None | Trinity Solar | JCP&L | Eligible for TI Program | 2019-08-16 | 2019-08-23 | 2021-10-30 | Hanwha | Q.PEAK DUO BLK-G5 315 | Solar Panels |  | 0.315 | 17 | 84 | 19 |  | Fixed | Roof
NJSTRE1545382293 | NJSRRE1541726643 | Transition Incentive Program | Newark | 7106 | 9 | 8.7 | Residential | Yes | Behind the Meter | Behind the Meter |  | None | Sunrun Installation Services, Inc. | PSE&G | Eligible for TI Program | 2019-08-01 | 2019-08-06 | 2021-10-30 | REC Solar | REC290TP2 BLK | Solar Panels |  | 0.29 | 18 | 294 | 23 |  | Fixed | Roof
NJSTRE1545382296 | NJSRRE1541788041 | Transition Incentive Program | SOMERSET | 8873 | 5 | 6.62 | Residential | Yes | Behind the Meter | Behind the Meter |  | None | Pro Custom Solar dba Momentum Solar | PSE&G | Eligible for TI Program | 2019-08-05 | 2019-08-08 | 2021-10-30 | HANWHA | Q.PEAK DUO BLK-G5 315 | Solar Panels |  | 0.315 | 8 | 64 | 15 |  | Fixed | Roof
NJSTRE1545382306 | NJSRRE1541804102 | Transition Incentive Program | Monroe Township | 8831 | 11 | 10.85 | Residential | No | Behind the Meter | Net-metered residential rooftop and canopy |  | None | Suntuity Solar LLC | JCP&L | Accepted | 2019-08-08 | 2019-08-23 | 2021-10-30 | Yingli Solar | YL310D-30b | Solar Panels |  | 0.31 | 10 | 287 | 37 |  | Fixed | Roof
NJSTRE1545382231 | NJSRRE1541792866 | Transition Incentive Program | Weehawken | 7086 | 8 | 3.19 | Residential | No | Behind the Meter | Behind the Meter |  | None | Sunrun Installation Services, Inc. | PSE&G | Eligible for TI Program | 2019-08-06 | 2019-08-09 | 2021-10-30 | REC Solar | REC290TP2 BLK | Solar Panels |  | 0.29 | 11 | 185 | 18 |  | Fixed | Roof
NJSTRE1545382232 | NJSRRE1541850865 | Transition Incentive Program | Burlington | 8016 | 13 | 10.85 | Residential | Yes | Behind the Meter | Net-metered residential rooftop and canopy |  | None | Suntuity Solar LLC | PSE&G | Accepted | 2019-08-16 | 2019-08-23 | 2021-10-30 | Yingli Green Energy | YL310D-30b | Solar Panels |  | 0.31 | 12 | 111 | 15 |  | Fixed | Roof
NJSTRE1545382236 | NJSRRE1541851062 | Transition Incentive Program | Wyckoff | 7481 | 7 | 8.06 | Residential | No | Behind the Meter | Behind the Meter |  | None | Green Power Energy | PSE&G | Eligible for TI Program | 2019-08-16 | 2019-08-23 | 2021-10-30 | Silfab | SLA-M 310 | Solar Panels |  | 0.31 | 2 | 209 | 30 |  | Fixed | Roof
NJSTRE1545382236 | NJSRRE1541851062 | Transition Incentive Program | Wyckoff | 7481 | 7 | 8.06 | Residential | No | Behind the Meter | Behind the Meter |  | None | Green Power Energy | PSE&G | Eligible for TI Program | 2019-08-16 | 2019-08-23 | 2021-10-30 | Silfab | SLA-M 310 | Solar Panels |  | 0.31 | 2 | 21 | 30 |  | Fixed | Roof
NJSTRE1545382242 | NJSRRE1541815528 | Transition Incentive Program | ELIZABETH | 7201 | 10 | 11.39 | Residential | Yes | Behind the Meter | Behind the Meter |  | None | Pro Custom Solar dba Momentum Solar | PSE&G | Eligible for TI Program | 2019-08-12 | 2019-08-23 | 2021-10-30 | LG ELECTRONICS | LG 335N1C-V5 | Solar Panels |  | 0.335 | 34 | 200 | 43 |  | Fixed | Roof
NJSTRE1545382247 | NJSRRE1541730106 | Transition Incentive Program | Oxford | 7863 | 2 | 12.76 | Residential | Yes | Behind the Meter | Behind the Meter |  | None | Sunrun Installation Services, Inc. | JCP&L | Eligible for TI Program | 2019-08-01 | 2019-08-06 | 2021-10-30 | REC Solar | REC290TP2 BLK | Solar Panels |  | 0.29 | 23 | 185 | 27 |  | Fixed | Roof
NJSTRE1545382252 | NJSRRE1541851599 | Transition Incentive Program | Linden | 7036 | 10 | 12.73 | Residential | Yes | Behind the Meter | Behind the Meter |  | None | Pro Custom Solar dba Momentum Solar | PSE&G | Eligible for TI Program | 2019-08-16 | 2019-08-23 | 2021-10-30 | LG ELECTRONICS | LG 335N1C-V5 | Solar Panels |  | 0.335 | 4 | 4 | 39 |  | Fixed | Roof
NJSTRE1545382258 | NJSRRE1541851710 | Transition Incentive Program | Clifton City | 7013 | 6 | 22.77 | Residential | No | Behind the Meter | Behind the Meter |  | None | Sunrun Installation Services, Inc. | PSE&G | Eligible for TI Program | 2019-08-16 | 2019-08-23 | 2021-10-30 | LG Electronics | LG330N1C-A5 | Solar Panels |  | 0.33 | 9 | 312 | 19 |  | Fixed | Roof
NJSTRE1545382258 | NJSRRE1541851710 | Transition Incentive Program | Clifton City | 7013 | 6 | 22.77 | Residential | No | Behind the Meter | Behind the Meter |  | None | Sunrun Installation Services, Inc. | PSE&G | Eligible for TI Program | 2019-08-16 | 2019-08-23 | 2021-10-30 | LG Electronics | LG330N1C-A5 | Solar Panels |  | 0.33 | 16 | 42 | 19 |  | Fixed | Roof
NJSTRE1545382263 | NJSRRE1541805568 | Transition Incentive Program | Metuchen | 8840 | 11 | 6.96 | Residential | No | Behind the Meter | Behind the Meter |  | None | Sunrun Installation Services, Inc. | PSE&G | Eligible for TI Program | 2019-08-08 | 2019-08-23 | 2021-10-30 | REC Solar | REC290TP2 BLK | Solar Panels |  | 0.29 | 24 | 183 | 18 |  | Fixed | Roof
NJSTRE1545382264 | NJSRRE1541858907 | Transition Incentive Program | Franklin Township | 8873 | 5 | 8.7 | Residential | No | Behind the Meter | Behind the Meter |  | None | Sunrun Installation Services, Inc. | PSE&G | Eligible for TI Program | 2019-08-19 | 2019-08-23 | 2021-10-30 | REC Solar | REC290TP2 BLK | Solar Panels |  | 0.29 | 30 | 93 | 30 |  | Fixed | Roof
NJSTRE1545382269 | NJSRRE1541805466 | Transition Incentive Program | Freehold | 7728 | 17 | 9.24 | Residential | No | Behind the Meter | Behind the Meter |  | None | Sunrun Installation Services, Inc. | JCP&L | Eligible for TI Program | 2019-08-08 | 2019-08-23 | 2021-10-30 | LG Electronics | LG330N1C-A5 | Solar Panels |  | 0.33 | 28 | 197 | 43 |  | Fixed | Roof
NJSTRE1545382275 | NJSRRE1541835513 | Transition Incentive Program | Woodbridge Township | 7001 | 11 | 17.42 | Residential | Yes | Behind the Meter | Behind the Meter |  | None | Pro Custom Solar dba Momentum Solar | PSE&G | Eligible for TI Program | 2019-08-14 | 2019-08-23 | 2021-10-30 | LG ELECTRONICS | LG ELECTRONICS | Solar Panels |  | 0.335 | 12 | 276 | 13 |  | Fixed | Roof
NJSTRE1545382316 | NJSRRE1541800349 | Transition Incentive Program | Dumont | 7628 | 7 | 6.37 | Residential | Yes | Behind the Meter | Behind the Meter |  | None | Pro Custom Solar dba Momentum Solar | PSE&G | Eligible for TI Program | 2019-08-07 | 2019-08-12 | 2021-10-30 | LG ELECTRONICS | LG 335N1C-V5 | Solar Panels |  | 0.335 | 7 | 86 | 35 |  | Fixed | Roof
NJSTRE1545382321 | NJSRRE1541788034 | Transition Incentive Program | Camden City | 8105 | 14 | 5.12 | Residential | Yes | Behind the Meter | Behind the Meter |  | None | Skyline Solar, LLC | PSE&G | Eligible for TI Program | 2019-08-05 | 2019-08-08 | 2021-10-30 | Hanwha Q-Cells | Q.PEAK DUO-G5 320 | Solar Panels |  | 0.32 | 16 | 160 | 10 |  | Fixed | Roof
NJSTRE1545382326 | NJSRRE1541845120 | Transition Incentive Program | Plainfield City | 7062 | 10 | 7.25 | Residential | Yes | Behind the Meter | Behind the Meter |  | None | Sunrun Installation Services, Inc. | PSE&G | Eligible for TI Program | 2019-08-15 | 2019-08-23 | 2021-10-30 | REC Solar | REC290TP2 BLK | Solar Panels |  | 0.29 | 13 | 167 | 27 |  | Fixed | Roof
NJSTRE1545382331 | NJSRRE1541844443 | Transition Incentive Program | BELLEVILLE | 7109 | 9 | 5.7 | Residential | Yes | Behind the Meter | Behind the Meter |  | None | Pro Custom Solar dba Momentum Solar | PSE&G | Eligible for TI Program | 2019-08-15 | 2019-08-23 | 2021-10-30 | LG ELECTRONICS | LG 335N1C-V5 | Solar Panels |  | 0.335 | 10 | 107 | 18 |  | Fixed | Roof
NJSTRE1545382339 | NJSRRE1541820377 | Transition Incentive Program | Kinnelon | 7405 | 3 | 20.15 | Residential | No | Behind the Meter | Behind the Meter |  | None | Green Power Energy | JCP&L | Eligible for TI Program | 2019-08-13 | 2019-08-23 | 2021-10-30 | Panasonic | VBHN325KA03 | Solar Panels |  | 0.325 | 19 | 21 | 23 |  | Fixed | Roof
NJSTRE1545382343 | NJSRRE1541747677 | Transition Incentive Program | Glen Rock | 7452 | 7 | 11.7 | Residential | No | Behind the Meter | Behind the Meter |  | None | NJ Solar Power, LLC | PSE&G | Eligible for TI Program | 2019-08-02 | 2019-08-07 | 2021-10-30 | Hanwha | Q Peak Duo g-5, 325 | Solar Panels |  | 0.325 | 26 | 113 | 23 |  | Fixed | Roof
NJSTRE1545382348 | NJSRRE1541820301 | Transition Incentive Program | Millville | 8332 | 20 | 15.5 | Residential | Yes | Behind the Meter | Net-metered residential rooftop and canopy |  | None | Suntuity Solar LLC | AC Electric | Accepted | 2019-08-13 | 2019-08-23 | 2021-10-30 | Yingli Green Energy | YL310D-30b | Solar Panels |  | 0.31 | 25 | 279 | 20 |  | Fixed | Roof
NJSTRE1545382351 | NJSRRE1541845109 | Transition Incentive Program | Lakewood | 8701 | 18 | 11.31 | Residential | Yes | Behind the Meter | Behind the Meter |  | None | Sunrun Installation Services, Inc. | JCP&L | Eligible for TI Program | 2019-08-15 | 2019-08-23 | 2021-10-30 | REC Solar | REC290TP2 BLK | Solar Panels |  | 0.29 | 23 | 269 | 23 |  | Fixed | Roof
NJSTRE1545382353 | NJSRRE1541800141 | Transition Incentive Program | Gloucester City | 8030 | 14 | 9.14 | Residential | Yes | Behind the Meter | Net-metered residential rooftop and canopy |  | None | Trinity Solar | PSE&G | Final As-Built Received | 2019-08-07 | 2019-08-12 | 2021-10-30 | Yingli 315 | YL315D-30b | Solar Panels |  | 0.315 | 9 | 33 | 9 |  | Fixed | Roof
NJSTRE1545382365 | NJSRRE1541809780 | Transition Incentive Program | Colonia | 7067 | 10 | 5.67 | Residential | Yes | Behind the Meter | Behind the Meter |  | None | Pro Custom Solar dba Momentum Solar | PSE&G | Eligible for TI Program | 2019-08-09 | 2019-08-23 | 2021-10-30 | HANWHA | Q.PEAK DUO BLK-G5 315 | Solar Panels |  | 0.315 | 12 | 261 | 15 |  | Fixed | Roof
NJSTRE1545382366 | NJSRRE1541809830 | Transition Incentive Program | Absecon | 8201 | 19 | 8.71 | Residential | Yes | Behind the Meter | Behind the Meter |  | None | Pro Custom Solar dba Momentum Solar | AC Electric | Eligible for TI Program | 2019-08-09 | 2019-08-23 | 2021-10-30 | LG ELECTRONICS | LG 335N1C-V5 | Solar Panels |  | 0.335 | 3 | 122 | 34 |  | Fixed | Roof
NJSTRE1545426007 |  | Transition Incentive Program | Evesham Township | 8053 | 13 | 1152 | Commercial | No | Behind the Meter | Net-metered non-residential rooftop and canopy |  | None | Brightcore Energy, LLC | PSE&G | Accepted | 2020-08-10 | 2020-08-13 | 2021-10-30 | SolarEdge | SE100KUS | Inverters | 100000 |  | 8 |  |  | 0.985 |  | Outdoor | Mounted on Carport Columns
NJSTRE1545382325 | NJSRRE1541820607 | Transition Incentive Program | Monroe Township | 8831 | 11 | 12.92 | Residential | Yes | Behind the Meter | Behind the Meter |  | None | Pro Custom Solar dba Momentum Solar | JCP&L | Eligible for TI Program | 2019-08-13 | 2019-08-23 | 2021-10-30 | Hanwha | Q.PEAK DUO BLK-G5 315 | Solar Panels |  | 0.315 | 15 | 351 | 25 |  | Fixed | Roof
NJSTRE1545382330 | NJSRRE1541814161 | Transition Incentive Program | Sicklerville | 8081 | 14 | 12.4 | Residential | Yes | Behind the Meter | Net-metered residential rooftop and canopy |  | None | Suntuity Solar LLC | AC Electric | Accepted | 2019-08-10 | 2019-08-23 | 2021-10-30 | Yingli Green Energy | YL310D-30b | Solar Panels |  | 0.31 | 21 | 272 | 35 |  | Fixed | Roof
NJSTRE1545382331 | NJSRRE1541844443 | Transition Incentive Program | BELLEVILLE | 7109 | 9 | 5.7 | Residential | Yes | Behind the Meter | Behind the Meter |  | None | Pro Custom Solar dba Momentum Solar | PSE&G | Eligible for TI Program | 2019-08-15 | 2019-08-23 | 2021-10-30 | LG ELECTRONICS | LG 335N1C-V5 | Solar Panels |  | 0.335 | 7 | 199 | 18 |  | Fixed | Roof
NJSTRE1545382335 | NJSRRE1541805452 | Transition Incentive Program | CLINTON | 8809 | 4 | 2.84 | Residential | Yes | Behind the Meter | Net-metered residential rooftop and canopy |  | None | Vivint Solar Developer, LLC | JCP&L | Accepted | 2019-08-13 | 2019-08-23 | 2021-10-30 | HANWHA SOLAR | Q.PEAK BLK-G5 315 | Solar Panels |  | 0.315 | 5 | 59 | 23 |  | Fixed | Roof
NJSTRE1545419917 |  | Transition Incentive Program | ┬áPaterson City | 7502 | 6 | 6.54 | Residential | Yes | Behind the Meter | Net-metered residential rooftop and canopy |  | None | Seabright Solar | PSE&G | Accepted | 2020-08-07 | 2020-08-12 | 2021-10-30 | Sunpower | SPR-E20-327 | Inverters | 0.32 |  | 20 |  |  | 0.99 |  | Outside | Roof
NJSTRE1545420175 |  | Transition Incentive Program | NUTLEY TOWN | 7110 | 9 | 4.88 | Residential | Yes | Behind the Meter | Net-metered residential rooftop and canopy |  | None | Sunrun Installation Services, Inc. | PSE&G | Accepted | 2020-08-07 | 2020-08-12 | 2021-10-30 | Enphase Energy | IQ7-60-x-US (240V) | Inverters | 240 |  | 17 |  |  | 0.96 |  | Outdoor | Rooftop
NJSTRE1545420161 |  | Transition Incentive Program | Paterson | 7514 | 6 | 6.5 | Residential | No | Behind the Meter | Net-metered residential rooftop and canopy |  | None | UnitedSolar LLC | PSE&G | Accepted | 2020-08-20 | 2020-08-21 | 2021-10-30 | enphase | iq7 | Inverters | 250 |  | 20 |  |  | 0.965 |  | Outdoor | roof
NJSTRE1545420190 |  | Transition Incentive Program | CARTERET BORO | 7008 | 11 | 6.93 | Residential | Yes | Behind the Meter | Net-metered residential rooftop and canopy |  | None | Sunrun Installation Services, Inc. | PSE&G | Accepted | 2020-08-07 | 2020-08-12 | 2021-10-30 | Enphase Energy | IQ7-60-x-US (240V) | Inverters | 240 |  | 21 |  |  | 0.96 |  | Outdoor | Rooftop
NJSTRE1545420211 |  | Transition Incentive Program | Rahway City | 7065 | 10 | 7.56 | Residential | Yes | Behind the Meter | Net-metered residential rooftop and canopy |  | None | Tesla Energy Operations Inc. | PSE&G | Accepted | 2020-08-07 | 2020-08-12 | 2021-10-30 | SolarEdge Technologies | SE7600H-US [240V] | Inverters | 7600 |  | 1 |  |  | 0.99 |  | Outside | Outside
NJSTRE1545420239 |  | Transition Incentive Program | Union Beach | 7735 | 17 | 7.15 | Residential | Yes | Behind the Meter | Net-metered residential rooftop and canopy |  | None | Vivint Solar Developer, LLC | JCP&L | Accepted | 2020-08-07 | 2020-08-12 | 2021-10-30 | Solar Edge | SE7600H-US | Inverters | 7600 |  | 1 |  |  | 0.992 |  | Outdoor | Near the Utility Meter
NJSTRE1545420920 |  | Transition Incentive Program | MOUNT HOLLY | 8060 | 13 | 8.13 | Residential | Yes | Behind the Meter | Net-metered residential rooftop and canopy |  | None | Vivint Solar Developer, LLC | PSE&G | Accepted | 2020-08-12 | 2020-08-14 | 2021-10-30 | SOLAREDGE | SE7600H-US | Inverters | 7600 |  | 1 |  |  | 0.992 |  | Outdoor | Near the Utility Meter
NJSTRE1545421744 |  | Transition Incentive Program | Boonton | 7005 | 3 | 8.13 | Residential | Yes | Behind the Meter | Net-metered residential rooftop and canopy |  | None | Vivint Solar Developer, LLC | JCP&L | Accepted | 2020-08-12 | 2020-08-12 | 2021-10-30 | SOLAREDGE | SE7600H-US | Inverters | 7600 |  | 1 |  |  | 0.992 |  | Outdoor | Near the Utility Meter
NJSTRE1545421761 |  | Transition Incentive Program | Marlboro | 7751 | 17 | 6.6 | Residential | No | Behind the Meter | Net-metered residential rooftop and canopy |  | None | Sunrun Installation Services, Inc. | JCP&L | Accepted | 2020-08-07 | 2020-08-12 | 2021-10-30 | Enphase Energy | IQ7-60-x-US (240V) | Inverters | 240 |  | 20 |  |  | 0.96 |  | Outdoor | Rooftop
NJSTRE1545382300 | NJSRRE1541731354 | Transition Incentive Program | Woodstown | 8098 | 16 | 29.76 | Residential | Yes | Behind the Meter | Net-metered residential ground mount |  | None | Vision Solar LLC | AC Electric | As-Built Incomplete | 2019-08-02 | 2019-08-27 | 2021-10-30 | sunpower | e20-327-e-ac | Solar Panels |  | 0.327 | 30 | 180 | 30 |  | Fixed | Roof
NJSTRE1545382306 | NJSRRE1541804102 | Transition Incentive Program | Monroe Township | 8831 | 11 | 10.85 | Residential | No | Behind the Meter | Net-metered residential rooftop and canopy |  | None | Suntuity Solar LLC | JCP&L | Accepted | 2019-08-08 | 2019-08-23 | 2021-10-30 | Yingli Solar | YL310D-30b | Solar Panels |  | 0.31 | 10 | 197 | 37 |  | Fixed | Roof
NJSTRE1545382311 | NJSRRE1541858853 | Transition Incentive Program | Warren | 7059 | 5 | 6.96 | Residential | No | Behind the Meter | Behind the Meter |  | None | Sunrun Installation Services, Inc. | PSE&G | Eligible for TI Program | 2019-08-19 | 2019-08-23 | 2021-10-30 | REC Solar | REC290TP2 BLK | Solar Panels |  | 0.29 | 24 | 173 | 34 |  | Fixed | Roof
NJSTRE1545382312 | NJSRRE1541851306 | Transition Incentive Program | North Caldwell | 7006 | 9 | 112.5 | Non Profit | Yes | Behind the Meter | Behind the Meter |  | None | Green Energy Construction & Consulting | PSE&G | Eligible for TI Program | 2019-08-16 | 2019-09-03 | 2021-10-30 | GCL | GCL M6/72H 375 | Solar Panels |  | 0.375 | 136 | 270 | 19 |  | Fixed | Roof
NJSTRE1545411909 |  | Transition Incentive Program | Neptune | 7753 | 17 | 7.68 | Residential | Yes | Behind the Meter | Net-metered residential rooftop and canopy |  | None | Trinity Solar | JCP&L | Final As-Built Received | 2020-08-06 | 2020-08-11 | 2021-10-30 | Solar Edge | SE6000 | Inverters | 6000 |  | 1 |  |  | 0.97 |  | Outside | side of home
NJSTRE1545411927 |  | Transition Incentive Program | Toms river | 8752 | 18 | 9.18 | Residential | Yes | Behind the Meter | Net-metered residential rooftop and canopy |  | JCPL | Vision Solar LLC | JCP&L | Accepted | 2020-08-06 | 2020-08-11 | 2021-10-30 | ENPHASE | IQ7-60-2-US | Inverters | 0.24 |  | 1 |  |  | 0.96 |  | Other | BEHIND EACH PANEL
NJSTRE1545412081 |  | Transition Incentive Program | LYNDHURST | 7071 | 7 | 6.5 | Residential | No | Behind the Meter | Net-metered residential rooftop and canopy |  | None | Infinity Solar Systems | PSE&G | Accepted | 2020-08-06 | 2020-08-11 | 2021-10-30 | ENPHASE | IQ7-60-X-US | Inverters | 240 |  | 20 |  |  | 0.97 |  | Outside | MICROINVERTERS
NJSTRE1545411937 |  | Transition Incentive Program | Union | 7083 | 10 | 7.68 | Residential | No | Behind the Meter | Net-metered residential rooftop and canopy |  | None | UnitedSolar LLC | PSE&G | Accepted | 2020-08-10 | 2020-08-11 | 2021-10-30 | ap systems | yc600 | Inverters | 240 |  | 12 |  |  | 0.965 |  | Outdoor | roof
NJSTRE1545412481 |  | Transition Incentive Program | SWEDESBORO | 8085 | 15 | 5.19 | Residential | Yes | Behind the Meter | Net-metered residential rooftop and canopy |  | None | Sunrun Installation Services, Inc. | AC Electric | Accepted | 2020-08-06 | 2020-08-11 | 2021-10-30 | Enphase Energy | IQ7-60-x-US (240V) | Inverters | 240 |  | 17 |  |  | 0.96 |  | Outdoor | Rooftop
NJSTRE1545412975 |  | Transition Incentive Program | Lawrence Twp | 8648 | 12 | 11.06 | Residential | No | Behind the Meter | Net-metered residential rooftop and canopy |  | None | Green Power Energy | PSE&G | Accepted | 2020-08-07 | 2020-08-12 | 2021-10-30 | enphase energy | IQ7PLUS-72-2-US | Inverters | 290 |  | 33 |  |  | 0.975 |  | Outside | next to meter
NJSTRE1545413058 |  | Transition Incentive Program | Williamstown | 8094 | 15 | 6.9 | Residential | Yes | Behind the Meter | Net-metered residential rooftop and canopy |  | None | Sunrun Installation Services, Inc. | AC Electric | Accepted | 2020-08-06 | 2020-08-11 | 2021-10-30 | Enphase Energy | IQ7PLUS-72-x-US (240V) | Inverters | 290 |  | 20 |  |  | 0.96 |  | Outdoor | Rooftop
NJSTRE1545418688 |  | Transition Incentive Program | Pleasantville | 8232 | 19 | 10.79 | Residential | Yes | Behind the Meter | Net-metered residential rooftop and canopy |  | None | Castle Energy, LLC | AC Electric | Accepted | 2020-08-07 | 2020-08-12 | 2021-10-30 | SunPower | SPR-E20-327-E-AC | Inverters | 320 |  | 33 |  |  | 0.975 |  | Outdoor | on the rooftop under each solar panel
NJSTRE1545419870 |  | Transition Incentive Program | Linden | 7036 | 10 | 8.05 | Residential | No | Behind the Meter | Net-metered residential rooftop and canopy |  | None | Pro Custom Solar dba Momentum Solar | PSE&G | Accepted | 2020-08-07 | 2020-08-26 | 2021-10-30 | Enphase | IQ7PLUS-72-2-US | Inverters | 290 |  | 23 |  |  | 0.97 |  | Outdoor | Roof
NJSTRE1545382289 | NJSRRE1541804354 | Transition Incentive Program | HOWELL | 7731 | 17 | 20.6 | Residential | Yes | Behind the Meter | Behind the Meter |  | None | Sea Bright Solar, LLC | JCP&L | Eligible for TI Program | 2019-08-08 | 2019-08-23 | 2021-10-30 | SUNPOWER | SPR-E20-327-C-AC | Solar Panels |  | 0.327 | 63 | 180 | 30 |  | Fixed | Ground | YARD
NJSTRE1545382295 | NJSRRE1541793658 | Transition Incentive Program | Jersey City | 7307 | 8 | 6.38 | Residential | No | Behind the Meter | Behind the Meter |  | None | Sunrun Installation Services, Inc. | PSE&G | Eligible for TI Program | 2019-08-06 | 2019-08-09 | 2021-10-30 | REC Solar | REC290TP2 BLK | Solar Panels |  | 0.29 | 22 | 206 | 10 |  | Fixed | Roof
NJSTRE1545382296 | NJSRRE1541788041 | Transition Incentive Program | SOMERSET | 8873 | 5 | 6.62 | Residential | Yes | Behind the Meter | Behind the Meter |  | None | Pro Custom Solar dba Momentum Solar | PSE&G | Eligible for TI Program | 2019-08-05 | 2019-08-08 | 2021-10-30 | HANWHA | Q.PEAK DUO BLK-G5 315 | Solar Panels |  | 0.315 | 4 | 244 | 35 |  | Fixed | Roof
NJSTRE1545382299 | NJSRRE1541820853 | Transition Incentive Program | Westampton Twp | 8060 | 13 | 6.96 | Residential | Yes | Behind the Meter | Behind the Meter |  | None | Sunrun Installation Services, Inc. | PSE&G | Eligible for TI Program | 2019-08-13 | 2019-08-23 | 2021-10-30 | REC Solar | REC290TP2 BLK | Solar Panels |  | 0.29 | 10 | 199 | 23 |  | Fixed | Roof
NJSTRE1545382300 | NJSRRE1541731354 | Transition Incentive Program | Woodstown | 8098 | 16 | 29.76 | Residential | Yes | Behind the Meter | Net-metered residential ground mount |  | None | Vision Solar LLC | AC Electric | As-Built Incomplete | 2019-08-02 | 2019-08-27 | 2021-10-30 | sunpower | e20-327-e-ac | Solar Panels |  | 0.327 | 32 | 180 | 30 |  | Fixed | Roof
NJSTRE1545382305 | NJSRRE1541810057 | Transition Incentive Program | Franklin Township | 8540 | 12 | 10.56 | Residential | No | Behind the Meter | Net-metered residential rooftop and canopy |  | None | NJ Solar Power, LLC | PSE&G | Accepted | 2019-08-09 | 2019-08-23 | 2021-10-30 | Panasonic | VBHN330SA17 | Solar Panels |  | 0.33 | 32 | 176 | 37 |  | Fixed | Roof
NJSTRE1545382332 | NJSRRE1541788249 | Transition Incentive Program | Whippany | 7981 | 3 | 6.6 | Residential | Yes | Behind the Meter | Behind the Meter |  | None | Sunrun Installation Services, Inc. | JCP&L | Eligible for TI Program | 2019-08-05 | 2019-08-08 | 2021-10-30 | LG Electronics | LG330N1C-A5 | Solar Panels |  | 0.33 | 20 | 225 | 23 |  | Fixed | Roof
NJSTRE1545382339 | NJSRRE1541820377 | Transition Incentive Program | Kinnelon | 7405 | 3 | 20.15 | Residential | No | Behind the Meter | Behind the Meter |  | None | Green Power Energy | JCP&L | Eligible for TI Program | 2019-08-13 | 2019-08-23 | 2021-10-30 | Panasonic | VBHN325KA03 | Solar Panels |  | 0.325 | 18 | 109 | 27 |  | Fixed | Roof
NJSTRE1545382349 | NJSRRE1541844499 | Transition Incentive Program | Pitman | 8071 | 15 | 9.81 | Residential | Yes | Behind the Meter | Net-metered residential rooftop and canopy |  | None | Vision Solar LLC | AC Electric | As-Built Incomplete | 2019-08-15 | 2019-08-23 | 2021-10-30 | sunpower | e20-327-e-ac | Solar Panels |  | 0.327 | 13 | 67 | 37 |  | Fixed | Roof
NJSTRE1545382350 | NJSRRE1541821196 | Transition Incentive Program | Union Twp Uni | 7083 | 10 | 7.92 | Residential | No | Behind the Meter | Behind the Meter |  | None | Sunrun Installation Services, Inc. | PSE&G | Eligible for TI Program | 2019-08-13 | 2019-08-23 | 2021-10-30 | LG Electronics | LG330N1C-A5 | Solar Panels |  | 0.33 | 12 | 126 | 37 |  | Fixed | Roof
NJSTRE1545382354 | NJSRRE1541809851 | Transition Incentive Program | Bloomfield | 7003 | 9 | 7.85 | Residential | Yes | Behind the Meter | Net-metered residential rooftop and canopy |  | None | SunPower Corporation, Systems | PSE&G | Accepted |  | 2019-09-03 | 2021-10-30 | SUNPOWER | SPR-E20-327-E-AC | Solar Panels |  | 0.327 | 8 | 285 | 33 |  | Fixed | Roof
NJSTRE1545382354 | NJSRRE1541809851 | Transition Incentive Program | Bloomfield | 7003 | 9 | 7.85 | Residential | Yes | Behind the Meter | Net-metered residential rooftop and canopy |  | None | SunPower Corporation, Systems | PSE&G | Accepted |  | 2019-09-03 | 2021-10-30 | SUNPOWER | SPR-E20-327-E-AC | Solar Panels |  | 0.327 | 4 | 105 | 33 |  | Fixed | Roof
NJSTRE1545382370 | NJSRRE1541804144 | Transition Incentive Program | Sicklerville | 8081 | 14 | 4.72 | Residential | Yes | Behind the Meter | Behind the Meter |  | None | Trinity Solar | AC Electric | Eligible for TI Program | 2019-08-08 | 2019-08-23 | 2021-10-30 | HANWHA | Q.PEAK-BLK G4.1 295 | Solar Panels |  | 0.295 | 16 | 219 | 27 |  | Fixed | Roof
NJSTRE1545426071 |  | Transition Incentive Program | Brick Township | 8723 | 18 | 10.07 | Residential | Yes | Behind the Meter | Net-metered residential rooftop and canopy |  | None | Sunrun Installation Services, Inc. | JCP&L | Accepted | 2020-08-10 | 2020-08-13 | 2021-10-30 | Enphase Energy | IQ7-60-x-US (240V) | Inverters | 240 |  | 33 |  |  | 0.96 |  | Outdoor | Rooftop
NJSTRE1545426074 |  | Transition Incentive Program | Woodbridge | 7095 | 11 | 12.35 | Residential | Yes | Behind the Meter | Net-metered residential rooftop and canopy |  | None | Vivint Solar Developer, LLC | PSE&G | Accepted | 2020-08-11 | 2020-08-13 | 2021-10-30 | SOLAREDGE | SE10000H-US | Inverters | 10000 |  | 1 |  |  | 0.992 |  | Outdoor | Near the Utility Meter
NJSTRE1545426199 |  | Transition Incentive Program | Marlton | 8053 | 13 | 5.53 | Residential | Yes | Behind the Meter | Net-metered residential rooftop and canopy |  | None | Vivint Solar Developer, LLC | PSE&G | Accepted | 2020-08-11 | 2020-08-13 | 2021-10-30 | SolarEdge | SE7600H-US | Inverters | 7600 |  | 1 |  |  | 0.992 |  | Outdoor | Near the Utility Meter
NJSTRE1545426209 |  | Transition Incentive Program | Englishtown | 7726 | 17 | 11.52 | Residential | No | Behind the Meter | Net-metered residential rooftop and canopy |  | None | Tesla Energy Operations Inc. | JCP&L | Accepted | 2020-08-10 | 2020-08-13 | 2021-10-30 | Delta | M4-TL-US [240V] | Inverters | 3840 |  | 1 |  |  | 0.975 |  | Indoor | Indoor
NJSTRE1545426246 |  | Transition Incentive Program | TRENTON | 8619 | 12 | 5.2 | Residential | Yes | Behind the Meter | Net-metered residential rooftop and canopy |  | None | Vivint Solar Developer, LLC | PSE&G | Accepted | 2020-08-11 | 2020-08-13 | 2021-10-30 | SOLAREDGE | SE7600H-US | Inverters | 7600 |  | 1 |  |  | 0.992 |  | Outdoor | Near the Utility Meter
NJSTRE1545426311 |  | Transition Incentive Program | Bridgewater Township | 8807 | 5 | 849.7 | Commercial | No | Behind the Meter | Net-metered non-residential rooftop and canopy |  | None | EnterSolar, LLC | PSE&G | Accepted | 2020-08-10 | 2020-08-19 | 2021-10-30 | SMA | Sunny Tripower 33.3 | Inverters | 33300 |  | 15 |  |  | 0.981 |  | Outside | Roof
NJSTRE1545428076 |  | Transition Incentive Program | BARNEGAT | 8005 | 18 | 7.56 | Residential | No | Behind the Meter | Net-metered residential rooftop and canopy |  | None | Suntuity Solar LLC | JCP&L | Accepted | 2020-08-11 | 2020-08-13 | 2021-10-30 | Enphase Energy | IQ7-60-2-US | Inverters | 240 |  | 24 |  |  | 0.97 |  | Outdoor | Behind the PV Modules
NJSTRE1545428147 |  | Transition Incentive Program | Plainfield | 7062 | 10 | 3.5 | Residential | Yes | Behind the Meter | Net-metered residential rooftop and canopy |  | None | Pro Custom Solar dba Momentum Solar | PSE&G | Accepted | 2020-08-11 | 2020-08-13 | 2021-10-30 | Enphase | IQ7PLUS-72-2-US | Inverters | 290 |  | 10 |  |  | 0.97 |  | Outdoor | Roof
NJSTRE1545428158 |  | Transition Incentive Program | Pleasantville | 8232 | 19 | 6.46 | Residential | Yes | Behind the Meter | Net-metered residential rooftop and canopy |  | None | Vision Solar LLC | AC Electric | Accepted | 2020-08-12 | 2020-08-13 | 2021-10-30 | ENPHASE | IQ7-60-2-US | Inverters | 0.24 |  | 19 |  |  | 0.96 |  | Other | BEHIND EACH PANEL
NJSTRE1545428175 |  | Transition Incentive Program | Elizabeth | 7202 | 10 | 3.5 | Residential | Yes | Behind the Meter | Net-metered residential rooftop and canopy |  | None | Pro Custom Solar dba Momentum Solar | PSE&G | Accepted | 2020-08-11 | 2020-08-13 | 2021-10-30 | Enphase | IQ7PLUS-72-2-US | Inverters | 290 |  | 10 |  |  | 0.97 |  | Outdoor | Roof
NJSTRE1545428354 |  | Transition Incentive Program | Little Egg Harbor TWSP | 8087 | 18 | 7.02 | Residential | Yes | Behind the Meter | Net-metered residential rooftop and canopy |  | None | Sunrun Installation Services, Inc. | AC Electric | Accepted | 2020-08-11 | 2020-08-13 | 2021-10-30 | Enphase Energy | IQ7-60-x-US (240V) | Inverters | 240 |  | 23 |  |  | 0.96 |  | Outdoor | Rooftop
NJSTRE1545428459 |  | Transition Incentive Program | trenton | 8618 | 12 | 5.44 | Residential | Yes | Behind the Meter | Net-metered residential rooftop and canopy |  | None | Vision Solar LLC | PSE&G | Accepted | 2020-08-11 | 2020-08-14 | 2021-10-30 | ENPHASE | IQ7-60-2-US | Inverters | 0.24 |  | 16 |  |  | 0.96 |  | Other | behind each panel
NJSTRE1545428767 |  | Transition Incentive Program | Burlington | 8016 | 13 | 8.13 | Residential | Yes | Behind the Meter | Net-metered residential rooftop and canopy |  | None | Vivint Solar Developer, LLC | PSE&G | Accepted | 2020-08-14 | 2020-08-14 | 2021-10-30 | SOLAREDGE | SE7600H-US | Inverters | 7600 |  | 1 |  |  | 0.992 |  | Outdoor | Near the Utility Meter
NJSTRE1545382280 | NJSRRE1541805442 | Transition Incentive Program | Atco | 8004 | 14 | 8.41 | Residential | Yes | Behind the Meter | Behind the Meter |  | None | Sunrun Installation Services, Inc. | AC Electric | Eligible for TI Program | 2019-08-08 | 2019-08-23 | 2021-10-30 | REC Solar | REC290TP2 BLK | Solar Panels |  | 0.29 | 6 | 192 | 23 |  | Fixed | Roof
NJSTRE1545382281 | NJSRRE1541858951 | Transition Incentive Program | Fairlawn | 7410 | 7 | 7.56 | Residential | Yes | Behind the Meter | Behind the Meter |  | None | Trinity Solar | PSE&G | Eligible for TI Program | 2019-08-19 | 2019-08-23 | 2021-10-30 | Hanwha | Q.PEAK DUO BLK-G5 315 | Solar Panels |  | 0.315 | 13 | 251 | 25 |  | Fixed | Roof
NJSTRE1545382285 | NJSRRE1541851005 | Transition Incentive Program | Union Beach | 7735 | 17 | 17.01 | Residential | Yes | Behind the Meter | Behind the Meter |  | None | Trinity Solar | JCP&L | Eligible for TI Program | 2019-08-16 | 2019-08-23 | 2021-10-30 | Hanwha | Q.PEAK DUO BLK-G5 315 | Solar Panels |  | 0.315 | 12 | 264 | 23 |  | Fixed | Roof
NJSTRE1545382292 | NJSRRE1541851369 | Transition Incentive Program | Mount Holly | 8060 | 13 | 7.71 | Residential | Yes | Behind the Meter | Behind the Meter |  | None | Pro Custom Solar dba Momentum Solar | PSE&G | Eligible for TI Program | 2019-08-16 | 2019-08-23 | 2021-10-30 | LG ELECTRONICS | LG 335N1C-V5 | Solar Panels |  | 0.335 | 5 | 283 | 36 |  | Fixed | Roof
NJSTRE1545382297 | NJSRRE1541844476 | Transition Incentive Program | Brick | 8723 | 18 | 15.05 | Residential | Yes | Behind the Meter | Behind the Meter |  | None | Trinity Solar | JCP&L | Eligible for TI Program | 2019-08-15 | 2019-08-23 | 2021-10-30 | Hanwha 295 | Q.PEAK-BLK G4.1 295 | Solar Panels |  | 0.295 | 18 | 346 | 21 |  | Fixed | Roof
NJSTRE1545382302 | NJSRRE1541804586 | Transition Incentive Program | Rahway | 7065 | 10 | 8.19 | Residential | Yes | Behind the Meter | Net-metered residential rooftop and canopy |  | None | Vivint Solar Developer, LLC | PSE&G | Accepted | 2019-08-13 | 2019-08-23 | 2021-10-30 | HANWHA SOLAR | Q.PEAK BLK-G5 315 | Solar Panels |  | 0.315 | 15 | 221 | 28 |  | Fixed | Roof
NJSTRE1545382308 | NJSRRE1541802533 | Transition Incentive Program | Paterson | 7501 | 6 | 91.02 | Commercial | No | Behind the Meter | Net-metered non-residential rooftop and canopy |  | None | Ampericon | PSE&G | Accepted | 2019-08-07 | 2019-08-27 | 2021-10-30 | Silfab | SLA-M-370 | Solar Panels |  | 0.37 | 123 | 190 | 10 |  | Fixed | Roof
NJSTRE1545382309 | NJSRRE1541820818 | Transition Incentive Program | Toms River | 8755 | 18 | 15 | Residential | No | Behind the Meter | Net-metered residential rooftop and canopy |  | None | Powerlutions | JCP&L | Accepted |  | 2019-08-23 | 2021-10-30 | Trina | TSM-375DEG14 | Solar Panels |  | 0.375 | 40 | 171 | 30 |  | Fixed | Roof
NJSTRE1545382315 | NJSRRE1541815547 | Transition Incentive Program | DOVER | 7801 | 3 | 7.88 | Residential | Yes | Behind the Meter | Net-metered residential rooftop and canopy |  | None | Vivint Solar Developer, LLC | JCP&L | Accepted | 2019-08-13 | 2019-08-23 | 2021-10-30 | Hanwha Solar | Q.PEAK BLK-G5 315 | Solar Panels |  | 0.315 | 2 | 56 | 46 |  | Fixed | Roof
NJSTRE1545382315 | NJSRRE1541815547 | Transition Incentive Program | DOVER | 7801 | 3 | 7.88 | Residential | Yes | Behind the Meter | Net-metered residential rooftop and canopy |  | None | Vivint Solar Developer, LLC | JCP&L | Accepted | 2019-08-13 | 2019-08-23 | 2021-10-30 | Hanwha Solar | Q.PEAK BLK-G5 315 | Solar Panels |  | 0.315 | 9 | 236 | 21 |  | Fixed | Roof
NJSTRE1545382319 | NJSRRE1541804133 | Transition Incentive Program | South Plainfield | 7080 | 11 | 10.05 | Residential | Yes | Behind the Meter | Behind the Meter |  | None | Pro Custom Solar dba Momentum Solar | PSE&G | Eligible for TI Program | 2019-08-08 | 2019-08-23 | 2021-10-30 | LG ELECTRONICS | LG 335N1C-V5 | Solar Panels |  | 0.335 | 27 | 227 | 31 |  | Fixed | Roof
NJSTRE1545416772 |  | Transition Incentive Program | monroe | 8094 | 15 | 10.88 | Residential | No | Behind the Meter | Net-metered residential rooftop and canopy |  | ACE | Maier Solar Engineering dba Solar Me | AC Electric | Accepted | 2020-08-07 | 2020-08-11 | 2021-10-30 | Enphase | IQ7+ | Inverters | 0.29 |  | 32 |  |  | 0.96 |  | Outdoor | Next to meter
NJSTRE1545416900 |  | Transition Incentive Program | High Bar Harbor | 8008 | 18 | 7.48 | Residential | No | Behind the Meter | Net-metered residential rooftop and canopy |  | None | Maier Solar Engineering dba Solar Me | AC Electric | Accepted | 2020-08-07 | 2020-08-12 | 2021-10-30 | Enphase | IQ7+ | Inverters | 290 |  | 22 |  |  | 0.96 |  | Outdoor | Next to meter
NJSTRE1545425766 |  | Transition Incentive Program | Union | 7083 | 10 | 8.25 | Residential | No | Behind the Meter | Net-metered residential rooftop and canopy |  | None | LB Electric Co., LLC | PSE&G | As-Built Incomplete | 2020-08-10 | 2020-08-19 | 2021-10-30 | Siemens | SMIINT250R60MC | Inverters | 7200 |  | 30 |  |  | 0.97 |  | Outdoor | Mounted under each solar module
NJSTRE1545425890 |  | Transition Incentive Program | Hasbrouck Heights | 7604 | 7 | 6.3 | Residential | Yes | Behind the Meter | Net-metered residential rooftop and canopy |  | None | Pro Custom Solar dba Momentum Solar | PSE&G | Accepted | 2020-08-10 | 2020-08-12 | 2021-10-30 | Enphase | IQ7PLUS-72-2-US | Inverters | 290 |  | 18 |  |  | 0.97 |  | Outdoor | Roof
NJSTRE1545425941 |  | Transition Incentive Program | Boonton | 7005 | 3 | 12.3 | Residential | Yes | Behind the Meter | Net-metered residential rooftop and canopy |  | None | Vivint Solar Developer, LLC | JCP&L | Accepted | 2020-08-11 | 2020-08-12 | 2021-10-30 | SolarEdge | SE10000H-US | Inverters | 10000 |  | 1 |  |  | 0.992 |  | Outdoor | Near the Utility Meter
NJSTRE1545426098 |  | Transition Incentive Program | Swedesboro | 8085 | 15 | 11.45 | Residential | Yes | Behind the Meter | Net-metered residential rooftop and canopy |  | None | Seabright Solar | AC Electric | Accepted | 2020-08-10 | 2020-08-13 | 2021-10-30 | Sunpower | SPR-E20-327 | Inverters | 0.32 |  | 35 |  |  | 0.99 |  | Outside | Roof
NJSTRE1545426259 |  | Transition Incentive Program | East Orange | 7017 | 9 | 4.2 | Residential | Yes | Behind the Meter | Net-metered residential rooftop and canopy |  | None | Pro Custom Solar dba Momentum Solar | PSE&G | Accepted | 2020-08-10 | 2020-08-13 | 2021-10-30 | Enphase | IQ7PLUS-72-2-US | Inverters | 290 |  | 12 |  |  | 0.97 |  | Outdoor | Roof
NJSTRE1545426309 |  | Transition Incentive Program | Cherry Hill TWP | 8003 | 14 | 8.42 | Residential | No | Behind the Meter | Net-metered residential rooftop and canopy |  | None | Tesla Energy Operations Inc. | PSE&G | Accepted | 2020-08-10 | 2020-08-13 | 2021-10-30 | Delta | M8-TL-US [240V] | Inverters | 7680 |  | 1 |  |  | 0.975 |  | Outside | outside
NJSTRE1545428131 |  | Transition Incentive Program | Chesterfield | 8515 | 13 | 5.78 | Residential | No | Behind the Meter | Net-metered residential rooftop and canopy |  | None | Pro Custom Solar dba Momentum Solar | PSE&G | Accepted | 2020-08-11 | 2020-08-13 | 2021-10-30 | Enphase | IQ7-60-2-US | Inverters | 240 |  | 17 |  |  | 0.97 |  | Outdoor | Roof
NJSTRE1545428370 |  | Transition Incentive Program | Clifton | 7013 | 6 | 4.42 | Residential | Yes | Behind the Meter | Net-metered residential rooftop and canopy |  | PSEG | Vision Solar LLC | PSE&G | Accepted | 2020-08-11 | 2020-08-13 | 2021-10-30 | ENPHASE | IQ7-60-2-US | Inverters | 0.24 |  | 13 |  |  | 0.96 |  | Other | behind each panel
NJSTRE1545428408 |  | Transition Incentive Program | Turnersville | 8080 | 15 | 6.1 | Residential | Yes | Behind the Meter | Net-metered residential rooftop and canopy |  | None | Sunrun Installation Services, Inc. | AC Electric | Accepted | 2020-08-11 | 2020-08-13 | 2021-10-30 | Delta Electronics | M5-TL-US | Inverters | 5000 |  | 1 |  |  | 0.96 |  | Outdoor | Next To Meter
NJSTRE1545428490 |  | Transition Incentive Program | NEWTON | 7860 | 1 | 11.9 | Residential | Yes | Behind the Meter | Net-metered residential rooftop and canopy |  | None | Sunrun Installation Services, Inc. | JCP&L | Accepted | 2020-08-11 | 2020-08-13 | 2021-10-30 | Delta Electronics | M4-TL-US | Inverters | 4000 |  | 1 |  |  | 0.96 |  | Outdoor | Next To Meter
NJSTRE1545382336 | NJSRRE1541732017 | Transition Incentive Program | Dover | 7801 | 3 | 9.6 | Residential | Yes | Behind the Meter | Behind the Meter |  | None | Skyline Solar, LLC | JCP&L | Eligible for TI Program | 2019-08-02 | 2019-08-07 | 2021-10-30 | Hanwha Q-Cells | Q.PEAK DUO-G5 320 | Solar Panels |  | 0.32 | 30 | 198,198,108,108,18 | 20 |  | Fixed | Roof
NJSTRE1545382341 | NJSRRE1541859595 | Transition Incentive Program | UNION BEACH | 7735 | 17 | 8.82 | Residential | Yes | Behind the Meter | Net-metered residential rooftop and canopy |  | None | Vivint Solar Developer, LLC | JCP&L | Accepted | 2019-08-20 | 2019-08-23 | 2021-10-30 | Hanwha | Q.Peak Duo BLK G5 315 | Solar Panels |  | 0.315 | 12 | 86 | 25 |  | Fixed | Roof
NJSTRE1545382347 | NJSRRE1541804235 | Transition Incentive Program | Piscataway | 8854 | 11 | 5.99 | Residential | Yes | Behind the Meter | Behind the Meter |  | None | Pro Custom Solar dba Momentum Solar | PSE&G | Eligible for TI Program | 2019-08-08 | 2019-08-23 | 2021-10-30 | HANWHA | Q.PEAK DUO BLK-G5 315 | Solar Panels |  | 0.315 | 10 | 152 | 23 |  | Fixed | Roof
NJSTRE1545382204 | NJSRRE1541680417 | Transition Incentive Program | Willingboro | 8046 | 13 | 5.36 | Residential | No | Behind the Meter | Net-metered residential rooftop and canopy |  | None | Vivint Solar Developer, LLC | PSE&G | Accepted | 2019-07-18 | 2019-08-22 | 2021-10-30 | Hanwha Solar | Q.PEAK DUO BLK-G5 315 | Solar Panels |  | 0.315 | 17 | 172 | 19 |  | Fixed | Roof
NJSTRE1545382214 | NJSRRE1540458610 | Transition Incentive Program | Millville | 8332 | 20 | 8.64 | Residential | No | Behind the Meter | Behind the Meter |  | None | DC Solar Integrators LLC | AC Electric | Eligible for TI Program | 2019-03-07 | 2019-03-11 | 2021-10-30 | Axitec | AC-360M/156-72S | Solar Panels |  | 0.36 | 24 | 194 | 20 |  | Fixed | Roof
NJSTRE1545382221 | NJSRRE1541800282 | Transition Incentive Program | Blackwood | 8012 | 14 | 10.4 | Residential | Yes | Behind the Meter | Behind the Meter |  | None | Trinity Solar | AC Electric | Eligible for TI Program | 2019-08-07 | 2019-08-12 | 2021-10-30 | Hanwha 315 | Q.PEAK DUO BLK-G5 315 | Solar Panels |  | 0.315 | 33 | 154 | 23 |  | Fixed | Roof
NJSTRE1545382223 | NJSRRE1541726616 | Transition Incentive Program | NEWARK | 7108 | 9 | 3.27 | Residential | No | Behind the Meter | Net-metered residential rooftop and canopy |  | None | SunPower Capital LLC | PSE&G | Accepted | 2019-08-01 | 2019-08-05 | 2021-10-30 | sunpower | e20-327-e-ac | Solar Panels |  | 0.327 | 3 | 197 | 37 |  | Fixed | Roof
NJSTRE1545382232 | NJSRRE1541850865 | Transition Incentive Program | Burlington | 8016 | 13 | 10.85 | Residential | Yes | Behind the Meter | Net-metered residential rooftop and canopy |  | None | Suntuity Solar LLC | PSE&G | Accepted | 2019-08-16 | 2019-08-23 | 2021-10-30 | Yingli Green Energy | YL310D-30b | Solar Panels |  | 0.31 | 8 | 291 | 19 |  | Fixed | Roof
NJSTRE1545382235 | NJSRRE1541722880 | Transition Incentive Program | Paterson | 7514 | 6 | 14.34 | Residential | No | Behind the Meter | Behind the Meter |  | None | Whitman Construction, LLC | PSE&G | Eligible for TI Program | 2019-07-31 | 2019-08-05 | 2021-10-30 | Trina Solar | TSM-305DD05A | Solar Panels |  | 0.305 | 3 | 279 | 13 |  | Fixed | Roof
NJSTRE1545382243 | NJSRRE1541804158 | Transition Incentive Program | Rahway | 7065 | 10 | 15.75 | Residential | Yes | Behind the Meter | Behind the Meter |  | None | Pro Custom Solar dba Momentum Solar | PSE&G | Eligible for TI Program | 2019-08-08 | 2019-08-23 | 2021-10-30 | LG ELECTRONICS | LG 335N1C-A5 | Solar Panels |  | 0.335 | 26 | 288 | 30 |  | Fixed | Roof
NJSTRE1545382246 | NJSRRE1541788350 | Transition Incentive Program | Cinnaminson | 8077 | 13 | 9.14 | Residential | No | Behind the Meter | Behind the Meter |  | None | Pro Custom Solar dba Momentum Solar | PSE&G | Eligible for TI Program | 2019-08-05 | 2019-08-08 | 2021-10-30 | HANWHA | Q.PEAK DUO BLK-G5 315 | Solar Panels |  | 0.315 | 17 | 79 | 22 |  | Fixed | Roof
NJSTRE1545382254 | NJSRRE1541731505 | Transition Incentive Program | Pittstown | 8867 | 4 | 12.6 | Residential | No | Behind the Meter | Behind the Meter |  | None | Green Power Energy | JCP&L | Eligible for TI Program | 2019-08-02 | 2019-08-07 | 2021-10-30 | S-Energy | SN360M-10 | Solar Panels |  | 0.36 | 4 | 183 | 27 |  | Fixed | Roof
NJSTRE1545382257 | NJSRRE1541851191 | Transition Incentive Program | Morris Plains | 7950 | 14 | 17.01 | Residential | Yes | Behind the Meter | Behind the Meter |  | None | Pro Custom Solar dba Momentum Solar | JCP&L | Eligible for TI Program | 2019-08-16 | 2019-08-23 | 2021-10-30 | HANWHA | Q.PEAK DUO BLK-G5 315 | Solar Panels |  | 0.315 | 13 | 203 | 22 |  | Fixed | Roof
NJSTRE1545382265 | NJSRRE1541841345 | Transition Incentive Program | Estell Manor | 8319 | 19 | 9.48 | Residential | Yes | Behind the Meter | Behind the Meter |  | None | GenRenew, LLC | AC Electric | Eligible for TI Program | 2019-08-15 | 2019-08-23 | 2021-10-30 | sunpower | SPR-E20-327-E-AC | Solar Panels |  | 0.327 | 8 | 89 | 27 |  | Fixed | Roof
NJSTRE1545382268 | NJSRRE1541788065 | Transition Incentive Program | HIGHLANDS | 7732 | 17 | 3.78 | Residential | Yes | Behind the Meter | Net-metered residential rooftop and canopy |  | None | Vivint Solar Developer, LLC | JCP&L | Accepted | 2019-08-05 | 2019-08-08 | 2021-10-30 | Hanwha Solar | Q.PEAK BLK-G5 315 | Solar Panels |  | 0.315 | 12 | 125 | 37 |  | Fixed | Roof
NJSTRE1545382275 | NJSRRE1541835513 | Transition Incentive Program | Woodbridge Township | 7001 | 11 | 17.42 | Residential | Yes | Behind the Meter | Behind the Meter |  | None | Pro Custom Solar dba Momentum Solar | PSE&G | Eligible for TI Program | 2019-08-14 | 2019-08-23 | 2021-10-30 | LG ELECTRONICS | LG 335N1C-V5 | Solar Panels |  | 0.335 | 21 | 98 | 1 |  | Fixed | Roof
NJSTRE1545382307 | NJSRRE1541788299 | Transition Incentive Program | Little Falls | 7424 | 6 | 2.61 | Residential | No | Behind the Meter | Behind the Meter |  | None | Sunrun Installation Services, Inc. | PSE&G | Eligible for TI Program | 2019-08-05 | 2019-08-08 | 2021-10-30 | REC Solar | REC290TP2 BLK | Solar Panels |  | 0.29 | 9 | 118 | 40 |  | Fixed | Roof
NJSTRE1545382316 | NJSRRE1541800349 | Transition Incentive Program | Dumont | 7628 | 7 | 6.37 | Residential | Yes | Behind the Meter | Behind the Meter |  | None | Pro Custom Solar dba Momentum Solar | PSE&G | Eligible for TI Program | 2019-08-07 | 2019-08-12 | 2021-10-30 | LG ELECTRONICS | LG 335N1C-V5 | Solar Panels |  | 0.335 | 12 | 266 | 35 |  | Fixed | Roof
NJSTRE1545403226 |  | Transition Incentive Program | BURLINGTON | 8016 | 13 | 8.13 | Residential | Yes | Behind the Meter | Net-metered residential rooftop and canopy |  | None | Vivint Solar Developer, LLC | PSE&G | Accepted | 2020-08-06 | 2020-08-10 | 2021-10-30 | SolarEdge | SE7600H-US | Inverters | 7600 |  | 1 |  |  | 0.992 |  | Outdoor | Near the Utility Meter
NJSTRE1545408801 |  | Transition Incentive Program | West Windsor TWP | 8550 | 12 | 11.99 | Residential | No | Behind the Meter | Net-metered residential rooftop and canopy |  | None | Tesla Energy Operations Inc. | PSE&G | Accepted | 2020-08-05 | 2020-08-10 | 2021-10-30 | Delta | M8-TL-US [240V] | Inverters | 7680 |  | 1 |  |  | 0.975 |  | Indoor | Indoor
NJSTRE1545411901 |  | Transition Incentive Program | Elizabeth | 7201 | 10 | 5.4 | Residential | No | Behind the Meter | Net-metered residential rooftop and canopy |  | None | Power Home Remodeling Group | PSE&G | Accepted | 2020-08-06 | 2020-08-11 | 2021-10-30 | SolarEdge | SE3800H-US | Inverters | 3800 |  | 1 |  |  | 0.99 |  | Outdoor | Near Meter
NJSTRE1545411900 |  | Transition Incentive Program | WOODBRIDGE | 8863 | 11 | 7.56 | Residential | No | Behind the Meter | Net-metered residential rooftop and canopy |  | None | Infinity Solar Systems | PSE&G | Accepted | 2020-08-06 | 2020-08-11 | 2021-10-30 | ENPHASE | IQ7-60-X-US | Inverters | 240 |  | 24 |  |  | 0.97 |  | Outside | MICROINVERTERS
NJSTRE1545411931 |  | Transition Incentive Program | PASSAIC | 7055 | 6 | 9.45 | Residential | No | Behind the Meter | Net-metered residential rooftop and canopy |  | None | Infinity Solar Systems | PSE&G | Accepted | 2020-08-06 | 2020-08-10 | 2021-10-30 | ENPHASE | IQ7PLUS-72-X-US | Inverters | 290 |  | 27 |  |  | 0.97 |  | Outside | MICROINVERTERS
NJSTRE1545411923 |  | Transition Incentive Program | Brick Township | 8724 | 18 | 8.04 | Residential | No | Behind the Meter | Net-metered residential rooftop and canopy |  | None | Green Power Energy | JCP&L | Accepted | 2020-08-07 | 2020-08-10 | 2021-10-30 | Enphase Energy | IQ7PLUS-72-2-US | Inverters | 290 |  | 24 |  |  | 0.975 |  | Outside | next to meter
NJSTRE1545411978 |  | Transition Incentive Program | Williamstown | 8094 | 15 | 14.07 | Residential | Yes | Behind the Meter | Net-metered residential rooftop and canopy |  | ACE | Vision Solar LLC | AC Electric | Accepted | 2020-08-06 | 2020-08-11 | 2021-10-30 | ENPHASE | IQ7-60-2-US | Inverters | 0.24 |  | 8 |  |  | 0.96 |  | Other | BEHIND EACH PANEL
NJSTRE1545412048 |  | Transition Incentive Program | Whiting | 8759 | 18 | 9.76 | Residential | Yes | Behind the Meter | Net-metered residential rooftop and canopy |  | None | Sunrun Installation Services, Inc. | JCP&L | Accepted | 2020-08-06 | 2020-08-11 | 2021-10-30 | Enphase Energy | IQ7-60-x-US (240V) | Inverters | 240 |  | 32 |  |  | 0.96 |  | Outdoor | Rooftop
NJSTRE1545412465 |  | Transition Incentive Program | PITTSGROVE | 8318 | 16 | 6.3 | Residential | Yes | Behind the Meter | Net-metered residential rooftop and canopy |  | None | Pro Custom Solar dba Momentum Solar | AC Electric | Accepted | 2020-08-06 | 2020-08-11 | 2021-10-30 | Enphase | IQ7PLUS-72-2-US | Inverters | 290 |  | 18 |  |  | 0.97 |  | Outdoor | Roof
NJSTRE1545412501 |  | Transition Incentive Program | new milford | 7646 | 7 | 15.36 | Residential | No | Behind the Meter | Net-metered residential rooftop and canopy |  | None |  | PSE&G | Accepted | 2020-08-10 | 2020-08-11 | 2021-10-30 | APS | YC600 | Inverters | 548 |  | 24 |  |  | 0.965 |  | Outdoor | roof
NJSTRE1545413040 | NJSRRE1544456219 | Transition Incentive Program | Piscataway TWP | 8854 | 11 | 9.3 | Residential | Yes | Behind The Meter | Behind the Meter |  | None | 1st Light Energy Inc | PSE&G | Eligible for TI Program | 2020-02-19 | 2020-02-19 | 2021-10-30 | SMA | SB 7.7-1SP-US-41 (240V) | Inverters | 7700 |  | 1 |  |  | 0.97 |  | Outside | within 10 feet of meter
NJSTRE1545382352 | NJSRRE1541815036 | Transition Incentive Program | Asbury Park | 7712 | 17 | 15.75 | Residential | Yes | Behind the Meter | Behind the Meter |  | None | Vivint Solar Developer, LLC | JCP&L | Eligible for TI Program | 2019-09-05 | 2019-09-06 | 2021-10-30 | Hanwha Solar | Q.PEAK BLK-G5 315 | Solar Panels |  | 0.315 | 19 | 198 | 19 |  | Fixed | Roof
NJSTRE1545382357 | NJSRRE1541851254 | Transition Incentive Program | Paterson | 7502 | 6 | 3.69 | Residential | Yes | Behind the Meter | Behind the Meter |  | None | Pro Custom Solar dba Momentum Solar | PSE&G | Eligible for TI Program | 2019-08-16 | 2019-08-23 | 2021-10-30 | LG ELECTRONICS | LG 335N1C-V5 | Solar Panels |  | 0.335 | 11 | 227 | 40 |  | Fixed | Roof
NJSTRE1545382364 | NJSRRE1541727562 | Transition Incentive Program | ELIZABETH | 7201 | 10 | 4.41 | Residential | Yes | Behind the Meter | Behind the Meter |  | None | Pro Custom Solar dba Momentum Solar | PSE&G | Eligible for TI Program | 2019-08-01 | 2019-08-06 | 2021-10-30 | HANWHA | Q.PEAK DUO BLK-G5 315 | Solar Panels |  | 0.315 | 14 | 209 | 41 |  | Fixed | Roof
NJSTRE1545382365 | NJSRRE1541809780 | Transition Incentive Program | Colonia | 7067 | 10 | 5.67 | Residential | Yes | Behind the Meter | Behind the Meter |  | None | Pro Custom Solar dba Momentum Solar | PSE&G | Eligible for TI Program | 2019-08-09 | 2019-08-23 | 2021-10-30 | HANWHA | Q.PEAK DUO BLK-G5 315 | Solar Panels |  | 0.315 | 6 | 81 | 16 |  | Fixed | Roof
NJSTRE1545382369 | NJSRRE1541820865 | Transition Incentive Program | Stafford Township | 8050 | 18 | 18.97 | Residential | Yes | Behind the Meter | Behind the Meter |  | None | Ad Energy | AC Electric | Eligible for TI Program | 2019-08-13 | 2019-08-23 | 2021-10-30 | Sunpower | SPR-E20-327-E-AC | Solar Panels |  | 0.327 | 6 | 47 | 34 |  | Fixed | Roof
NJSTRE1545382369 | NJSRRE1541820865 | Transition Incentive Program | Stafford Township | 8050 | 18 | 18.97 | Residential | Yes | Behind the Meter | Behind the Meter |  | None | Ad Energy | AC Electric | Eligible for TI Program | 2019-08-13 | 2019-08-23 | 2021-10-30 | Sunpower | SPR-E20-327-E-AC | Solar Panels |  | 0.327 | 8 | 137 | 45 |  | Fixed | Roof
NJSTRE1545382374 | NJSRRE1541725709 | Transition Incentive Program | NEWARK | 7108 | 9 | 5.89 | Residential | No | Behind the Meter | Net-metered residential rooftop and canopy |  | None | SunPower Capital LLC | PSE&G | Accepted | 2019-08-01 | 2019-08-05 | 2021-10-30 | SUNPOWER | E20-327-E-AC | Solar Panels |  | 0.327 | 9 | 197 | 37 |  | Fixed | Roof
NJSTRE1545382375 | NJSRRE1541804401 | Transition Incentive Program | Clarksboro | 8020 | 15 | 7.25 | Residential | No | Behind the Meter | Behind the Meter |  | None | Pro Custom Solar dba Momentum Solar | AC Electric | Eligible for TI Program | 2019-08-08 | 2019-08-23 | 2021-10-30 | HANWHA | Q.PEAK DUO BLK-G5 315 | Solar Panels |  | 0.315 | 13 | 258 | 15 |  | Fixed | Roof
NJSTRE1545382380 | NJSRRE1541791312 | Transition Incentive Program | Raritan Boro | 8869 | 5 | 4.64 | Residential | Yes | Behind the Meter | Behind the Meter |  | None | Sunrun Installation Services, Inc. | PSE&G | Eligible for TI Program | 2019-08-06 | 2019-08-09 | 2021-10-30 | REC Solar | REC290TP2 BLK | Solar Panels |  | 0.29 | 16 | 176 | 40 |  | Fixed | Roof
NJSTRE1545382392 | NJSRRE1541851300 | Transition Incentive Program | Newark | 7107 | 9 | 94.88 | School Other | Yes | Behind the Meter | Behind the Meter |  | None | Green Energy Construction & Consulting | PSE&G | Eligible for TI Program | 2019-08-16 | 2019-09-03 | 2021-10-30 | GCL | GCL M6/72H 375 | Solar Panels |  | 0.375 | 253 | 200 | 10 |  | Fixed | Roof
NJSTRE1545382398 | NJSRRE1541724030 | Transition Incentive Program | DENVILLE | 7834 | 3 | 12.29 | Residential | Yes | Behind the Meter | Net-metered residential rooftop and canopy |  | None | Vivint Solar Developer, LLC | JCP&L | Accepted | 2019-08-04 | 2019-08-05 | 2021-10-30 | Hanwha Solar | Q.PEAK BLK-G5 315 | Solar Panels |  | 0.315 | 12 | 267 | 33 |  | Fixed | Roof
NJSTRE1545382404 | NJSRRE1541820294 | Transition Incentive Program | Burlington | 8016 | 13 | 14.26 | Residential | No | Behind the Meter | Net-metered residential rooftop and canopy |  | None | Suntuity Solar LLC | PSE&G | Accepted | 2019-08-13 | 2019-08-23 | 2021-10-30 | Yingli Green Energy | YL310D-30b | Solar Panels |  | 0.31 | 22 | 231 | 34 |  | Fixed | Roof
NJSTRE1545351197 |  | Transition Incentive Program | Carteret | 7008 | 11 | 7.7 | Residential | Yes | Behind the Meter | Net-metered residential rooftop and canopy |  | None | Pro Custom Solar dba Momentum Solar | PSE&G | Accepted | 2020-07-28 | 2020-08-07 | 2021-10-30 | LG ELECTRONICS | LG 350N1C-V5 | Solar Panels |  | 0.35 | 4 | 37 | 19 |  | Fixed | Roof
NJSTRE1545351197 |  | Transition Incentive Program | Carteret | 7008 | 11 | 7.7 | Residential | Yes | Behind the Meter | Net-metered residential rooftop and canopy |  | None | Pro Custom Solar dba Momentum Solar | PSE&G | Accepted | 2020-07-28 | 2020-08-07 | 2021-10-30 | LG ELECTRONICS | LG 350N1C-V5 | Solar Panels |  | 0.35 | 4 | 38 | 19 |  | Fixed | Roof
NJSTRE1545351230 |  | Transition Incentive Program | PLEASANTVILLE | 8232 | 19 | 8.84 | Residential | Yes | Behind the Meter | Net-metered residential rooftop and canopy |  | ACE | Vision Solar LLC | AC Electric | Accepted | 2020-07-28 | 2020-08-07 | 2021-10-30 | HANWHA Q-CELLS | Q.PEAK DUO-G6 340 | Solar Panels |  | 0.34 | 5 | 39 | 20 |  | Fixed | Roof
NJSTRE1545351290 |  | Transition Incentive Program | WAYNE | 7470 | 6 | 7.15 | Residential | Yes | Behind the Meter | Net-metered residential rooftop and canopy |  | None | Vivint Solar Developer, LLC | PSE&G | Accepted | 2020-07-28 | 2020-08-07 | 2021-10-30 | Jinko Solar | JKM325M-60HBL | Solar Panels |  | 0.325 | 8 | 265 | 12 |  | Fixed | Roof
NJSTRE1545351317 |  | Transition Incentive Program | PENNSAUKEN | 8109 | 14 | 10.73 | Residential | Yes | Behind the Meter | Net-metered residential rooftop and canopy |  | None | Vivint Solar Developer, LLC | PSE&G | Accepted | 2020-07-28 | 2020-08-07 | 2021-10-30 | Jinko Solar | JKM325M-60HBL | Solar Panels |  | 0.325 | 6 | 304 | 25 |  | Fixed | Roof
NJSTRE1545351354 |  | Transition Incentive Program | Wildwood | 8260 | 21 | 5.6 | Residential | Yes | Behind the Meter | Net-metered residential rooftop and canopy |  | None | Pro Custom Solar dba Momentum Solar | AC Electric | Accepted | 2020-07-28 | 2020-08-07 | 2021-10-30 | LG | LG 350N1C-V5 | Solar Panels |  | 0.35 | 6 | 223 | 16 |  | Fixed | Roof
NJSTRE1545351491 |  | Transition Incentive Program | Hamilton Township | 8619 | 12 | 11.55 | Residential | Yes | Behind the Meter | Net-metered residential rooftop and canopy |  | None | Pro Custom Solar dba Momentum Solar | PSE&G | Accepted | 2020-07-28 | 2020-08-07 | 2021-10-30 | LG ELECTRONICS | LG 350N1C-V5 | Solar Panels |  | 0.35 | 17 | 354 | 23 |  | Fixed | Roof
NJSTRE1545353835 |  | Transition Incentive Program | Toms River | 8755 | 18 | 4.76 | Residential | Yes | Behind the Meter | Net-metered residential rooftop and canopy |  | JCPL | Vision Solar LLC | JCP&L | Accepted | 2020-07-28 | 2020-08-07 | 2021-10-30 | HANWHA Q-CELLS | Q.PEAK DUO-G6 340 | Solar Panels |  | 0.34 | 14 | 216 | 20 |  | Fixed | Roof
NJSTRE1545353936 |  | Transition Incentive Program | Carteret | 7008 | 11 | 3.5 | Residential | Yes | Behind the Meter | Net-metered residential rooftop and canopy |  | None | Pro Custom Solar dba Momentum Solar | PSE&G | Accepted | 2020-07-28 | 2020-08-07 | 2021-10-30 | LG | LG 350N1C-V5 | Solar Panels |  | 0.35 | 2 | 294 | 40 |  | Fixed | Roof
NJSTRE1545355361 |  | Transition Incentive Program | Shamong | 8088 | 13 | 14.35 | Residential | Yes | Behind the Meter | Net-metered residential rooftop and canopy |  | None | Pro Custom Solar dba Momentum Solar | AC Electric | Accepted | 2020-07-28 | 2020-08-07 | 2021-10-30 | LG | LG 350N1C-V5 | Solar Panels |  | 0.35 | 3 | 268 | 14 |  | Fixed | Roof
NJSTRE1545355456 |  | Transition Incentive Program | Jackson | 8527 | 18 | 5.25 | Residential | Yes | Behind the Meter | Net-metered residential rooftop and canopy |  | None | Pro Custom Solar dba Momentum Solar | JCP&L | Accepted | 2020-07-28 | 2020-08-07 | 2021-10-30 | LG | LG 350N1c-V5 | Solar Panels |  | 0.35 | 9 | 268 | 27 |  | Fixed | Roof
NJSTRE1545355469 |  | Transition Incentive Program | Swedesboro | 8085 | 15 | 13.41 | Residential | Yes | Behind the Meter | Net-metered residential rooftop and canopy |  | None | Seabright Solar | AC Electric | Accepted | 2020-08-04 | 2020-08-07 | 2021-10-30 | Sunpower | SPR-E20-327 | Solar Panels |  | 0.327 | 9 | 198 | 18 |  | Fixed | Roof
NJSTRE1545389054 | NJSRRE1544893948 | Transition Incentive Program | Lakewood Township | 8701 | 18 | 7.02 | Residential | Yes | Behind the Meter | Behind the Meter |  | None | Sunrun Installation Services, Inc. | JCP&L | Eligible for TI Program | 2020-04-24 | 2020-04-29 | 2021-10-30 | Delta Electronics | M6-TL-US | Inverters | 6000 |  | 1 |  |  | 0.96 |  | Outdoor | Next To Meter
NJSTRE1545382371 | NJSRRE1541835655 | Transition Incentive Program | BARNEGAT | 8005 | 18 | 8.82 | Residential | Yes | Behind the Meter | Behind the Meter |  | None | Pro Custom Solar dba Momentum Solar | JCP&L | Eligible for TI Program | 2019-08-14 | 2019-08-23 | 2021-10-30 | HANWHA | Q.PEAK DUO BLK-G5 315 | Solar Panels |  | 0.315 | 22 | 245 | 26 |  | Fixed | Roof
NJSTRE1545382377 | NJSRRE1541814650 | Transition Incentive Program | Clifton City | 7011 | 6 | 4.93 | Residential | No | Behind the Meter | Behind the Meter |  | None | Sunrun Installation Services, Inc. | PSE&G | Eligible for TI Program | 2019-08-11 | 2019-08-23 | 2021-10-30 | REC Solar | REC290TP2 BLK | Solar Panels |  | 0.29 | 17 | 250 | 43 |  | Fixed | Roof
NJSTRE1545382389 | NJSRRE1541820765 | Transition Incentive Program | SOUTHAMPTON | 8088 | 13 | 16.75 | Residential | Yes | Behind the Meter | Behind the Meter |  | None | Pro Custom Solar dba Momentum Solar | PSE&G | Eligible for TI Program | 2019-08-13 | 2019-08-23 | 2021-10-30 | LG ELECTRONICS | LG 335N1C-V5 | Solar Panels |  | 0.335 | 14 | 74 | 25 |  | Fixed | Roof
NJSTRE1545382389 | NJSRRE1541820765 | Transition Incentive Program | SOUTHAMPTON | 8088 | 13 | 16.75 | Residential | Yes | Behind the Meter | Behind the Meter |  | None | Pro Custom Solar dba Momentum Solar | PSE&G | Eligible for TI Program | 2019-08-13 | 2019-08-23 | 2021-10-30 | LG ELECTRONICS | LG 335N1C-V5 | Solar Panels |  | 0.335 | 3 | 254 | 25 |  | Fixed | Roof
NJSTRE1545426269 |  | Transition Incentive Program | Medford | 8055 | 13 | 12.92 | Residential | No | Behind the Meter | Net-metered residential rooftop and canopy |  | None | Impact Solar LLC | AC Electric | Final As-Built Received | 2020-08-10 | 2020-08-13 | 2021-10-30 | solaredge | SE10000H-US | Inverters | 10000 |  | 1 |  |  | 0.96 |  | Indoor | garage
NJSTRE1545426250 |  | Transition Incentive Program | Sicklerville | 8081 | 14 | 13.73 | Residential | Yes | Behind the Meter | Net-metered residential rooftop and canopy |  | None | Seabright Solar | AC Electric | Accepted | 2020-08-21 | 2020-08-21 | 2021-10-30 | Sunpower | SPR-E20-327 | Inverters | 0.32 |  | 42 |  |  | 0.99 |  | Outside | Roof
NJSTRE1545426304 |  | Transition Incentive Program | FLANDERS | 7836 | 3 | 17.55 | Residential | Yes | Behind the Meter | Net-metered residential rooftop and canopy |  | None | Vivint Solar Developer, LLC | JCP&L | Accepted | 2020-08-11 | 2020-08-13 | 2021-10-30 | SolarEdge | SE7600H-US | Inverters | 7600 |  | 2 |  |  | 0.992 |  | Outdoor | Near the Utility Meter
NJSTRE1545426305 |  | Transition Incentive Program | Pleasantville | 8232 | 19 | 8.84 | Residential | Yes | Behind the Meter | Net-metered residential rooftop and canopy |  | None | Castle Energy, LLC | AC Electric | Accepted | 2020-08-10 | 2020-08-13 | 2021-10-30 | Enphase Energy | IQ7-60-2-US | Inverters | 240 |  | 26 |  |  | 0.967 |  | Outdoor | on the rooftop under each solar panel
NJSTRE1545426321 |  | Transition Incentive Program | ┬áNew Brunswick | 8901 | 11 | 8.75 | Residential | No | Behind the Meter | Net-metered residential rooftop and canopy |  | None | Seabright Solar | PSE&G | Accepted | 2020-08-11 | 2020-08-13 | 2021-10-30 | Sunpower | SPR-X21-350 | Inverters | 0.32 |  | 25 |  |  | 0.99 |  | Outside | Roof
NJSTRE1545428402 |  | Transition Incentive Program | Bound Brook Boro | 8805 | 5 | 5.58 | Residential | No | Behind the Meter | Net-metered residential rooftop and canopy |  | None | 1st Light Energy Inc | PSE&G | Accepted | 2020-08-11 | 2020-08-13 | 2021-10-30 | SMA | SB 5.0-1SP-US-41 | Inverters | 5000 |  | 1 |  |  | 0.98 |  | Outside | Next to Meter
NJSTRE1545428491 |  | Transition Incentive Program | West Long Branch | 7764 | 17 | 22.27 | Residential | Yes | Behind the Meter | Net-metered residential rooftop and canopy |  | None | Sunrun Installation Services, Inc. | JCP&L | Accepted | 2020-08-11 | 2020-08-13 | 2021-10-30 | Enphase Energy | IQ7-60-x-US (240V) | Inverters | 240 |  | 73 |  |  | 0.96 |  | Outdoor | Rooftop
NJSTRE1545428788 |  | Transition Incentive Program | Montgomery TWP | 8558 | 5 | 10.17 | Residential | No | Behind the Meter | Net-metered residential rooftop and canopy |  | None | Tesla Energy Operations Inc. | PSE&G | Accepted | 2020-08-11 | 2020-08-14 | 2021-10-30 | Delta | M4-TL-US [240V] | Inverters | 3840 |  | 1 |  |  | 0.975 |  | Indoor | Indoor
NJSTRE1545428802 |  | Transition Incentive Program | Oaklyn Boro | 8107 | 14 | 8.37 | Residential | No | Behind the Meter | Net-metered residential rooftop and canopy |  | None | 1st Light Energy Inc | PSE&G | Accepted | 2020-08-11 | 2020-08-14 | 2021-10-30 | Solaredge | SE7600H-USRGM | Inverters | 7600 |  | 1 |  |  | 0.98 |  | Outside | Next to Meter
NJSTRE1545428805 |  | Transition Incentive Program | PENNSAUKEN | 8110 | 14 | 3.9 | Residential | Yes | Behind the Meter | Net-metered residential rooftop and canopy |  | None | Vivint Solar Developer, LLC | PSE&G | Accepted | 2020-08-14 | 2020-08-14 | 2021-10-30 | Solar Edge | SE3800H-US | Inverters | 3800 |  | 1 |  |  | 0.992 |  | Outdoor | Near the Utility Meter
NJSTRE1545428919 |  | Transition Incentive Program | WILLINGBORO | 8046 | 13 | 5.53 | Residential | Yes | Behind the Meter | Net-metered residential rooftop and canopy |  | None | Vivint Solar Developer, LLC | PSE&G | Accepted | 2020-08-14 | 2020-08-17 | 2021-10-30 | Solar Edge | SE3800H-US | Inverters | 3800 |  | 1 |  |  | 0.992 |  | Outdoor | Near the Utility Meter
NJSTRE1545430508 |  | Transition Incentive Program | MANAHAWKIN | 8050 | 18 | 8.82 | Residential | Yes | Behind the Meter | Net-metered residential rooftop and canopy |  | None | Suntuity Solar LLC | AC Electric | Accepted | 2020-08-13 | 2020-08-14 | 2021-10-30 | Enphase Energy | IQ7-60-2-US | Inverters | 240 |  | 28 |  |  | 0.97 |  | Outdoor | Behind the PV Modules
NJSTRE1545430580 |  | Transition Incentive Program | SOUTH ORANGE | 7079 | 9 | 3.02 | Residential | Yes | Behind the Meter | Net-metered residential rooftop and canopy |  | None | Trinity Solar | PSE&G | Accepted | 2020-08-12 | 2020-08-14 | 2021-10-30 | Solar Edge | SE3000H-US000BNC4 | Inverters | 3000 |  | 1 |  |  | 0.97 |  | Outdoor | side of home
NJSTRE1545430602 |  | Transition Incentive Program | Millville | 8332 | 20 | 9.92 | Residential | Yes | Behind the Meter | Net-metered residential rooftop and canopy |  | None | Trinity Solar | AC Electric | Final As-Built Received | 2020-08-12 | 2020-08-14 | 2021-10-30 | SOLAR EDGE | SE7600H-US | Inverters | 7600 |  | 1 |  |  | 0.97 |  | Outdoor | SIDE OF HOME
NJSTRE1545382369 | NJSRRE1541820865 | Transition Incentive Program | Stafford Township | 8050 | 18 | 18.97 | Residential | Yes | Behind the Meter | Behind the Meter |  | None | Ad Energy | AC Electric | Eligible for TI Program | 2019-08-13 | 2019-08-23 | 2021-10-30 | Sunpower | SPR-E20-327-E-AC | Solar Panels |  | 0.327 | 11 | 227 | 34 |  | Fixed | Roof
NJSTRE1545382372 | NJSRRE1541790651 | Transition Incentive Program | Englewood | 7631 | 7 | 3.84 | Residential | Yes | Behind the Meter | Behind the Meter |  | None | Trinity Solar | PSE&G | Eligible for TI Program | 2019-08-06 | 2019-08-09 | 2021-10-30 | Hanwha | Q.PEAK-BLK G4.1 295 | Solar Panels |  | 0.295 | 13 | 174 | 27 |  | Fixed | Roof
NJSTRE1545382373 | NJSRRE1541858727 | Transition Incentive Program | North Plainfield | 7060 | 10 | 5.51 | Residential | Yes | Behind the Meter | Behind the Meter |  | None | Sunrun Installation Services, Inc. | PSE&G | Eligible for TI Program | 2019-08-19 | 2019-08-23 | 2021-10-30 | REC Solar | REC290TP2 BLK | Solar Panels |  | 0.29 | 11 | 222 | 34 |  | Fixed | Roof
NJSTRE1545382378 | NJSRRE1541793592 | Transition Incentive Program | Hopewell Twp Mer | 8540 | 12 | 25.52 | Residential | No | Behind the Meter | Behind the Meter |  | None | Sunrun Installation Services, Inc. | PSE&G | Eligible for TI Program | 2019-08-06 | 2019-08-09 | 2021-10-30 | REC Solar | REC290TP2 BLK | Solar Panels |  | 0.29 | 88 | 180 | 30 |  | Fixed | Roof
NJSTRE1545382381 | NJSRRE1541790417 | Transition Incentive Program | TRENTON | 8690 | 12 | 11.03 | Residential | Yes | Behind the Meter | Behind the Meter |  | None | Pro Custom Solar dba Momentum Solar | PSE&G | Eligible for TI Program | 2019-08-06 | 2019-08-08 | 2021-10-30 | HANWHA | Q.PEAK DUO BLK-G5 315 | Solar Panels |  | 0.315 | 6 | 6 | 114 |  | Fixed | Roof
NJSTRE1545382387 | NJSRRE1541817850 | Transition Incentive Program | Wayne | 7470 | 6 | 8.41 | Residential | Yes | Behind the Meter | Behind the Meter |  | None | Sunrun Installation Services, Inc. | PSE&G | Eligible for TI Program | 2019-08-12 | 2019-08-23 | 2021-10-30 | REC Solar | REC290TP2 BLK | Solar Panels |  | 0.29 | 13 | 260 | 23 |  | Fixed | Roof
NJSTRE1545382391 | NJSRRE1541723986 | Transition Incentive Program | Cranbury | 8512 | 11 | 7.83 | Residential | No | Behind the Meter | Behind the Meter |  | None | Sunrun Installation Services, Inc. | PSE&G | Eligible for TI Program | 2019-07-31 | 2019-08-05 | 2021-10-30 | REC Solar | REC290TP2 BLK | Solar Panels |  | 0.29 | 27 | 91 | 18 |  | Fixed | Roof
NJSTRE1545382402 | NJSRRE1541820475 | Transition Incentive Program | Blackwood | 8012 | 14 | 12.92 | Residential | No | Behind the Meter | Behind the Meter |  | None | Pro Custom Solar dba Momentum Solar | PSE&G | Eligible for TI Program | 2019-08-13 | 2019-08-23 | 2021-10-30 | HANWHA | Q.PEAK DUO BLK-G5 315 | Solar Panels |  | 0.315 | 8 | 238 | 30 |  | Fixed | Roof
NJSTRE1545419918 |  | Transition Incentive Program | Jersey City | 7307 | 8 | 11.59 | Residential | Yes | Behind the Meter | Net-metered residential rooftop and canopy |  | None | Bright Planet Solar | PSE&G | Accepted | 2020-08-07 | 2020-08-12 | 2021-10-30 | SOLAR EDGE | SE10000H-USRGM | Inverters | 10000 |  | 1 |  |  | 0.98 |  | Outdoor | 0.8
NJSTRE1545420167 |  | Transition Incentive Program | East Brunswick | 8816 | 11 | 12.4 | Residential | No | Behind the Meter | Net-metered residential rooftop and canopy |  | None | Sun 101 LLC | PSE&G | Final As-Built Received | 2020-08-07 | 2020-08-13 | 2021-10-30 | Solaredge | SE10000HUS | Inverters | 10000 |  | 1 |  |  | 0.99 |  | Outside | left of meter
NJSTRE1545420227 |  | Transition Incentive Program | BURLINGTON | 8016 | 13 | 9.1 | Residential | Yes | Behind the Meter | Net-metered residential rooftop and canopy |  | None | Vivint Solar Developer, LLC | PSE&G | Accepted | 2020-08-12 | 2020-08-14 | 2021-10-30 | SOLAREDGE | SE7600H-US | Inverters | 7600 |  | 1 |  |  | 0.992 |  | Outdoor | Near the Utility Meter
NJSTRE1545421762 |  | Transition Incentive Program | Egg Harbor Twp. | 8234 | 19 | 8.51 | Residential | No | Behind the Meter | Net-metered residential rooftop and canopy |  | None | Advanced Renewable Solutions | AC Electric | Accepted | 2020-08-07 | 2020-08-12 | 2021-10-30 | ENPHASE | IQ7-602-US | Inverters | 6480 |  | 27 |  |  | 0.976 |  | Outdoor | Micro-inverters are mounted to underside of each Solar
NJSTRE1545424896 |  | Transition Incentive Program | Hillsborough | 8844 | 5 | 10.88 | Residential | No | Behind the Meter | Net-metered residential rooftop and canopy |  | None | Greentech Solar USA LLC | PSE&G | Accepted | 2020-08-09 | 2020-08-12 | 2021-10-30 | Growatt | 10000MTLPUS | Inverters | 10000 |  | 1 |  |  | 0.97 |  | Indoor | Basement Wall
NJSTRE1545425263 |  | Transition Incentive Program | Hillsborough | 8844 | 5 | 12.8 | Residential | No | Behind the Meter | Net-metered residential rooftop and canopy |  | None | Greentech Solar USA LLC | PSE&G | Accepted | 2020-08-10 | 2020-08-12 | 2021-10-30 | Growatt | 10000MTLPUS | Inverters | 10000 |  | 1 |  |  | 0.97 |  | Indoor | Basement Wall
NJSTRE1545425331 |  | Transition Incentive Program | Ridgefield | 7657 | 7 | 7.52 | Residential | Yes | Behind the Meter | Net-metered residential rooftop and canopy |  | None | SunPower Corporation, Systems | PSE&G | Accepted | 2020-08-10 | 2020-08-12 | 2021-10-30 | SunPower | SPR-E20-327-E-AC | Inverters | 320 |  | 23 |  |  | 0.96 |  | Other | under each panel
NJSTRE1545425715 |  | Transition Incentive Program | Deptford Township | 8096 | 15 | 7.88 | Residential | No | Behind the Meter | Net-metered residential rooftop and canopy |  | None | Suntuity Solar LLC | PSE&G | Accepted | 2020-08-10 | 2020-08-12 | 2021-10-30 | Enphase Energy | IQ7-60-2-US | Inverters | 240 |  | 25 |  |  | 0.97 |  | Outdoor | Behind the PV Modules
NJSTRE1545425722 |  | Transition Incentive Program | West Tuckerton | 8087 | 18 | 6.62 | Residential | Yes | Behind the Meter | Net-metered residential rooftop and canopy |  | None | Suntuity Solar LLC | AC Electric | Accepted | 2020-08-11 | 2020-08-12 | 2021-10-30 | Enphase Energy | IQ7-60-2-US | Inverters | 240 |  | 21 |  |  | 0.97 |  | Outdoor | Behind the PV Modules
NJSTRE1545425821 |  | Transition Incentive Program | Stanhope | 7874 | 1 | 14.28 | Residential | No | Behind the Meter | Net-metered residential rooftop and canopy |  | None | Maier Solar Engineering dba Solar Me | JCP&L | Accepted | 2020-08-10 | 2020-08-12 | 2021-10-30 | Enphase | IQ7- | Inverters | 290 |  | 42 |  |  | 0.96 |  | Outdoor | Next to meter
NJSTRE1545425830 |  | Transition Incentive Program | Mount Laurel Township | 8054 | 13 | 9.72 | Residential | No | Behind the Meter | Net-metered residential rooftop and canopy |  | None | Green Power Energy | PSE&G | Accepted | 2020-08-10 | 2020-08-12 | 2021-10-30 | Enphase Energy | IQ7PLUS-72-2-US | Inverters | 290 |  | 29 |  |  | 0.975 |  | Outside | next to meter
NJSTRE1545425851 |  | Transition Incentive Program | BELFORD | 7718 | 17 | 5.85 | Residential | Yes | Behind the Meter | Net-metered residential rooftop and canopy |  | None | Vivint Solar Developer, LLC | JCP&L | Accepted | 2020-08-11 | 2020-08-13 | 2021-10-30 | SOLAREDGE | SE7600H-US | Inverters | 7600 |  | 1 |  |  | 0.992 |  | Outdoor | Near the Utility Meter
NJSTRE1545430506 |  | Transition Incentive Program | FRANKLINVILLE | 8322 | 15 | 11.03 | Residential | No | Behind the Meter | Net-metered residential rooftop and canopy |  | None | Suntuity Solar LLC | AC Electric | Accepted | 2020-08-12 | 2020-08-14 | 2021-10-30 | Enphase Energy | IQ7-60-2-US | Inverters | 240 |  | 35 |  |  | 0.97 |  | Outdoor | Behind the PV Modules
NJSTRE1545430564 |  | Transition Incentive Program | Franklin Twp Som | 8873 | 5 | 8.68 | Residential | Yes | Behind the Meter | Net-metered residential rooftop and canopy |  | None | Bright Planet Solar | PSE&G | Accepted | 2020-08-12 | 2020-08-14 | 2021-10-30 | SOLAR EDGE | SE7600H-USRGM | Inverters | 7600 |  | 1 |  |  | 0.98 |  | Outdoor | OUTSIDE
NJSTRE1545430787 |  | Transition Incentive Program | Atlantic City | 8401 | 19 | 8.5 | Residential | No | Behind the Meter | Net-metered residential rooftop and canopy |  | None | Impact Solar LLC | AC Electric | Accepted | 2020-08-12 | 2020-08-14 | 2021-10-30 | solaredge | SE7600H-US | Inverters | 7600 |  | 1 |  |  | 0.96 |  | Outdoor | east side
NJSTRE1545430956 |  | Transition Incentive Program | Cresskill | 7626 | 7 | 15.12 | Residential | No | Behind the Meter | Net-metered residential rooftop and canopy |  | None | Tesla Energy Operations Inc. | Orange Rockland Electric | Accepted | 2020-08-12 | 2020-08-14 | 2021-10-30 | SolarEdge Technologies | SE11400H-US [240V] | Inverters | 11400 |  | 1 |  |  | 0.99 |  | Outside | Outside
NJSTRE1545430987 |  | Transition Incentive Program | WASHINGTON | 7882 | 2 | 4.88 | Residential | Yes | Behind the Meter | Net-metered residential rooftop and canopy |  | None | Sunrun Installation Services, Inc. | JCP&L | Accepted | 2020-08-12 | 2020-08-14 | 2021-10-30 | Enphase Energy | IQ7-60-x-US (240V) | Inverters | 240 |  | 16 |  |  | 0.96 |  | Outdoor | Rooftop
NJSTRE1545431021 |  | Transition Incentive Program | Metuchen | 8840 | 11 | 6.7 | Residential | No | Behind the Meter | Net-metered residential rooftop and canopy |  | None | Pro Custom Solar dba Momentum Solar | PSE&G | Accepted | 2020-08-12 | 2020-08-17 | 2021-10-30 | Enphase | IQ7-60-2-US | Inverters | 240 |  | 20 |  |  | 0.97 |  | Outdoor | Roof
NJSTRE1545431766 |  | Transition Incentive Program | Willingboro | 8046 | 13 | 9.86 | Residential | Yes | Behind the Meter | Net-metered residential rooftop and canopy |  | None | Vision Solar LLC | PSE&G | Accepted | 2020-08-12 | 2020-08-17 | 2021-10-30 | ENPHASE | IQ7-60-2-US | Inverters | 0.24 |  | 29 |  |  | 0.96 |  | Other | behind each panel
NJSTRE1545431837 |  | Transition Incentive Program | Piscataway | 8854 | 11 | 7.35 | Residential | Yes | Behind the Meter | Net-metered residential rooftop and canopy |  | None | Pro Custom Solar dba Momentum Solar | PSE&G | Accepted | 2020-08-12 | 2020-08-17 | 2021-10-30 | Enphase | IQ7Plus-72-2-US | Inverters | 290 |  | 21 |  |  | 0.97 |  | Outdoor | Roof
NJSTRE1545431857 |  | Transition Incentive Program | GLASSBORO | 8028 | 15 | 4.88 | Residential | Yes | Behind the Meter | Net-metered residential rooftop and canopy |  | None | Vivint Solar Developer, LLC | AC Electric | Accepted | 2020-08-12 | 2020-08-17 | 2021-10-30 | SolarEdge | SE3800H | Inverters | 3800 |  | 1 |  |  | 0.992 |  | Outdoor | Near the Utility Meter
NJSTRE1545431863 |  | Transition Incentive Program | Basking Ridge | 7920 | 5 | 3.5 | Residential | Yes | Behind the Meter | Net-metered residential rooftop and canopy |  | None | Pro Custom Solar dba Momentum Solar | JCP&L | Accepted | 2020-08-12 | 2020-08-17 | 2021-10-30 | Enphase | IQ7Plus-72-2-US | Inverters | 290 |  | 10 |  |  | 0.97 |  | Outdoor | Roof
NJSTRE1545382394 | NJSRRE1541820871 | Transition Incentive Program | Farmingdale | 7727 | 17 | 13.92 | Residential | Yes | Behind the Meter | Behind the Meter |  | None | Sunrun Installation Services, Inc. | JCP&L | Eligible for TI Program | 2019-08-13 | 2019-08-23 | 2021-10-30 | REC Solar | REC290TP2 BLK | Solar Panels |  | 0.29 | 10 | 204 | 45 |  | Fixed | Roof
NJSTRE1545382394 | NJSRRE1541820871 | Transition Incentive Program | Farmingdale | 7727 | 17 | 13.92 | Residential | Yes | Behind the Meter | Behind the Meter |  | None | Sunrun Installation Services, Inc. | JCP&L | Eligible for TI Program | 2019-08-13 | 2019-08-23 | 2021-10-30 | REC Solar | REC290TP2 BLK | Solar Panels |  | 0.29 | 13 | 294 | 30 |  | Fixed | Roof
NJSTRE1545382401 | NJSRRE1541851707 | Transition Incentive Program | Franklin Township | 8873 | 5 | 8.41 | Residential | No | Behind the Meter | Behind the Meter |  | None | Sunrun Installation Services, Inc. | PSE&G | Eligible for TI Program | 2019-08-16 | 2019-08-23 | 2021-10-30 | REC Solar | REC290TP2 BLK | Solar Panels |  | 0.29 | 29 | 171 | 9 |  | Fixed | Roof
NJSTRE1545382407 | NJSRRE1541820738 | Transition Incentive Program | Magnolia | 8049 | 14 | 11.77 | Residential | Yes | Behind the Meter | Net-metered residential rooftop and canopy |  | None | Vision Solar LLC | PSE&G | As-Built Incomplete | 2019-09-11 | 2019-09-11 | 2021-10-30 | sunpower | e20-327-e-ac | Solar Panels |  | 0.327 | 5 | 251 | 7 |  | Fixed | Roof
NJSTRE1545382411 | NJSRRE1541790383 | Transition Incentive Program | Franklinville | 8322 | 15 | 11.9 | Residential | Yes | Behind the Meter | Net-metered residential rooftop and canopy |  | None | Bright Planet Solar | AC Electric | Accepted |  | 2019-08-08 | 2021-10-30 | LONGI | LR6-60PB-305M | Solar Panels |  | 0.305 | 12 | 127 | 40 |  | Fixed | Roof
NJSTRE1545382412 | NJSRRE1541802535 | Transition Incentive Program | Hackensack | 7601 | 7 | 61.42 | Commercial | No | Behind the Meter | Behind the Meter |  | None | Ampericon | PSE&G | Eligible for TI Program | 2019-08-07 | 2019-08-27 | 2021-10-30 | Silfab | sla-M-370 | Solar Panels |  | 0.37 | 83 | 195 | 10 |  | Fixed | Roof
NJSTRE1545382416 | NJSRRE1541810072 | Transition Incentive Program | Irvington Town | 7111 | 9 | 6.38 | Residential | Yes | Behind the Meter | Behind the Meter |  | None | Sunrun Installation Services, Inc. | PSE&G | Eligible for TI Program | 2019-08-09 | 2019-08-23 | 2021-10-30 | REC Solar | REC290TP2 BLK | Solar Panels |  | 0.29 | 12 | 86 | 30 |  | Fixed | Roof
NJSTRE1545382416 | NJSRRE1541810072 | Transition Incentive Program | Irvington Town | 7111 | 9 | 6.38 | Residential | Yes | Behind the Meter | Behind the Meter |  | None | Sunrun Installation Services, Inc. | PSE&G | Eligible for TI Program | 2019-08-09 | 2019-08-23 | 2021-10-30 | REC Solar | REC290TP2 BLK | Solar Panels |  | 0.29 | 5 | 266 | 18 |  | Fixed | Roof
NJSTRE1545382421 | NJSRRE1541835531 | Transition Incentive Program | Penns Grove | 8069 | 16 | 11.77 | Residential | Yes | Behind the Meter | Behind the Meter |  | None | Seabright Solar | AC Electric | Eligible for TI Program | 2019-08-29 | 2019-08-29 | 2021-10-30 | Sunpower | SPR-E20-327 | Solar Panels |  | 0.327 | 12 | 140 | 40 |  | Fixed | Roof
NJSTRE1545382421 | NJSRRE1541835531 | Transition Incentive Program | Penns Grove | 8069 | 16 | 11.77 | Residential | Yes | Behind the Meter | Behind the Meter |  | None | Seabright Solar | AC Electric | Eligible for TI Program | 2019-08-29 | 2019-08-29 | 2021-10-30 | Sunpower | SPR-E20-327 | Solar Panels |  | 0.327 | 13 | 140 | 9 |  | Fixed | Roof
NJSTRE1545382425 | NJSRRE1541835287 | Transition Incentive Program | paterson | 7522 | 6 | 12.43 | Residential | Yes | Behind the Meter | Net-metered residential rooftop and canopy |  | None | Vision Solar LLC | PSE&G | Accepted | 2019-08-14 | 2019-08-23 | 2021-10-30 | SUNPOWER | E20-327-E-AC | Solar Panels |  | 0.327 | 4 | 48 | 23 |  | Fixed | Roof
NJSTRE1545382431 | NJSRRE1541731951 | Transition Incentive Program | Union | 7083 | 10 | 7.25 | Residential | Yes | Behind the Meter | Behind the Meter |  | None | Pro Custom Solar dba Momentum Solar | PSE&G | Eligible for TI Program | 2019-08-02 | 2019-08-07 | 2021-10-30 | HANWHA | Q. PEAK DUO BLK-G5 315 | Solar Panels |  | 0.315 | 15 | 256 | 37 |  | Fixed | Roof
NJSTRE1545382440 | NJSRRE1541804228 | Transition Incentive Program | millville | 8332 | 20 | 9.48 | Residential | No | Behind the Meter | Net-metered residential ground mount |  | None | SunPower Capital LLC | AC Electric | Accepted | 2019-08-08 | 2019-08-23 | 2021-10-30 | sunpower | e20-327-e-ac | Solar Panels |  | 0.327 | 29 | 180 | 30 |  | Fixed | Ground
NJSTRE1545382447 | NJSRRE1541859665 | Transition Incentive Program | Bayonne | 7002 | 8 | 9.77 | Residential | Yes | Behind the Meter | Behind the Meter |  | None | Pro Custom Solar dba Momentum Solar | PSE&G | Eligible for TI Program | 2019-08-19 | 2019-08-23 | 2021-10-30 | HANWHA | Q.PEAK DUO BLK-G5 315 | Solar Panels |  | 0.315 | 15 | 213 | 20 |  | Fixed | Roof
NJSTRE1545382454 | NJSRRE1541851682 | Transition Incentive Program | Princeton Junction | 8550 | 12 | 7.54 | Residential | Yes | Behind the Meter | Behind the Meter |  | None | Sunrun Installation Services, Inc. | JCP&L | Eligible for TI Program | 2019-08-16 | 2019-08-23 | 2021-10-30 | REC Solar | REC290TP2 BLK | Solar Panels |  | 0.29 | 26 | 148 | 40 |  | Fixed | Roof
NJSTRE1545382458 | NJSRRE1541804825 | Transition Incentive Program | Hamilton Twp Mer | 8629 | 12 | 6.38 | Residential | Yes | Behind the Meter | Behind the Meter |  | None | Sunrun Installation Services, Inc. | PSE&G | Eligible for TI Program | 2019-08-08 | 2019-08-23 | 2021-10-30 | REC Solar | REC290TP2 BLK | Solar Panels |  | 0.29 | 14 | 139 | 30 |  | Fixed | Roof
NJSTRE1545417239 |  | Transition Incentive Program | Pittsgrove | 8318 | 16 | 13.44 | Residential | Yes | Behind the Meter | Net-metered residential rooftop and canopy |  | None | RCL Enterprises Inc. | AC Electric | Accepted | 2020-08-07 | 2020-08-12 | 2021-10-30 | Enphase | IQ7 | Inverters | 240 |  | 32 |  |  | 0.96 |  | Outdoor | under panels
NJSTRE1545419902 |  | Transition Incentive Program | Clifton | 7013 | 6 | 20.88 | Residential | No | Behind the Meter | Net-metered residential rooftop and canopy |  | None | Greeb Power Energy | PSE&G | Accepted | 2020-08-07 | 2020-08-12 | 2021-10-30 | Solar Edge | SE10000H-US | Inverters | 10000 |  | 2 |  |  | 0.97 |  | Outside | next to meter
NJSTRE1545420097 |  | Transition Incentive Program | Swedesboro | 8085 | 15 | 11.84 | Residential | Yes | Behind the Meter | Net-metered residential rooftop and canopy |  | None | All Season Solar | AC Electric | Accepted | 2020-08-07 | 2020-08-12 | 2021-10-30 | Enphase | IQ7 | Inverters | 240 |  | 37 |  |  | 0.97 |  | Outdoor | under module
NJSTRE1545420127 |  | Transition Incentive Program | GLOUCESTER TWP | 8012 | 14 | 7.02 | Residential | No | Behind the Meter | Net-metered residential rooftop and canopy |  | None | Sunrun Installation Services, Inc. | PSE&G | Accepted | 2020-08-07 | 2020-08-12 | 2021-10-30 | Enphase Energy | IQ7-60-x-US (240V) | Inverters | 240 |  | 23 |  |  | 0.96 |  | Outdoor | Rooftop
NJSTRE1545420155 |  | Transition Incentive Program | Cresskill | 7626 | 7 | 8.16 | Residential | No | Behind the Meter | Net-metered residential rooftop and canopy |  | None | Tesla Energy Operations Inc | Orange Rockland Electric | Accepted | 2020-08-07 | 2020-08-12 | 2021-10-30 | SolarEdge Technologies Ltd. | SE7600H-US [240V] | Inverters | 7600 |  | 1 |  |  | 0.99 |  | Outdoor | Outdoor
NJSTRE1545420214 |  | Transition Incentive Program | Gloucester Twp | 8083 | 14 | 11.29 | Residential | Yes | Behind the Meter | Net-metered residential rooftop and canopy |  | None | Sunrun Installation Services, Inc. | PSE&G | Accepted | 2020-08-07 | 2020-08-12 | 2021-10-30 | Enphase Energy | IQ7-60-x-US (240V) | Inverters | 240 |  | 37 |  |  | 0.96 |  | Outdoor | Rooftop
NJSTRE1545420229 |  | Transition Incentive Program | Edison TWP | 8817 | 11 | 13.05 | Residential | Yes | Behind the Meter | Net-metered residential rooftop and canopy |  | None | Tesla Energy Operations Inc. | PSE&G | Accepted | 2020-08-07 | 2020-08-12 | 2021-10-30 | SolarEdge Technologies | SE10000H-US [240V] | Inverters | 10000 |  | 1 |  |  | 0.99 |  | Outside | Outside
NJSTRE1545421753 |  | Transition Incentive Program | HILLSIDE | 7205 | 10 | 7.15 | Residential | Yes | Behind the Meter | Net-metered residential rooftop and canopy |  | None | Vivint Solar Developer, LLC | PSE&G | Accepted | 2020-08-12 | 2020-08-12 | 2021-10-30 | Solar Edge | SE7600H-US | Inverters | 7600 |  | 1 |  |  | 0.992 |  | Outdoor | Near the Utility Meter
NJSTRE1545425724 |  | Transition Incentive Program | WEST DEPTFORD | 8096 | 15 | 5.04 | Residential | Yes | Behind the Meter | Net-metered residential rooftop and canopy |  | None | Suntuity Solar LLC | PSE&G | Accepted | 2020-08-10 | 2020-08-12 | 2021-10-30 | Enphase Energy | IQ7-60-2-US | Inverters | 240 |  | 16 |  |  | 0.97 |  | Outdoor | Behind the PV Modules
NJSTRE1545425784 |  | Transition Incentive Program | GIBBSTOWN | 8027 | 15 | 8.45 | Residential | Yes | Behind the Meter | Net-metered residential rooftop and canopy |  | None | Vivint Solar Developer, LLC | AC Electric | Accepted | 2020-08-11 | 2020-08-12 | 2021-10-30 | SOLAREDGE | SE7600H-US | Inverters | 7600 |  | 1 |  |  | 0.992 |  | Outdoor | Near the Utility Meter
NJSTRE1545425808 |  | Transition Incentive Program | Old Bridge | 8857 | 11 | 7.15 | Residential | Yes | Behind the Meter | Net-metered residential rooftop and canopy |  | None | Vivint Solar Developer, LLC | JCP&L | Accepted | 2020-08-11 | 2020-08-13 | 2021-10-30 | SOLAREDGE | SE7600H-US | Inverters | 7600 |  | 1 |  |  | 0.992 |  | Outdoor | Near the Utility Meter
NJSTRE1545425829 |  | Transition Incentive Program | NORTH PLAINFIELD | 7063 | 10 | 11.7 | Residential | Yes | Behind the Meter | Net-metered residential rooftop and canopy |  | None | Vivint Solar Developer, LLC | PSE&G | Accepted | 2020-08-11 | 2020-08-12 | 2021-10-30 | SOLAREDGE | SE7600H-US | Inverters | 7600 |  | 1 |  |  | 0.992 |  | Outdoor | Near the Utility Meter
NJSTRE1545382406 | NJSRRE1541820541 | Transition Incentive Program | Wood-Ridge | 7075 | 7 | 10.79 | Residential | Yes | Behind the Meter | Net-metered residential rooftop and canopy |  | None | SunPower Corporation, Systems | PSE&G | Accepted |  | 2019-08-23 | 2021-10-30 | SUNPOWER | SPR-E20-327-E-AC | Solar Panels |  | 0.327 | 4 | 307 | 14 |  | Fixed | Roof
NJSTRE1545382409 | NJSRRE1541821173 | Transition Incentive Program | East Brunswick | 8816 | 11 | 8.99 | Residential | No | Behind the Meter | Behind the Meter |  | None | Sunrun Installation Services, Inc. | PSE&G | Eligible for TI Program | 2019-08-13 | 2019-08-23 | 2021-10-30 | REC Solar | REC290TP2 BLK | Solar Panels |  | 0.29 | 21 | 180 | 20 |  | Fixed | Roof
NJSTRE1545382410 | NJSRRE1541844464 | Transition Incentive Program | BAYONNE | 7002 | 8 | 3.63 | Residential | Yes | Behind the Meter | Behind the Meter |  | None | Pro Custom Solar dba Momentum Solar | PSE&G | Eligible for TI Program | 2019-08-15 | 2019-08-23 | 2021-10-30 | LG ELECTRONICS | LG 335N1C-V5 | Solar Panels |  | 0.335 | 3 | 183 | 11 |  | Fixed | Roof
NJSTRE1545382418 | NJSRRE1541804794 | Transition Incentive Program | Paterson | 7502 | 6 | 8.83 | Residential | Yes | Behind the Meter | Net-metered residential rooftop and canopy |  | None | Vision Solar LLC | PSE&G | Accepted | 2019-08-08 | 2019-08-23 | 2021-10-30 | sunpower | e20-327-e-ac | Solar Panels |  | 0.327 | 3 | 230 | 43 |  | Fixed | Roof
NJSTRE1545382419 | NJSRRE1541841229 | Transition Incentive Program | Belle Mead | 8502 | 5 | 9.75 | Residential | No | Behind the Meter | Behind the Meter |  | PSEG | Maier Solar Engineering dba Solar Me | PSE&G | Eligible for TI Program | 2019-08-15 | 2019-08-23 | 2021-10-30 | Panasonic | VBHN325KA | Solar Panels |  | 0.325 | 23 | 275 | 33 |  | Fixed | Roof
NJSTRE1545382423 | NJSRRE1541731613 | Transition Incentive Program | Millville | 8332 | 20 | 10.54 | Residential | Yes | Behind the Meter | Net-metered residential rooftop and canopy |  | None | Solar Energy World | AC Electric | Accepted | 2019-08-02 | 2019-08-06 | 2021-10-30 | LONGi Green Energy Technology | LR6-60PE-310M | Solar Panels |  | 0.31 | 34 | 221 | 29 |  | Fixed | Roof
NJSTRE1545382433 | NJSRRE1541722850 | Transition Incentive Program | Piscataway | 8854 | 11 | 13.05 | Residential | Yes | Behind the Meter | Behind the Meter |  | None | Sunrun Installation Services, Inc. | PSE&G | Eligible for TI Program | 2019-07-31 | 2019-08-05 | 2021-10-30 | REC Solar | REC290TP2 BLK | Solar Panels |  | 0.29 | 13 | 81 | 9 |  | Fixed | Roof
NJSTRE1545382437 | NJSRRE1541858094 | Transition Incentive Program | Sicklerville | 8081 | 14 | 14.21 | Residential | Yes | Behind the Meter | Behind the Meter |  | None | Sunrun Installation Services, Inc. | AC Electric | Eligible for TI Program | 2019-08-18 | 2019-08-23 | 2021-10-30 | REC290TP2 BLK | REC Solar | Solar Panels |  | 0.29 | 4 | 82 | 43 |  | Fixed | Roof
NJSTRE1545382444 | NJSRRE1541835556 | Transition Incentive Program | Paterson City | 7514 | 6 | 7.54 | Residential | Yes | Behind the Meter | Behind the Meter |  | None | Sunrun Installation Services, Inc. | PSE&G | Eligible for TI Program | 2019-08-14 | 2019-08-23 | 2021-10-30 | REC Solar | REC290TP2 BLK | Solar Panels |  | 0.29 | 9 | 193 | 18 |  | Fixed | Roof
NJSTRE1545382450 | NJSRRE1541727666 | Transition Incentive Program | Clifton | 7011 | 6 | 5.36 | Residential | Yes | Behind the Meter | Behind the Meter |  | None | Pro Custom Solar dba Momentum Solar | PSE&G | Eligible for TI Program | 2019-08-01 | 2019-08-27 | 2021-10-30 | LG ELECTRONICS | LG 335N1C-V5 | Solar Panels |  | 0.335 | 5 | 257 | 34 |  | Fixed | Roof
NJSTRE1545382451 | NJSRRE1541805447 | Transition Incentive Program | Mays Landing | 8330 | 19 | 20.77 | Residential | No | Behind the Meter | Net-metered residential rooftop and canopy |  | None | Castle Energy, LLC | AC Electric | Accepted | 2019-08-08 | 2019-08-23 | 2021-10-30 | LG Electronics | LG335N1C-V5 | Solar Panels |  | 0.335 | 22 | 221 | 15 |  | Fixed | Roof
NJSTRE1545382461 | NJSRRE1541851700 | Transition Incentive Program | Scotch Plains | 7076 | 10 | 11.6 | Residential | No | Behind the Meter | Behind the Meter |  | None | Sunrun Installation Services, Inc. | PSE&G | Eligible for TI Program | 2019-08-16 | 2019-08-23 | 2021-10-30 | REC Solar | REC290TP2 BLK | Solar Panels |  | 0.29 | 40 | 127 | 18 |  | Fixed | Roof
NJSTRE1545382407 | NJSRRE1541820738 | Transition Incentive Program | Magnolia | 8049 | 14 | 11.77 | Residential | Yes | Behind the Meter | Net-metered residential rooftop and canopy |  | None | Vision Solar LLC | PSE&G | As-Built Incomplete | 2019-09-11 | 2019-09-11 | 2021-10-30 | sunpower | e20-327-e-ac | Solar Panels |  | 0.327 | 5 | 71 | 37 |  | Fixed | Roof
NJSTRE1545382410 | NJSRRE1541844464 | Transition Incentive Program | BAYONNE | 7002 | 8 | 3.63 | Residential | Yes | Behind the Meter | Behind the Meter |  | None | Pro Custom Solar dba Momentum Solar | PSE&G | Eligible for TI Program | 2019-08-15 | 2019-08-23 | 2021-10-30 | LG ELECTRONICS | LG 335N1C-V5 | Solar Panels |  | 0.335 | 2 | 3 | 11 |  | Fixed | Roof
NJSTRE1545382413 | NJSRRE1541726031 | Transition Incentive Program | Newark City | 7108 | 9 | 2.62 | Residential | No | Behind the Meter | Net-metered residential rooftop and canopy |  | None | SunPower Capital | PSE&G | Accepted | 2019-08-01 | 2019-08-06 | 2021-10-30 | sunpower | e20-327-e-ac | Solar Panels |  | 0.327 | 3 | 107 | 37 |  | Fixed | Roof
NJSTRE1545382415 | NJSRRE1541847989 | Transition Incentive Program | Plainfield City | 7060 | 10 | 11.6 | Residential | Yes | Behind the Meter | Behind the Meter |  | None | Sunrun Installation Services, Inc. | PSE&G | Eligible for TI Program | 2019-08-15 | 2019-08-23 | 2021-10-30 | REC Solar | REC290TP2 BLK | Solar Panels |  | 0.29 | 16 | 222 | 45 |  | Fixed | Roof
NJSTRE1545382417 | NJSRRE1541835498 | Transition Incentive Program | Long Branch | 7740 | 17 | 6.41 | Residential | Yes | Behind the Meter | Net-metered residential rooftop and canopy |  | None | Solar Energy World | JCP&L | Accepted | 2019-08-14 | 2019-08-23 | 2021-10-30 | LONGi Green Energy Technology | LR6-60PB-305M | Solar Panels |  | 0.305 | 21 | 169 | 26 |  | Fixed | Roof
NJSTRE1545382422 | NJSRRE1541820504 | Transition Incentive Program | Mahwah | 7430 | 7 | 8.41 | Residential | Yes | Behind the Meter | Behind the Meter |  | None | Sunrun Installation Services, Inc. | Orange Rockland Electric | Eligible for TI Program | 2019-08-13 | 2019-08-23 | 2021-10-30 | REC Solar | REC290TP2 BLK | Solar Panels |  | 0.29 | 13 | 200 | 30 |  | Fixed | Roof
NJSTRE1545382424 | NJSRRE1541835682 | Transition Incentive Program | Hackettstown | 7840 | 2 | 6.09 | Residential | Yes | Behind the Meter | Behind the Meter |  | None | Sunrun Installation Services, Inc. | JCP&L | Eligible for TI Program | 2019-08-14 | 2019-08-23 | 2021-10-30 | REC Solar | REC290TP2 BLK | Solar Panels |  | 0.29 | 5 | 127 | 30 |  | Fixed | Roof
NJSTRE1545382434 | NJSRRE1541851314 | Transition Incentive Program | Princeton | 8540 | 12 | 6.93 | Residential | No | Behind the Meter | Net-metered residential rooftop and canopy |  | None | Exact Solar | PSE&G | Accepted | 2019-08-16 | 2019-08-23 | 2021-10-30 | Jinko | JKM315M-60HBL | Solar Panels |  | 0.315 | 5 | 113 | 22 |  | Fixed | Roof
NJSTRE1545382443 | NJSRRE1541841374 | Transition Incentive Program | Monroe Township | 8831 | 11 | 10.4 | Residential | Yes | Behind the Meter | Net-metered residential rooftop and canopy |  | None | Vivint Solar Developer, LLC | JCP&L | Accepted | 2019-08-19 | 2019-08-23 | 2021-10-30 | HANWHA SOLAR | Q.PEAK BLK-G5 315 | Solar Panels |  | 0.315 | 33 | 111 | 19 |  | Fixed | Roof
NJSTRE1545382449 | NJSRRE1541804255 | Transition Incentive Program | BELLEVILLE | 7109 | 9 | 6.37 | Residential | Yes | Behind the Meter | Behind the Meter |  | None | Pro Custom Solar dba Momentum Solar | PSE&G | Eligible for TI Program | 2019-08-08 | 2019-08-23 | 2021-10-30 | LG ELECTRONICS | LG 335N1C-V5 | Solar Panels |  | 0.335 | 19 | 103 | 33 |  | Fixed | Roof
NJSTRE1545382452 | NJSRRE1541841357 | Transition Incentive Program | Red Bank | 7701 | 17 | 5.7 | Residential | Yes | Behind the Meter | Behind the Meter |  | None | Pro Custom Solar dba Momentum Solar | JCP&L | Eligible for TI Program | 2019-08-15 | 2019-08-23 | 2021-10-30 | LG ELECTRONICS | LG 335N1C-V5 | Solar Panels |  | 0.335 | 17 | 149 | 29 |  | Fixed | Roof
NJSTRE1545430589 |  | Transition Incentive Program | Clifton | 7104 | 9 | 8 | Residential | No | Behind the Meter | Net-metered residential rooftop and canopy |  | None | Green Revoluton Solar | PSE&G | Final As-Built Received | 2020-08-12 | 2020-08-17 | 2021-10-30 | SMA | SB7.0-1SP-US-41 | Inverters | 7000 |  | 1 |  |  | 0.97 |  | Outdoor | near the utility meter
NJSTRE1545382459 | NJSRRE1541848001 | Transition Incentive Program | Westampton | 8060 | 13 | 5.8 | Residential | No | Behind the Meter | Behind the Meter |  | None | Sunrun Installation Services, Inc. | PSE&G | Eligible for TI Program | 2019-08-15 | 2019-08-23 | 2021-10-30 | REC Solar | REC290TP2 BLK | Solar Panels |  | 0.29 | 17 | 119 | 34 |  | Fixed | Roof
NJSTRE1545382464 | NJSRRE1541731571 | Transition Incentive Program | Dumont | 7628 | 7 | 14.07 | Residential | Yes | Behind the Meter | Behind the Meter |  | None | Pro Custom Solar dba Momentum Solar | PSE&G | Eligible for TI Program | 2019-08-02 | 2019-08-06 | 2021-10-30 | LG | LG 335-N1C-V5 | Solar Panels |  | 0.335 | 14 | 267 | 44 |  | Fixed | Roof
NJSTRE1545382464 | NJSRRE1541731571 | Transition Incentive Program | Dumont | 7628 | 7 | 14.07 | Residential | Yes | Behind the Meter | Behind the Meter |  | None | Pro Custom Solar dba Momentum Solar | PSE&G | Eligible for TI Program | 2019-08-02 | 2019-08-06 | 2021-10-30 | LG | LG 335-N1C-V5 | Solar Panels |  | 0.335 | 21 | 87 | 43 |  | Fixed | Roof
NJSTRE1545382467 | NJSRRE1541726291 | Transition Incentive Program | Surf City | 8008 | 18 | 5.28 | Residential | No | Behind the Meter | Behind the Meter |  | None | Sunrun Installation Services, Inc. | AC Electric | Eligible for TI Program | 2019-08-01 | 2019-08-05 | 2021-10-30 | LG Electronics | LG330N1C-A5 | Solar Panels |  | 0.33 | 6 | 212 | 34 |  | Fixed | Roof
NJSTRE1545382468 | NJSRRE1541820830 | Transition Incentive Program | Princeton | 8540 | 12 | 16.42 | Residential | Yes | Behind the Meter | Behind the Meter |  | None | Pro Custom Solar dba Momentum Solar | PSE&G | Eligible for TI Program | 2019-08-13 | 2019-08-23 | 2021-10-30 | LG ELECTRONICS | LG 335N1C-V5 | Solar Panels |  | 0.335 | 24 | 37 | 16 |  | Fixed | Roof
NJSTRE1545382477 | NJSRRE1541788601 | Transition Incentive Program | Plainfield | 7062 | 10 | 9.77 | Residential | Yes | Behind the Meter | Behind the Meter |  | None | Pro Custom Solar dba Momentum Solar | PSE&G | Eligible for TI Program | 2019-08-05 | 2019-08-08 | 2021-10-30 | HANWHA | Q.PEAK DUO BLK-G5 315 | Solar Panels |  | 0.315 | 12 | 36 | 36 |  | Fixed | Roof
NJSTRE1545382482 | NJSRRE1541805562 | Transition Incentive Program | WILLINGBORO | 8046 | 13 | 3.15 | Residential | Yes | Behind the Meter | Net-metered residential rooftop and canopy |  | None | Vivint Solar Developer, LLC | PSE&G | Accepted | 2019-08-13 | 2019-08-23 | 2021-10-30 | HANWHA SOLAR | Q.PEAK BLK-G5 315 | Solar Panels |  | 0.315 | 10 | 40 | 20 |  | Fixed | Roof
NJSTRE1545382483 | NJSRRE1541804131 | Transition Incentive Program | Vineland | 8360 | 20 | 11.16 | Residential | Yes | Behind the Meter | Net-metered residential rooftop and canopy |  | None | Suntuity Solar LLC | Vineland Muni Electric | Accepted | 2019-08-08 | 2019-08-23 | 2021-10-30 | Yingli Solar | YL310D-30b | Solar Panels |  | 0.31 | 11 | 183 | 15 |  | Fixed | Roof
NJSTRE1545382492 | NJSRRE1542394993 | Transition Incentive Program | Deptford | 8096 | 15 | 14.18 | Residential | Yes | Behind the Meter | Behind the Meter |  | None | Trinity Solar | PSE&G | Eligible for TI Program | 2019-09-13 | 2019-09-17 | 2021-10-30 | Hanwha 315 | Q.PEAK DUO BLK-G5 315 | Solar Panels |  | 0.315 | 8 | 152 | 14 |  | Fixed | Roof
NJSTRE1545382493 | NJSRRE1541880953 | Transition Incentive Program | PLEASANTVILLE | 8232 | 19 | 15.75 | Residential | Yes | Behind the Meter | Behind the Meter |  | None | Pro Custom Solar dba Momentum Solar | AC Electric | Eligible for TI Program | 2019-08-23 | 2019-08-28 | 2021-10-30 | HANWHA | Q.PEAK DUO BLK-G5 315 | Solar Panels |  | 0.315 | 36 | 208 | 29 |  | Fixed | Roof
NJSTRE1545428692 |  | Transition Incentive Program | TOTOWA | 7512 | 6 | 11.7 | Residential | Yes | Behind the Meter | Net-metered residential rooftop and canopy |  | None | Vivint Solar Developer, LLC | PSE&G | Accepted | 2020-08-12 | 2020-08-14 | 2021-10-30 | SOLAREDGE | SE7600H-US | Inverters | 7600 |  | 1 |  |  | 0.992 |  | Outdoor | Near the Utility Meter
NJSTRE1545430572 |  | Transition Incentive Program | Woodstown | 8098 | 16 | 16.66 | Residential | Yes | Behind the Meter | Net-metered residential rooftop and canopy |  | None | Vision Solar LLC | AC Electric | Accepted | 2020-08-12 | 2020-08-14 | 2021-10-30 | ENPHASE | IQ7-60-2-US | Inverters | 0.24 |  | 49 |  |  | 0.96 |  | Other | behind each panel
NJSTRE1545413220 |  | Transition Incentive Program | Totowa | 7512 | 6 | 20.3 | Residential | Yes | Behind the Meter | Net-metered residential rooftop and canopy |  | None | SunPower Capital, LLC | PSE&G | Accepted | 2020-08-06 | 2020-08-11 | 2021-10-30 | SunPower | SPR-X21-350-BLK-D-AC | Inverters | 320 |  | 58 |  |  | 0.96 |  | Other | under each panel
NJSTRE1545416697 |  | Transition Incentive Program | Evesham | 8053 | 13 | 5.04 | Residential | Yes | Behind the Meter | Net-metered residential rooftop and canopy |  | None | Suntuity Solar LLC | PSE&G | Accepted | 2020-08-07 | 2020-08-11 | 2021-10-30 | Enphase Energy | IQ7-60-2-US | Inverters | 240 |  | 16 |  |  | 0.97 |  | Outdoor | Behind the PV Modules
NJSTRE1545416699 |  | Transition Incentive Program | PENNSAUKEN | 8110 | 14 | 7.88 | Residential | Yes | Behind the Meter | Net-metered residential rooftop and canopy |  | None | Suntuity Solar LLC | PSE&G | Accepted | 2020-08-07 | 2020-08-13 | 2021-10-30 | Enphase Energy | IQ7-60-2-US | Inverters | 240 |  | 25 |  |  | 0.97 |  | Outdoor | Behind the PV Modules
NJSTRE1545416701 |  | Transition Incentive Program | Woodbridge | 7067 | 10 | 4.55 | Residential | No | Behind the Meter | Net-metered residential rooftop and canopy |  | PSEG | Maier Solar Engineering dba Solar Me | PSE&G | Accepted | 2020-08-07 | 2020-08-11 | 2021-10-30 | Enphase | IQ7X | Inverters | 0.315 |  | 14 |  |  | 0.96 |  | Outdoor | Next to meter
NJSTRE1545416858 |  | Transition Incentive Program | Salem | 8079 | 16 | 17.6 | Residential | Yes | Behind the Meter | Net-metered residential rooftop and canopy |  | ACE2 | RCL Enterprises Inc. | AC Electric | Accepted | 2020-08-07 | 2020-08-11 | 2021-10-30 | Enphase | IQ7 | Inverters | 240 |  | 55 |  |  | 0.96 |  | Outdoor | under panels
NJSTRE1545421751 |  | Transition Incentive Program | CRANFORD TWP | 7016 | 10 | 5.61 | Residential | Yes | Behind the Meter | Net-metered residential rooftop and canopy |  | None | Sunrun Installation Services, Inc. | PSE&G | Accepted | 2020-08-07 | 2020-08-12 | 2021-10-30 | Enphase Energy | IQ7-60-x-US (240V) | Inverters | 240 |  | 17 |  |  | 0.96 |  | Outdoor | Rooftop
NJSTRE1545425772 |  | Transition Incentive Program | East Brunswick | 8816 | 11 | 5.76 | Residential | Yes | Behind the Meter | Net-metered residential rooftop and canopy |  | None | Sunbound Solar | PSE&G | Accepted | 2020-08-10 | 2020-08-12 | 2021-10-30 | Solaredge | SE5000H-USxxxBNC4 | Inverters | 0.21 |  | 1 |  |  | 0.986 |  | Outdoor | Next to meter
NJSTRE1545425865 |  | Transition Incentive Program | Pennsauken | 8109 | 14 | 8.05 | Residential | Yes | Behind the Meter | Net-metered residential rooftop and canopy |  | None | Pro Custom Solar dba Momentum Solar | PSE&G | Accepted | 2020-08-10 | 2020-08-12 | 2021-10-30 | Enphase | IQ7PLUS-72-2-US | Inverters | 290 |  | 23 |  |  | 0.97 |  | Outdoor | Roof
NJSTRE1545425879 |  | Transition Incentive Program | Flanders | 7836 | 3 | 18.85 | Residential | Yes | Behind the Meter | Net-metered residential rooftop and canopy |  | None | Vivint Solar Developer, LLC | JCP&L | Accepted | 2020-08-11 | 2020-08-12 | 2021-10-30 | SOLAREDGE | SE7600H-US | Inverters | 7600 |  | 2 |  |  | 0.992 |  | Outdoor | Near the Utility Meter
NJSTRE1545425920 |  | Transition Incentive Program | WILLIAMSTOWN | 8094 | 15 | 6.83 | Residential | Yes | Behind the Meter | Net-metered residential rooftop and canopy |  | None | Vivint Solar Developer, LLC | AC Electric | Accepted | 2020-08-11 | 2020-08-12 | 2021-10-30 | SOLAREDGE | SE7600H-US | Inverters | 7600 |  | 1 |  |  | 0.992 |  | Outdoor | Near the Utility Meter
NJSTRE1545425966 |  | Transition Incentive Program | Mount Laurel | 8054 | 13 | 7.56 | Residential | Yes | Behind the Meter | Net-metered residential rooftop and canopy |  | None | Tesla Energy Operations Inc. | PSE&G | Accepted | 2020-08-10 | 2020-08-12 | 2021-10-30 | Delta Electronics | M8-TL-US [240V] | Inverters | 8000 |  | 1 |  |  | 0.975 |  | Outside | Outside
NJSTRE1545426001 |  | Transition Incentive Program | Ocean Grove | 7756 | 17 | 6 | Residential | No | Behind the Meter | Net-metered residential rooftop and canopy |  | None | UnitedSolar LLC | JCP&L | Accepted | 2020-08-11 | 2020-08-13 | 2021-10-30 | enphase | iq6 | Inverters | 240 |  | 19 |  |  | 0.965 |  | Outdoor | roof
NJSTRE1545426110 |  | Transition Incentive Program | Colonia | 7067 | 10 | 9.6 | Residential | No | Behind the Meter | Net-metered residential rooftop and canopy |  | None | Vivint Solar Developer, LLC | PSE&G | Accepted | 2020-08-11 | 2020-08-13 | 2021-10-30 | SolarEdge | SE7600H-US | Inverters | 7600 |  | 1 |  |  | 0.992 |  | Outdoor | Near the Utility Meter
NJSTRE1545425944 |  | Transition Incentive Program | Mount Holly | 8060 | 13 | 4.65 | Residential | Yes | Behind the Meter | Net-metered residential rooftop and canopy |  | None | Complete Solar | PSE&G | Accepted | 2020-08-21 | 2020-09-02 | 2021-10-30 | SolarEdge | SE3800H- US RGM | Inverters | 3800 |  | 1 |  |  | 0.97 |  | Other | by MSP
NJSTRE1545425976 |  | Transition Incentive Program | LAWRENCE TOWNSHIP | 8648 | 12 | 7.04 | Residential | No | Behind the Meter | Net-metered residential rooftop and canopy |  | None | Vivint Solar Developer, LLC | PSE&G | Accepted | 2020-08-24 | 2020-08-24 | 2021-10-30 | SolarEdge | SE7600H-US | Inverters | 7600 |  | 1 |  |  | 0.992 |  | Outdoor | Near the Utility Meter
NJSTRE1545426030 |  | Transition Incentive Program | Evesham Township | 8053 | 13 | 848 | Commercial | No | Behind the Meter | Net-metered non-residential rooftop and canopy |  | None | Brightcore Energy, LLC | PSE&G | Accepted | 2020-08-10 | 2020-08-13 | 2021-10-30 | SolarEdge | SE100KUS | Inverters | 100000 |  | 8 |  |  | 0.985 |  | Outdoor | Mounted on Carport Columns
NJSTRE1545426041 |  | Transition Incentive Program | PENNSAUKEN | 8110 | 14 | 4.88 | Residential | Yes | Behind the Meter | Net-metered residential rooftop and canopy |  | None | Vivint Solar Developer, LLC | PSE&G | Accepted | 2020-08-11 | 2020-08-13 | 2021-10-30 | SOLAREDGE | SE3800H-US | Inverters | 380 |  | 1 |  |  | 0.992 |  | Outdoor | Near the Utility Meter
NJSTRE1545426120 |  | Transition Incentive Program | Newark | 7015 | 6 | 3340.26 | Commercial | Yes | Behind the Meter | Net-metered non-residential rooftop and canopy |  | None | EnterSolar, LLC | PSE&G | Accepted | 2020-08-10 | 2020-08-13 | 2021-10-30 | SMA | Tripower Core1 50-US | Inverters | 50000 |  | 38 |  |  | 0.975 |  | Outdoor | Roof
NJSTRE1545426209 |  | Transition Incentive Program | Englishtown | 7726 | 17 | 11.52 | Residential | No | Behind the Meter | Net-metered residential rooftop and canopy |  | None | Tesla Energy Operations Inc. | JCP&L | Accepted | 2020-08-10 | 2020-08-13 | 2021-10-30 | Delta | M8-TL-US [240V] | Inverters | 7680 |  | 1 |  |  | 0.975 |  | Indoor | Indoor
NJSTRE1545426317 |  | Transition Incentive Program | BLACKWOOD | 8012 | 14 | 7.8 | Residential | Yes | Behind the Meter | Net-metered residential rooftop and canopy |  | None | Vivint Solar Developer, LLC | PSE&G | Accepted | 2020-08-14 | 2020-08-14 | 2021-10-30 | SOLAREDGE | SE7600H-US | Inverters | 7600 |  | 1 |  |  | 0.992 |  | Outdoor | Near the Utility Meter
NJSTRE1545426389 |  | Transition Incentive Program | North Arlington | 7031 | 7 | 12.75 | Residential | No | Behind the Meter | Net-metered residential rooftop and canopy |  | None | Seabright Solar | PSE&G | Accepted | 2020-08-10 | 2020-08-13 | 2021-10-30 | Sunpower | SPR-E20-327 | Inverters | 0.32 |  | 39 |  |  | 0.99 |  | Outside | Roof
NJSTRE1545428096 |  | Transition Incentive Program | Morris Plains | 7950 | 3 | 5.44 | Residential | Yes | Behind the Meter | Net-metered residential rooftop and canopy |  | None | EMT Renewables | JCP&L | Accepted | 2020-08-11 | 2020-08-13 | 2021-10-30 | Enphase | IQ7-60-2-US | Inverters | 240 |  | 17 |  |  | 0.97 |  | Outside | under panels
NJSTRE1545428105 |  | Transition Incentive Program | MANAHAWKIN | 8050 | 18 | 6.4 | Residential | Yes | Behind the Meter | Net-metered residential rooftop and canopy |  | None | Vivint Solar Developer, LLC | AC Electric | Accepted | 2020-08-11 | 2020-08-13 | 2021-10-30 | SOLAREDGE | SE7600H-US | Inverters | 7600 |  | 1 |  |  | 0.992 |  | Outdoor | Near the Utility Meter
NJSTRE1545428157 |  | Transition Incentive Program | Glassboro | 8028 | 15 | 7.7 | Residential | Yes | Behind the Meter | Net-metered residential rooftop and canopy |  | None | Pro Custom Solar dba Momentum Solar | AC Electric | Accepted | 2020-08-11 | 2020-08-13 | 2021-10-30 | Enphase | IQ7PLUS-72-2-US | Inverters | 290 |  | 22 |  |  | 0.97 |  | Outdoor | Roof
NJSTRE1545428191 |  | Transition Incentive Program | Woodbridge | 7095 | 11 | 6.97 | Residential | No | Behind the Meter | Net-metered residential rooftop and canopy |  | None | GenRenew, LLC | PSE&G | Accepted | 2020-08-11 | 2020-08-13 | 2021-10-30 | Sunpower | MI-E-320-US208/240 | Inverters | 320 |  | 17 |  |  | 0.96 |  | Outdoor | microinverters under modules
NJSTRE1545428304 |  | Transition Incentive Program | MILLVILLE | 8332 | 20 | 11.55 | Residential | Yes | Behind the Meter | Net-metered residential rooftop and canopy |  | None | Sunrun Installation Services, Inc. | AC Electric | Accepted | 2020-08-11 | 2020-09-10 | 2021-10-30 | Enphase Energy | IQ7-60-x-US (240V) | Inverters | 240 |  | 35 |  |  | 0.96 |  | Outdoor | Rooftop
NJSTRE1545430621 |  | Transition Incentive Program | Jackson | 8527 | 18 | 4.76 | Residential | Yes | Behind the Meter | Net-metered residential rooftop and canopy |  | None | Vision Solar LLC | JCP&L | Accepted | 2020-08-12 | 2020-08-14 | 2021-10-30 | ENPHASE | IQ7-60-2-US | Inverters | 0.24 |  | 14 |  |  | 0.96 |  | Other | behind each panel
NJSTRE1545430653 |  | Transition Incentive Program | Neptune | 7753 | 17 | 5.95 | Residential | Yes | Behind the Meter | Net-metered residential rooftop and canopy |  | None | Pro Custom Solar dba Momentum Solar | JCP&L | Accepted | 2020-08-12 | 2020-08-14 | 2021-10-30 | Enphase | IQ7PLUS-72-2-US | Inverters | 290 |  | 17 |  |  | 0.97 |  | Outdoor | Roof
NJSTRE1545430680 |  | Transition Incentive Program | Williamstown | 8094 | 15 | 6.2 | Residential | No | Behind the Meter | Net-metered residential rooftop and canopy |  | None | Bright Planet Solar | AC Electric | Accepted | 2020-08-12 | 2020-08-14 | 2021-10-30 | SOLAR EDGE | SE5000H-USRGM | Inverters | 5000 |  | 1 |  |  | 0.98 |  | Outdoor | OUTSIDE
NJSTRE1545430934 |  | Transition Incentive Program | Lodi | 7644 | 7 | 4.2 | Residential | Yes | Behind the Meter | Net-metered residential rooftop and canopy |  | None | Pro Custom Solar dba Momentum Solar | PSE&G | Accepted | 2020-08-12 | 2020-08-14 | 2021-10-30 | Enphase | IQ7PLUS-72-2-US | Inverters | 290 |  | 12 |  |  | 0.97 |  | Outdoor | Roof
NJSTRE1545430952 |  | Transition Incentive Program | Somerset | 8873 | 5 | 7.35 | Residential | Yes | Behind the Meter | Net-metered residential rooftop and canopy |  | None | Pro Custom Solar dba Momentum Solar | PSE&G | Accepted | 2020-08-12 | 2020-08-14 | 2021-10-30 | Enphase | IQ7PLUS-72-2-U | Inverters | 290 |  | 21 |  |  | 0.97 |  | Outdoor | Roof
NJSTRE1545430955 |  | Transition Incentive Program | Harrisonville | 8062 | 15 | 19.5 | Residential | No | Behind the Meter | Net-metered residential rooftop and canopy |  | None | SunnyMac LLC | AC Electric | Accepted | 2020-08-12 | 2020-08-14 | 2021-10-30 | Solaredge | SE7600H-US | Inverters | 7600 |  | 2 |  |  | 0.99 |  | Outside | Pole Barn
NJSTRE1545431829 |  | Transition Incentive Program | Mount laurel | 8054 | 13 | 7.86 | Residential | No | Behind the Meter | Net-metered residential rooftop and canopy |  | None | Vision Solar LLC | PSE&G | Accepted | 2020-08-12 | 2020-08-17 | 2021-10-30 | ENPHASE | IQ7-60-2-US | Inverters | 0.24 |  | 23 |  |  | 0.96 |  | Other | behind each panel
NJSTRE1545451615 |  | Transition Incentive Program | Vineland | 8360 | 20 | 6.12 | Residential | No | Behind the Meter | Net-metered residential rooftop and canopy |  | None | Vision Solar LLC | Vineland Muni Electric | Accepted | 2020-08-13 | 2020-08-17 | 2021-10-30 | ENPHASE | IQ7-60-2-US | Inverters | 0.24 |  | 18 |  |  | 0.96 |  | Other | BEHIND EACH PANEL
NJSTRE1545451753 |  | Transition Incentive Program | Bridgeton | 8302 | 20 | 10.46 | Residential | Yes | Behind the Meter | Net-metered residential ground mount |  | None | Vision Solar LLC | AC Electric | Accepted | 2020-08-13 | 2020-08-17 | 2021-10-30 | SUNPOWER | SPR-E20-327-E-AC | Inverters | 0.24 |  | 32 |  |  | 0.96 |  | Other | behind each panel
NJSTRE1545451765 |  | Transition Incentive Program | Absecon | 8205 | 19 | 4.88 | Residential | Yes | Behind the Meter | Net-metered residential rooftop and canopy |  | None | Vivint Solar Developer, LLC | AC Electric | Accepted | 2020-08-13 | 2020-08-18 | 2021-10-30 | SOLAREDGE | SE7600H-US | Inverters | 7600 |  | 1 |  |  | 0.992 |  | Outdoor | Near the Utility Meter
NJSTRE1545451785 |  | Transition Incentive Program | Willingboro | 8046 | 13 | 11.77 | Residential | Yes | Behind the Meter | Net-metered residential rooftop and canopy |  | RECO | Vision Solar LLC | PSE&G | Accepted | 2020-08-13 | 2020-08-18 | 2021-10-30 | SUNPOWER | SPR-E20-327-E-AC | Inverters | 0.24 |  | 36 |  |  | 0.96 |  | Other | behind each panel
NJSTRE1545451851 |  | Transition Incentive Program | Woodbridge Twp | 7095 | 11 | 9.84 | Residential | No | Behind the Meter | Net-metered residential rooftop and canopy |  | None | GenRenew, LLC | PSE&G | Accepted | 2020-08-13 | 2020-08-18 | 2021-10-30 | Enphase | IQ7AS-66-ACM-US | Inverters | 320 |  | 24 |  |  | 0.96 |  | Outdoor | microinverters under modules
NJSTRE1545451957 |  | Transition Incentive Program | Forked River | 8731 | 18 | 7.02 | Residential | Yes | Behind the Meter | Net-metered residential rooftop and canopy |  | None | Sunrun Installation Services, Inc. | JCP&L | Accepted | 2020-08-13 | 2020-08-18 | 2021-10-30 | Delta Electronics | M6-TL-US | Inverters | 6000 |  | 1 |  |  | 0.96 |  | Outdoor | Next To Meter
NJSTRE1545389072 | NJSRRE1544736404 | Transition Incentive Program | Clifton | 7013 | 6 | 9.3 | Residential | Yes | Behind the Meter | Behind the Meter |  | None | Sunrun Installation Services, Inc. | PSE&G | Eligible for TI Program | 2020-03-20 | 2020-03-25 | 2021-10-30 | Enphase Energy | IQ7-60-x-US (240V) | Inverters | 240 |  | 30 |  |  | 0.96 |  | Outdoor | Rooftop
NJSTRE1545389085 | NJSRRE1544567400 | Transition Incentive Program | Sicklerville | 8081 | 14 | 7.04 | Residential | Yes | Behind the Meter | Behind the Meter |  | None | Skyline Solar, LLC | AC Electric | Eligible for TI Program | 2020-03-03 | 2020-03-06 | 2021-10-30 | SolarEdge | SE5000H-US | Inverters | 5000 |  | 1 |  |  | 0.99 |  | Outside | within ten feet of meter
NJSTRE1545389093 | NJSRRE1544680776 | Transition Incentive Program | Camden | 8105 | 14 | 4.25 | Residential | Yes | Behind the Meter | Net-metered residential rooftop and canopy |  | None | Castle Energy, LLC | PSE&G | Accepted | 2020-03-13 | 2020-03-18 | 2021-10-30 | SunPower | SPR-E20-327-C-AC | Inverters | 320 |  | 13 |  |  | 0.975 |  | Outdoor | on the rooftop under each solar panel
NJSTRE1545389103 | NJSRRE1544802188 | Transition Incentive Program | CLIFFSIDE PARK | 7010 | 7 | 4.2 | Residential | No | Behind the Meter | Behind the Meter |  | None | Infinity Solar Systems | PSE&G | Eligible for TI Program | 2020-04-06 | 2020-04-09 | 2021-10-30 | ENPHASE | IQ7-60-X-US | Inverters | 0.24 |  | 12 |  |  | 0.97 |  | Outside | MICROINVERTERS
NJSTRE1545389107 | NJSRRE1544573980 | Transition Incentive Program | Millville | 8332 | 20 | 3.84 | Residential | Yes | Behind the Meter | Behind the Meter |  | None | Skyline Solar, LLC | AC Electric | Eligible for TI Program | 2020-03-03 | 2020-03-06 | 2021-10-30 | SolarEdge | SE3800H-US | Inverters | 3800 |  | 1 |  |  | 0.99 |  | Outside | within ten feet of meter
NJSTRE1545389112 | NJSRRE1544761173 | Transition Incentive Program | Paterson | 7514 | 6 | 2.79 | Residential | Yes | Behind the Meter | Behind the Meter |  | None | Sunrun Installation Services, Inc. | PSE&G | Eligible for TI Program | 2020-03-24 | 2020-04-09 | 2021-10-30 | Enphase Energy | IQ7-60-x-US (240V) | Inverters | 240 |  | 9 |  |  | 0.96 |  | Outdoor | Rooftop
NJSTRE1545389119 | NJSRRE1544865067 | Transition Incentive Program | Cherry Hill | 8034 | 14 | 4.96 | Residential | Yes | Behind the Meter | Behind the Meter |  | None | Sunrun Installation Services, Inc. | PSE&G | Eligible for TI Program | 2020-04-20 | 2020-04-24 | 2021-10-30 | Enphase Energy | IQ7-60-x-US (240V) | Inverters | 240 |  | 16 |  |  | 0.96 |  | Outdoor | Rooftop
NJSTRE1545389121 | NJSRRE1544844062 | Transition Incentive Program | Perth Amboy | 8861 | 11 | 4.03 | Residential | Yes | Behind the Meter | Behind the Meter |  | None | Sunrun Installation Services, Inc. | PSE&G | Eligible for TI Program | 2020-04-15 | 2020-04-22 | 2021-10-30 | Enphase Energy | IQ7-60-x-US (240V) | Inverters | 240 |  | 13 |  |  | 0.96 |  | Outdoor | Rooftop
NJSTRE1545389155 | NJSRRE1544598224 | Transition Incentive Program | WEST ORANGE | 7052 | 9 | 4.8 | Residential | Yes | Behind the Meter | Net-metered residential rooftop and canopy |  | None | Vivint Solar Developer, LLC | PSE&G | Accepted | 2020-03-04 | 2020-03-09 | 2021-10-30 | SOLAREDGE | SE3800H-US | Inverters | 3800 |  | 1 |  |  | 0.992 |  | Outdoor | Near the Utility Meter
NJSTRE1545389157 | NJSRRE1544838197 | Transition Incentive Program | New Egypt | 8533 | 18 | 5.1 | Residential | No | Behind the Meter | Behind the Meter |  | None | Trinity Solar | JCP&L | Eligible for TI Program | 2020-04-14 | 2020-04-21 | 2021-10-30 | SOLAR EDGE | SE3800H-US | Inverters | 3800 |  | 1 |  |  | 0.97 |  | Outside | SIDE OF HOME
NJSTRE1545389158 | NJSRRE1544759034 | Transition Incentive Program | Cape May Court House | 8210 | 21 | 22.78 | Residential | Yes | Behind the Meter | Behind the Meter |  | None | Trinity Solar | AC Electric | Eligible for TI Program | 2020-03-23 | 2020-03-26 | 2021-10-30 | Solar Edge | SE11400 | Inverters | 11400 |  | 1 |  |  | 0.97 |  | Outside | side of home
NJSTRE1545389168 | NJSRRE1544613271 | Transition Incentive Program | LAKEHURST | 8733 | 18 | 13.12 | Residential | Yes | Behind the Meter | Net-metered residential rooftop and canopy |  | None | Vivint Solar Developer, LLC | JCP&L | Accepted | 2020-03-06 | 2020-03-11 | 2021-10-30 | SolarEdge | SE10000H-US | Inverters | 10000 |  | 1 |  |  | 0.992 |  | Outdoor | Near the utility meter
NJSTRE1545430585 |  | Transition Incentive Program | Cherry hill | 8002 | 14 | 13.26 | Residential | Yes | Behind the Meter | Net-metered residential rooftop and canopy |  | None | Vision Solar LLC | PSE&G | Accepted | 2020-08-12 | 2020-08-14 | 2021-10-30 | ENPHASE | IQ7-60-2-US | Inverters | 0.24 |  | 39 |  |  | 0.96 |  | Other | behind each panel
NJSTRE1545430606 |  | Transition Incentive Program | Bernardsville | 7924 | 5 | 9.92 | Residential | No | Behind the Meter | Net-metered residential rooftop and canopy |  | None | Vivint Solar Developer, LLC | JCP&L | Accepted | 2020-08-12 | 2020-08-14 | 2021-10-30 | SOLAREDGE | SE7600H-US | Inverters | 7600 |  | 1 |  |  | 0.992 |  | Outdoor | Near the Utility Meter
NJSTRE1545430626 |  | Transition Incentive Program | Leonard | 7737 | 17 | 9.92 | Residential | Yes | Behind the Meter | Net-metered residential rooftop and canopy |  | None | Bright Planet Solar | JCP&L | Accepted | 2020-08-12 | 2020-08-17 | 2021-10-30 | SOLAR EDGE | SE10000H-USRGM | Inverters | 10000 |  | 1 |  |  | 0.98 |  | Outdoor | OUTSIDE
NJSTRE1545430703 |  | Transition Incentive Program | SOUTHAMPTON | 8088 | 13 | 15.86 | Residential | Yes | Behind the Meter | Net-metered residential rooftop and canopy |  | None | Sunrun Installation Services, Inc. | JCP&L | Accepted | 2020-08-12 | 2020-08-14 | 2021-10-30 | Enphase Energy | IQ7-60-x-US (240V) | Inverters | 240 |  | 52 |  |  | 0.96 |  | Outdoor | Rooftop
NJSTRE1545431040 |  | Transition Incentive Program | Northfield | 8225 | 19 | 4.08 | Residential | No | Behind the Meter | Net-metered residential rooftop and canopy |  | None | Tesla Energy Operations Inc. | AC Electric | Accepted | 2020-08-12 | 2020-08-17 | 2021-10-30 | SolarEdge Technologies | SE3800H-US [240V] | Inverters | 3800 |  | 1 |  |  | 0.99 |  | Outside | Outside
NJSTRE1545451598 |  | Transition Incentive Program | pleasantville | 8232 | 19 | 7.04 | Residential | No | Behind the Meter | Net-metered residential rooftop and canopy |  | None | Orbit Energy & Power, LLC | AC Electric | Accepted | 2020-08-13 | 2020-08-17 | 2021-10-30 | enphase | iq7-60-2-us | Inverters | 0.24 |  | 22 |  |  | 0.99 |  | Other | behind panels
NJSTRE1545451669 |  | Transition Incentive Program | Egg Harbor City | 8215 | 19 | 6.8 | Residential | Yes | Behind the Meter | Net-metered residential rooftop and canopy |  | None | Trinity Solar | AC Electric | Final As-Built Received | 2020-08-13 | 2020-08-17 | 2021-10-30 | Solar Edge | SE6000 | Inverters | 6000 |  | 1 |  |  | 0.97 |  | Outdoor | side of home
NJSTRE1545451728 |  | Transition Incentive Program | Bridgewater | 8807 | 5 | 6.6 | Residential | No | Behind the Meter | Net-metered residential rooftop and canopy |  | None | Ecological Systems LLC | PSE&G | Accepted | 2020-08-13 | 2020-08-17 | 2021-10-30 | Solar Edge | SE5000H-US | Inverters | 5000 |  | 1 |  |  | 0.99 |  | Outside | at meter
NJSTRE1545451738 |  | Transition Incentive Program | Neptune City | 7753 | 17 | 6.21 | Residential | Yes | Behind the Meter | Net-metered residential rooftop and canopy |  | None | GenRenew, LLC | JCP&L | Accepted | 2020-08-13 | 2020-08-17 | 2021-10-30 | Sunpower | MI-E-320-US208/240 | Inverters | 320 |  | 19 |  |  | 0.96 |  | Outdoor | microinverters under modules
NJSTRE1545451870 |  | Transition Incentive Program | Parlin | 8859 | 11 | 15.7 | Residential | Yes | Behind the Meter | Net-metered residential rooftop and canopy |  | None | Vision Solar LLC | JCP&L | Accepted | 2020-08-13 | 2020-08-18 | 2021-10-30 | SUNPOWER | SPR-E20-327-E-AC | Inverters | 0.24 |  | 48 |  |  | 0.96 |  | Other | behind each panel
NJSTRE1545452115 |  | Transition Incentive Program | Mount Holly | 8060 | 13 | 5.36 | Residential | Yes | Behind the Meter | Net-metered residential rooftop and canopy |  | None | Trinity Solar | PSE&G | Accepted | 2020-08-13 | 2020-08-18 | 2021-10-30 | Solar Edge | SE5000 | Inverters | 5000 |  | 1 |  |  | 0.97 |  | Outdoor | side of home
NJSTRE1545452954 |  | Transition Incentive Program | PISCATAWAY | 8854 | 11 | 11.73 | Residential | No | Behind the Meter | Net-metered residential rooftop and canopy |  | None | SEA BRIGHT SOLAR, LLC | PSE&G | Accepted | 2020-08-13 | 2020-08-18 | 2021-10-30 | SUNPOWER | SPR-X21-335-AC | Inverters | 320 |  | 35 |  |  | 0.96 |  | Outside | BENEATH ARRAY
NJSTRE1545453096 |  | Transition Incentive Program | Linden City | 7036 | 10 | 5.94 | Residential | Yes | Behind the Meter | Net-metered residential rooftop and canopy |  | None | Sunrun Installation Services, Inc. | PSE&G | Accepted | 2020-08-13 | 2020-08-18 | 2021-10-30 | Enphase Energy | IQ7-60-x-US (240V) | Inverters | 240 |  | 18 |  |  | 0.96 |  | Outdoor | Rooftop
NJSTRE1545425838 |  | Transition Incentive Program | MOORESTOWN | 8057 | 13 | 7.8 | Residential | Yes | Behind the Meter | Net-metered residential rooftop and canopy |  | None | Vivint Solar Developer, LLC | PSE&G | Accepted | 2020-08-11 | 2020-08-13 | 2021-10-30 | SOLAREDGE | SE7600H-US | Inverters | 7600 |  | 1 |  |  | 0.992 |  | Outdoor | Near the Utility Meter
NJSTRE1545426116 |  | Transition Incentive Program | Belle Mead | 8502 | 5 | 8.75 | Residential | Yes | Behind the Meter | Net-metered residential rooftop and canopy |  | None | Pro Custom Solar dba Momentum Solar | PSE&G | Accepted | 2020-08-10 | 2020-08-13 | 2021-10-30 | Enphase | IQ7Plus-72-2-US | Inverters | 290 |  | 25 |  |  | 0.97 |  | Outdoor | Roof
NJSTRE1545426090 |  | Transition Incentive Program | Bloomfield | 7003 | 9 | 12.68 | Residential | No | Behind the Meter | Net-metered residential rooftop and canopy |  | None | UnitedSolar LLC | PSE&G | Accepted | 2020-08-20 | 2020-08-21 | 2021-10-30 | Enphase | IQ6 | Inverters | 240 |  | 39 |  |  | 0.956 |  | Outdoor | roof
NJSTRE1545428074 |  | Transition Incentive Program | MONROEVILLE | 8343 | 16 | 7.56 | Residential | Yes | Behind the Meter | Net-metered residential rooftop and canopy |  | None | Suntuity Solar LLC | AC Electric | Accepted | 2020-08-11 | 2020-08-13 | 2021-10-30 | Enphase Energy | IQ7-60-2-US | Inverters | 240 |  | 24 |  |  | 0.97 |  | Outdoor | Behind the PV Modules
NJSTRE1545428371 |  | Transition Incentive Program | EAST HANOVER | 7936 | 3 | 8.45 | Residential | Yes | Behind the Meter | Net-metered residential rooftop and canopy |  | None | Vivint Solar Developer, LLC | JCP&L | Accepted | 2020-08-12 | 2020-08-13 | 2021-10-30 | SOLAREDGE | SE7600H-US | Inverters | 7600 |  | 1 |  |  | 0.992 |  | Outdoor | Near the Utility Meter
NJSTRE1545382320 | NJSRRE1541790644 | Transition Incentive Program | Berlin | 8009 | 14 | 11.12 | Residential | No | Behind the Meter | Net-metered residential rooftop and canopy |  | None | SunPower Corporation, Systems | AC Electric | Accepted |  | 2019-08-09 | 2021-10-30 | SUNPOWER | SPR-E20-327-E-AC | Solar Panels |  | 0.327 | 17 | 99 | 33 |  | Fixed | Roof
NJSTRE1545382325 | NJSRRE1541820607 | Transition Incentive Program | Monroe Township | 8831 | 11 | 12.92 | Residential | Yes | Behind the Meter | Behind the Meter |  | None | Pro Custom Solar dba Momentum Solar | JCP&L | Eligible for TI Program | 2019-08-13 | 2019-08-23 | 2021-10-30 | Hanwha | Q.PEAK DUO BLK-G5 315 | Solar Panels |  | 0.315 | 17 | 171 | 25 |  | Fixed | Roof
NJSTRE1545382325 | NJSRRE1541820607 | Transition Incentive Program | Monroe Township | 8831 | 11 | 12.92 | Residential | Yes | Behind the Meter | Behind the Meter |  | None | Pro Custom Solar dba Momentum Solar | JCP&L | Eligible for TI Program | 2019-08-13 | 2019-08-23 | 2021-10-30 | Hanwha | Q.PEAK DUO BLK-G5 315 | Solar Panels |  | 0.315 | 4 | 81 | 25 |  | Fixed | Roof
NJSTRE1545382330 | NJSRRE1541814161 | Transition Incentive Program | Sicklerville | 8081 | 14 | 12.4 | Residential | Yes | Behind the Meter | Net-metered residential rooftop and canopy |  | None | Suntuity Solar LLC | AC Electric | Accepted | 2019-08-10 | 2019-08-23 | 2021-10-30 | Yingli Green Energy | YL310D-30b | Solar Panels |  | 0.31 | 12 | 92 | 35 |  | Fixed | Roof
NJSTRE1545382335 | NJSRRE1541805452 | Transition Incentive Program | CLINTON | 8809 | 4 | 2.84 | Residential | Yes | Behind the Meter | Net-metered residential rooftop and canopy |  | None | Vivint Solar Developer, LLC | JCP&L | Accepted | 2019-08-13 | 2019-08-23 | 2021-10-30 | HANWHA SOLAR | Q.PEAK BLK-G5 315 | Solar Panels |  | 0.315 | 4 | 59 | 21 |  | Fixed | Roof
NJSTRE1545382341 | NJSRRE1541859595 | Transition Incentive Program | UNION BEACH | 7735 | 17 | 8.82 | Residential | Yes | Behind the Meter | Net-metered residential rooftop and canopy |  | None | Vivint Solar Developer, LLC | JCP&L | Accepted | 2019-08-20 | 2019-08-23 | 2021-10-30 | Hanwha | Q.Peak Duo BLK_G% 315 | Solar Panels |  | 0.315 | 16 | 266 | 25 |  | Fixed | Roof
NJSTRE1545382342 | NJSRRE1541804387 | Transition Incentive Program | BROWNS MILLS | 8015 | 13 | 5.67 | Residential | Yes | Behind the Meter | Behind the Meter |  | None | Pro Custom Solar dba Momentum Solar | JCP&L | Eligible for TI Program | 2019-08-08 | 2019-08-23 | 2021-10-30 | HANWHA | Q.PEAK DUO BLK-G5 315 | Solar Panels |  | 0.315 | 18 | 253 | 22 |  | Fixed | Roof
NJSTRE1545426120 |  | Transition Incentive Program | Newark | 7015 | 6 | 3340.26 | Commercial | Yes | Behind the Meter | Net-metered non-residential rooftop and canopy |  | None | EnterSolar, LLC | PSE&G | Accepted | 2020-08-10 | 2020-08-13 | 2021-10-30 | SMA | Tripower Core1 33-US | Inverters | 33300 |  | 3 |  |  | 0.975 |  | Outdoor | Roof
NJSTRE1545426173 |  | Transition Incentive Program | Southampton | 8088 | 13 | 15.36 | Residential | Yes | Behind the Meter | Net-metered residential rooftop and canopy |  | None | All Season Solar | PSE&G | Accepted | 2020-08-13 | 2020-08-13 | 2021-10-30 | Enphase | IQ7 | Inverters | 240 |  | 48 |  |  | 0.97 |  | Outdoor | under module
NJSTRE1545426279 |  | Transition Incentive Program | Pompton Lakes | 7442 | 6 | 14.06 | Residential | No | Behind the Meter | Net-metered residential rooftop and canopy |  | None | Geoscape Solar | JCP&L | Accepted | 2020-08-10 | 2020-08-13 | 2021-10-30 | SUNPOWER CORPORATION | SPR-E20-327-C-AC | Inverters | 32 |  | 43 |  |  | 0.98 |  | Outside | PANEL INTEGRATED MICROINVERTERS
NJSTRE1545428075 |  | Transition Incentive Program | MANAHAWKIN | 8050 | 18 | 8.19 | Residential | Yes | Behind the Meter | Net-metered residential rooftop and canopy |  | None | Suntuity Solar LLC | AC Electric | Accepted | 2020-08-11 | 2020-08-13 | 2021-10-30 | Enphase Energy | IQ7-60-2-US | Inverters | 240 |  | 26 |  |  | 0.97 |  | Outdoor | Behind the PV Modules
NJSTRE1545428087 |  | Transition Incentive Program | Clayton | 8312 | 15 | 8.78 | Residential | Yes | Behind the Meter | Net-metered residential rooftop and canopy |  | None | SunnyMac LLC | AC Electric | Accepted | 2020-08-11 | 2020-08-13 | 2021-10-30 | Solaredge | SE7600H-US | Inverters | 7600 |  | 1 |  |  | 0.99 |  | Outside | Next to meter
NJSTRE1545428222 |  | Transition Incentive Program | CRANFORD | 7016 | 10 | 7.92 | Commercial | No | Behind the Meter | Net-metered non-residential rooftop and canopy |  | None | SEA BRIGHT SOLAR, LLC | PSE&G | Accepted | 2020-08-11 | 2020-08-13 | 2021-10-30 | SOLAR EDGE | SE-7600 H-US | Inverters | 7600 |  | 1 |  |  | 0.98 |  | Outdoor | ADJACENT TO METER
NJSTRE1545428278 |  | Transition Incentive Program | SICKLERVILLE | 8081 | 14 | 13.44 | Residential | No | Behind the Meter | Net-metered residential rooftop and canopy |  | None | Orbit Energy & Power, LLC | AC Electric | Accepted | 2020-08-11 | 2020-08-13 | 2021-10-30 | ENPHASE | IQ7-60-2-US | Inverters | 0.24 |  | 42 |  |  | 0.96 |  | Other | BEHIND PANELS
NJSTRE1545428431 |  | Transition Incentive Program | Sicklerville | 8081 | 14 | 18.31 | Residential | Yes | Behind the Meter | Net-metered residential rooftop and canopy |  | None | Ad Energy | AC Electric | Accepted | 2020-08-11 | 2020-08-17 | 2021-10-30 | Sunpower | Sunpower Type E | Inverters | 0.32 |  | 56 |  |  | 0.97 |  | Outdoor | at each panel
NJSTRE1545428465 |  | Transition Incentive Program | Newton | 7860 | 1 | 4.16 | Residential | No | Behind the Meter | Net-metered residential rooftop and canopy |  | None | 1st Light Energy Inc | JCP&L | Accepted | 2020-08-11 | 2020-08-13 | 2021-10-30 | Solaredge | SE3800H-USRGM | Inverters | 3800 |  | 1 |  |  | 0.98 |  | Outside | Next to meter
NJSTRE1545428660 |  | Transition Incentive Program | Willingboro | 8046 | 13 | 8.18 | Residential | Yes | Behind the Meter | Net-metered residential rooftop and canopy |  | None | Ad Energy | PSE&G | Accepted | 2020-08-11 | 2020-08-14 | 2021-10-30 | Sunpower | SPR-E20-327-E-AC | Inverters | 315 |  | 25 |  |  | 0.97 |  | Outdoor | at each panel
NJSTRE1545428708 |  | Transition Incentive Program | GLASSBORO | 8028 | 15 | 5.85 | Residential | Yes | Behind the Meter | Net-metered residential rooftop and canopy |  | None | Vivint Solar Developer, LLC | AC Electric | Accepted | 2020-08-12 | 2020-08-14 | 2021-10-30 | SOLAREDGE | SE7600H-US | Inverters | 7600 |  | 1 |  |  | 0.992 |  | Outdoor | Near the Utility Meter
NJSTRE1545428741 |  | Transition Incentive Program | EAST RUTHERFORD | 7073 | 7 | 3.9 | Residential | Yes | Behind the Meter | Net-metered residential rooftop and canopy |  | None | Vivint Solar Developer, LLC | PSE&G | Accepted | 2020-08-14 | 2020-08-17 | 2021-10-30 | SOLAREDGE | SE3800H-US | Inverters | 3800 |  | 1 |  |  | 0.992 |  | Outdoor | Near the Utility Meter
NJSTRE1545428775 |  | Transition Incentive Program | Linden | 7036 | 10 | 5.23 | Residential | Yes | Behind the Meter | Net-metered residential rooftop and canopy |  | None | Seabright Solar | PSE&G | Accepted | 2020-08-21 | 2020-08-21 | 2021-10-30 | Sunpower | SPR-E20-327 | Inverters | 0.32 |  | 16 |  |  | 0.99 |  | Outside | Roof
NJSTRE1545382280 | NJSRRE1541805442 | Transition Incentive Program | Atco | 8004 | 14 | 8.41 | Residential | Yes | Behind the Meter | Behind the Meter |  | None | Sunrun Installation Services, Inc. | AC Electric | Eligible for TI Program | 2019-08-08 | 2019-08-23 | 2021-10-30 | REC Solar | REC290TP2 BLK | Solar Panels |  | 0.29 | 3 | 102 | 23 |  | Fixed | Roof
NJSTRE1545382288 | NJSRRE1541732312 | Transition Incentive Program | Hamilton Township | 8610 | 12 | 8.7 | Residential | Yes | Behind the Meter | Behind the Meter |  | None | Sunrun Installation Services, Inc. | PSE&G | Eligible for TI Program | 2019-08-02 | 2019-08-07 | 2021-10-30 | REC Solar | REC290TP2 BLK | Solar Panels |  | 0.29 | 15 | 117 | 40 |  | Fixed | Roof
NJSTRE1545382290 | NJSRRE1541859649 | Transition Incentive Program | Giddbstown | 8021 | 14 | 9.45 | Residential | Yes | Behind the Meter | Net-metered residential rooftop and canopy |  | None | Vivint Solar Developer, LLC | AC Electric | Accepted | 2019-08-26 | 2019-08-27 | 2021-10-30 | Hanwha | Q.PEak DUO BLK G5 315 | Solar Panels |  | 0.315 | 10 | 240 | 21 |  | Fixed | Roof
NJSTRE1545382291 | NJSRRE1541815195 | Transition Incentive Program | Wood Ridge | 7075 | 7 | 8.04 | Residential | Yes | Behind the Meter | Behind the Meter |  | None | Pro Custom Solar dba Momentum Solar | PSE&G | Eligible for TI Program | 2019-08-12 | 2019-08-23 | 2021-10-30 | LG ELECTRONICS | LG 335N1C-V5 | Solar Panels |  | 0.335 | 8 | 307 | 24 |  | Fixed | Roof
NJSTRE1545382299 | NJSRRE1541820853 | Transition Incentive Program | Westampton Twp | 8060 | 13 | 6.96 | Residential | Yes | Behind the Meter | Behind the Meter |  | None | Sunrun Installation Services, Inc. | PSE&G | Eligible for TI Program | 2019-08-13 | 2019-08-23 | 2021-10-30 | REC Solar | REC290TP2 BLK | Solar Panels |  | 0.29 | 10 | 19 | 23 |  | Fixed | Roof
NJSTRE1545412417 |  | Transition Incentive Program | Paterson | 7522 | 6 | 8.16 | Residential | No | Behind the Meter | Net-metered residential rooftop and canopy |  | None | Trinity Solar | PSE&G | Accepted | 2020-08-06 | 2020-08-11 | 2021-10-30 | Solar Edge | SE7600 | Inverters | 7600 |  | 1 |  |  | 0.97 |  | Outside | side of home
NJSTRE1545412944 |  | Transition Incentive Program | Bergenfield | 7621 | 7 | 7.13 | Residential | No | Behind the Meter | Net-metered residential rooftop and canopy |  | None | UnitedSolar LLC | PSE&G | Accepted | 2020-08-07 | 2020-08-11 | 2021-10-30 | aps | yc600 | Inverters | 240 |  | 12 |  |  | 0.965 |  | Outdoor | roof
NJSTRE1545412961 |  | Transition Incentive Program | FRANKLIN | 8873 | 5 | 4.88 | Residential | No | Behind the Meter | Net-metered residential rooftop and canopy |  | None | Infinity Solar Systems | PSE&G | Accepted | 2020-08-06 | 2020-08-11 | 2021-10-30 | ENPHASE | IQ7-60-X-US | Inverters | 240 |  | 15 |  |  | 0.97 |  | Outside | MICROINVERTERS
NJSTRE1545413013 |  | Transition Incentive Program | Clifton City | 7013 | 6 | 6.12 | Residential | No | Behind the Meter | Net-metered residential rooftop and canopy |  | None | Tesla Energy Operations Inc. | PSE&G | Accepted | 2020-08-06 | 2020-08-11 | 2021-10-30 | SolarEdge Technologies | SE7600H-US [240V] | Inverters | 7600 |  | 1 |  |  | 0.99 |  | Outside | Outside
NJSTRE1545416794 |  | Transition Incentive Program | Vineland | 8361 | 20 | 3.06 | Residential | Yes | Behind the Meter | Net-metered residential ground mount |  | None | Vision Solar LLC | Vineland Muni Electric | Accepted | 2020-08-07 | 2020-08-11 | 2021-10-30 | ENPHASE | IQ7-60-2-US | Inverters | 0.24 |  | 9 |  |  | 0.96 |  | Other | behind each panel
NJSTRE1545416883 |  | Transition Incentive Program | Bridgeton | 8302 | 20 | 15.36 | Residential | Yes | Behind the Meter | Net-metered residential rooftop and canopy |  | ACE2 | RCL Enterprises Inc. | AC Electric | Accepted | 2020-08-07 | 2020-08-11 | 2021-10-30 | Enphase | IQ7 | Inverters | 240 |  | 48 |  |  | 0.96 |  | Outdoor | under panels
NJSTRE1545419927 |  | Transition Incentive Program | RANDOLPH | 7869 | 3 | 4.88 | Residential | Yes | Behind the Meter | Net-metered residential rooftop and canopy |  | None | Sunrun Installation Services, Inc. | JCP&L | Accepted | 2020-08-07 | 2020-08-12 | 2021-10-30 | Enphase Energy | IQ7-60-x-US (240V) | Inverters | 240 |  | 16 |  |  | 0.96 |  | Outdoor | Rooftop
NJSTRE1545420103 |  | Transition Incentive Program | JERSEY CITY | 7302 | 8 | 8.76 | Residential | No | Behind the Meter | Net-metered residential rooftop and canopy |  | None | GREEN POWER SOLUTIONS | PSE&G | Accepted | 2020-08-07 | 2020-08-12 | 2021-10-30 | SOLAR EDGE | SE7600H-US-240V | Inverters | 7600 |  | 1 |  |  | 0.87 |  | Outside | ROOF
NJSTRE1545389174 | NJSRRE1544796017 | Transition Incentive Program | Phillipsburg | 8865 | 2 | 6.4 | Residential | Yes | Behind the Meter | Behind the Meter |  | None | Antonio L. Dimichino, LLC | JCP&L | Eligible for TI Program | 2020-04-03 | 2020-04-13 | 2021-10-30 | Solar Edge | 7600H | Inverters | 7600 |  | 1 |  |  | 0.97 |  | Indoor | Basement next to the electrical panel
NJSTRE1545389195 | NJSRRE1544626776 | Transition Incentive Program | North Bergen | 7047 | 8 | 4.65 | Residential | Yes | Behind the Meter | Behind the Meter |  | None | Sunrun Installation Services, Inc. | PSE&G | Eligible for TI Program | 2020-03-11 | 2020-03-16 | 2021-10-30 | Enphase Energy | IQ7-60-x-US (240V) | Inverters | 240 |  | 15 |  |  | 0.96 |  | Outdoor | Rooftop
NJSTRE1545389203 | NJSRRE1544626833 | Transition Incentive Program | Franklin Township | 8873 | 5 | 9.61 | Residential | Yes | Behind the Meter | Behind the Meter |  | None | Sunrun Installation Services, Inc. | PSE&G | Eligible for TI Program | 2020-03-11 | 2020-03-16 | 2021-10-30 | Enphase Energy | IQ7-60-x-US (240V) | Inverters | 240 |  | 31 |  |  | 0.96 |  | Outdoor | Rooftop
NJSTRE1545389210 | NJSRRE1544819254 | Transition Incentive Program | North bergen | 7047 | 8 | 7.56 | Residential | Yes | Behind the Meter | Behind the Meter |  | None | Tesla Energy Operations | PSE&G | Eligible for TI Program | 2020-04-10 | 2020-04-17 | 2021-10-30 | SolarEdge Technologies Ltd. | SE7600H-US [240V] | Inverters | 7600 |  | 1 |  |  | 0.99 |  | Outdoor | Outside
NJSTRE1545389238 | NJSRRE1544561070 | Transition Incentive Program | Atlantic City | 8401 | 19 | 3.72 | Residential | Yes | Behind the Meter | Net-metered residential rooftop and canopy |  | None | Bright Planet Solar | AC Electric | Accepted |  | 2020-03-05 | 2021-10-30 | SOLAR EDGE | SE3000H-USRGM | Inverters | 3000 |  | 1 |  |  | 0.98 |  | Outdoor | OUTSIDE
NJSTRE1545355634 |  | Transition Incentive Program | Milford | 8848 | 4 | 17.01 | Residential | No | Behind the Meter | Net-metered residential rooftop and canopy |  | None | Tesla Energy Operations Inc. | JCP&L | Accepted | 2020-07-28 | 2020-08-07 | 2021-10-30 | Tesla | SR60T1 | Solar Panels |  | 0.05847 | 112 | 219 | 12 |  | Fixed | Roof
NJSTRE1545355690 |  | Transition Incentive Program | Sewell | 8080 | 15 | 11.97 | Residential | No | Behind the Meter | Net-metered residential rooftop and canopy |  | None | Advanced Renewable Solutions | AC Electric | Accepted | 2020-07-28 | 2020-08-07 | 2021-10-30 | CertainTeed | CT315M11-02 | Solar Panels |  | 0.315 | 18 | 181 | 24 |  | Fixed | Roof
NJSTRE1545359514 |  | Transition Incentive Program | VINELAND | 8360 | 20 | 7.25 | Residential | Yes | Behind the Meter | Net-metered residential rooftop and canopy |  | None | Suntuity Solar LLC | Vineland Muni Electric | Accepted | 2020-08-06 | 2020-08-07 | 2021-10-30 | Longi | LR6-60HPB-315M | Solar Panels |  | 0.315 | 6 | 266 | 33 |  | Fixed | Roof
NJSTRE1545359538 |  | Transition Incentive Program | Union | 7083 | 10 | 1.7 | Residential | Yes | Behind the Meter | Net-metered residential rooftop and canopy |  | PSEG | Vision Solar LLC | PSE&G | Accepted | 2020-07-29 | 2020-08-07 | 2021-10-30 | HANWHA Q-CELLS | Q.PEAK DUO-G6 340 | Solar Panels |  | 0.34 | 1 | 129 | 31 |  | Fixed | Roof
NJSTRE1545359568 |  | Transition Incentive Program | Hillside | 7205 | 10 | 6.8 | Residential | Yes | Behind the Meter | Net-metered residential rooftop and canopy |  | PSEG | Vision Solar LLC | PSE&G | Accepted | 2020-07-29 | 2020-08-07 | 2021-10-30 | HANWHA Q-CELLS | Q.PEAK DUO-G6 340 | Solar Panels |  | 0.34 | 10 | 177 | 36 |  | Fixed | Roof
NJSTRE1545359583 |  | Transition Incentive Program | Bergenfield | 7621 | 7 | 7.35 | Residential | Yes | Behind the Meter | Net-metered residential rooftop and canopy |  | None | Pro Custom Solar dba Momentum Solar | PSE&G | Accepted | 2020-07-29 | 2020-08-07 | 2021-10-30 | LG | LG 350N1C-V5 | Solar Panels |  | 0.35 | 14 | 176 | 27 |  | Fixed | Roof
NJSTRE1545359610 |  | Transition Incentive Program | Edison | 8817 | 11 | 9.38 | Residential | Yes | Behind the Meter | Net-metered residential rooftop and canopy |  | None | Trinity Solar | PSE&G | Accepted | 2020-07-29 | 2020-08-07 | 2021-10-30 | Hanwha | Q.PEAK DUO BLK-G6 335 | Solar Panels |  | 0.335 | 7 | 186 | 40 |  | Fixed | Roof
NJSTRE1545359646 |  | Transition Incentive Program | Howell | 7731 | 17 | 9.1 | Residential | Yes | Behind the Meter | Net-metered residential rooftop and canopy |  | None | Pro Custom Solar dba Momentum Solar | JCP&L | Final As-Built Received | 2020-07-29 | 2020-08-07 | 2021-10-30 | LG | LG 350N1C-V5 | Solar Panels |  | 0.35 | 3 | 289 | 23 |  | Fixed | Roof
NJSTRE1545382465 | NJSRRE1541809461 | Transition Incentive Program | Cedar Knolls | 7927 | 3 | 14.07 | Residential | Yes | Behind the Meter | Behind the Meter |  | None | Pro Custom Solar dba Momentum Solar | JCP&L | Eligible for TI Program | 2019-08-09 | 2019-08-23 | 2021-10-30 | LG ELECTRONICS | LG 335N1C-V | Solar Panels |  | 0.335 | 19 | 39 | 30 |  | Fixed | Roof
NJSTRE1545382466 | NJSRRE1541851038 | Transition Incentive Program | Sewell | 8080 | 15 | 111.78 | Commercial | No | Behind the Meter | Behind the Meter |  | None | Renewable Energy Alliance | AC Electric | Eligible for TI Program | 2019-08-16 | 2019-08-23 | 2021-10-30 | Hanwha | Q.Plus L-G4.2 | Solar Panels |  | 0.345 | 324 | 199 | 10 |  | Fixed | Roof
NJSTRE1545382470 | NJSRRE1541785111 | Transition Incentive Program | Weehawken | 7086 | 8 | 4.06 | Residential | No | Behind the Meter | Behind the Meter |  | None | Sunrun Installation Services, Inc. | PSE&G | Eligible for TI Program | 2019-08-03 | 2019-08-07 | 2021-10-30 | REC Solar | REC290TP2 BLK | Solar Panels |  | 0.29 | 14 | 185 | 14 |  | Fixed | Roof
NJSTRE1545451636 |  | Transition Incentive Program | Somerset | 8873 | 5 | 6.8 | Residential | No | Behind the Meter | Net-metered residential rooftop and canopy |  | PSEG | Maier Solar Engineering dba Solar Me | PSE&G | Accepted | 2020-08-13 | 2020-08-17 | 2021-10-30 | Enphase | IQ7+ | Inverters | 290 |  | 20 |  |  | 0.96 |  | Outdoor | Next to meter
NJSTRE1545451652 |  | Transition Incentive Program | Millville | 8332 | 20 | 7.15 | Residential | Yes | Behind the Meter | Net-metered residential rooftop and canopy |  | None | SunnyMac LLC | AC Electric | Accepted | 2020-08-13 | 2020-08-17 | 2021-10-30 | Solaredge | SE6000H-US | Inverters | 6000 |  | 1 |  |  | 0.99 |  | Outdoor | Next to meter
NJSTRE1545451801 |  | Transition Incentive Program | Sicklerville | 8081 | 14 | 5.89 | Residential | Yes | Behind the Meter | Net-metered residential rooftop and canopy |  | None | Vision Solar LLC | AC Electric | Accepted | 2020-08-13 | 2020-08-19 | 2021-10-30 | SUNPOWER | SPR-E20-327-E-AC | Inverters | 0.24 |  | 18 |  |  | 0.96 |  | Other | behind each panel
NJSTRE1545451929 |  | Transition Incentive Program | Elmer | 8318 | 16 | 3.92 | Residential | Yes | Behind the Meter | Net-metered residential ground mount |  | None | Vision Solar LLC | AC Electric | Accepted | 2020-08-13 | 2020-08-18 | 2021-10-30 | SUNPOWER | SPR-E20-327-E-AC | Inverters | 0.24 |  | 12 |  |  | 0.96 |  | Other | behind each panel
NJSTRE1545451915 |  | Transition Incentive Program | Columbus | 8022 | 13 | 8.78 | Residential | No | Behind the Meter | Net-metered residential rooftop and canopy |  | None | SunnyMac LLC | PSE&G | Accepted | 2020-08-13 | 2020-08-18 | 2021-10-30 | Solaredge | SE7600H-US | Inverters | 7600 |  | 1 |  |  | 0.99 |  | Outdoor | Next to Meter
NJSTRE1545451943 |  | Transition Incentive Program | Lakewod | 8701 | 18 | 11.55 | Residential | No | Behind the Meter | Net-metered residential rooftop and canopy |  | None | Powerlutions | JCP&L | Accepted | 2020-08-13 | 2020-08-18 | 2021-10-30 | SolarEdge | SE10000H-US | Inverters | 10 |  | 1 |  |  | 0.99 |  | Outdoor | Near Meter
NJSTRE1545452028 |  | Transition Incentive Program | EDISON | 8820 | 11 | 4.88 | Residential | Yes | Behind the Meter | Net-metered residential rooftop and canopy |  | None | Vivint Solar Developer, LLC | PSE&G | Accepted | 2020-08-24 | 2020-08-24 | 2021-10-30 | SOLAREDGE | SE7600H-US | Inverters | 7600 |  | 1 |  |  | 0.992 |  | Outdoor | Near the Utility Meter
NJSTRE1545452104 |  | Transition Incentive Program | NEWARK | 7112 | 9 | 6.5 | Residential | No | Behind the Meter | Net-metered residential rooftop and canopy |  | None | Infinity Solar Systems | PSE&G | Accepted | 2020-08-13 | 2020-08-18 | 2021-10-30 | ENPHASE | IQ7-60-X-US | Inverters | 240 |  | 20 |  |  | 0.97 |  | Outside | MICROINVERTERS
NJSTRE1545452979 |  | Transition Incentive Program | Toms River | 8755 | 18 | 11.84 | Residential | No | Behind the Meter | Net-metered residential rooftop and canopy |  | None | Powerlutions | JCP&L | Final As-Built Received | 2020-08-13 | 2020-08-18 | 2021-10-30 | SolarEdge | SE10000H-US | Inverters | 10 |  | 1 |  |  | 0.99 |  | Outdoor | Near Meter
NJSTRE1545453061 |  | Transition Incentive Program | South Brunswick Twp | 8824 | 11 | 7.15 | Residential | No | Behind the Meter | Net-metered residential rooftop and canopy |  | None | Power Home Remodeling Group | PSE&G | Accepted | 2020-08-13 | 2020-08-18 | 2021-10-30 | SolarEdge | SE5000H-US | Inverters | 5000 |  | 1 |  |  | 0.99 |  | Outdoor | Near Meter
NJSTRE1545453108 |  | Transition Incentive Program | Ridgefield Boro | 7657 | 7 | 9.61 | Residential | Yes | Behind the Meter | Net-metered residential rooftop and canopy |  | None | Bright Planet Solar | PSE&G | Accepted | 2020-08-13 | 2020-08-18 | 2021-10-30 | SOLAR EDGE | SE7600H-USRGM | Inverters | 7600 |  | 1 |  |  | 0.98 |  | Outdoor | OUTSIDE
NJSTRE1545453338 |  | Transition Incentive Program | Del Haven | 8251 | 21 | 7.75 | Residential | Yes | Behind the Meter | Net-metered residential rooftop and canopy |  | None | Bright Planet Solar | AC Electric | Accepted | 2020-08-13 | 2020-08-20 | 2021-10-30 | SOLAR EDGE | SE7600H-USRGM | Inverters | 7600 |  | 1 |  |  | 0.98 |  | Outdoor | OUTSIDE
NJSTRE1545453354 |  | Transition Incentive Program | RIDGEFIELD BORO | 7657 | 7 | 7.26 | Residential | Yes | Behind the Meter | Net-metered residential rooftop and canopy |  | None | Sunrun Installation Services, Inc. | PSE&G | Accepted | 2020-08-13 | 2020-08-18 | 2021-10-30 | Enphase Energy | IQ7-60-x-US (240V) | Inverters | 240 |  | 22 |  |  | 0.96 |  | Outdoor | Rooftop
NJSTRE1545454747 |  | Transition Incentive Program | Elmer | 8318 | 16 | 9.6 | Residential | No | Behind the Meter | Net-metered residential rooftop and canopy |  | None | Posigen NJ LLC | AC Electric | Accepted | 2020-08-14 | 2020-08-18 | 2021-10-30 | SolarEdge | SE10000H-US | Inverters | 10000 |  | 1 |  |  | 0.99 |  | Outside | within ten feet of meter
NJSTRE1545452933 |  | Transition Incentive Program | West Creek | 8092 | 18 | 10.4 | Residential | No | Behind the Meter | Net-metered residential rooftop and canopy |  | None | Vivint Solar Developer, LLC | AC Electric | Accepted | 2020-08-19 | 2020-08-19 | 2021-10-30 | SOLAREDGE | SE7600H-US | Inverters | 7600 |  | 1 |  |  | 0.992 |  | Outdoor | Near the Utility Meter
NJSTRE1545454817 |  | Transition Incentive Program | Pennsauken | 8110 | 14 | 5.12 | Residential | No | Behind the Meter | Net-metered residential rooftop and canopy |  | None | Posigen NJ LLC | PSE&G | Accepted | 2020-08-14 | 2020-08-19 | 2021-10-30 | SolarEdge | SE6000H-US | Inverters | 6000 |  | 1 |  |  | 0.99 |  | Outside | within ten feet of meter
NJSTRE1545454821 |  | Transition Incentive Program | Asbury Park | 7712 | 17 | 7.35 | Residential | Yes | Behind the Meter | Net-metered residential rooftop and canopy |  | None | Pro Custom Solar dba Momentum Solar | JCP&L | Final As-Built Received | 2020-08-14 | 2020-08-19 | 2021-10-30 | Enphase | IQ7PLUS-72-2-US | Inverters | 290 |  | 21 |  |  | 0.97 |  | Outdoor | Roof
NJSTRE1545454829 |  | Transition Incentive Program | Holmdel | 7733 | 17 | 14.35 | Residential | No | Behind the Meter | Net-metered residential rooftop and canopy |  | None | Green Power Energy | JCP&L | Accepted | 2020-08-14 | 2020-08-19 | 2021-10-30 | Enphase Energy | IQ7PLUS-72-2-US | Inverters | 290 |  | 41 |  |  | 0.975 |  | Outside | next to meter
NJSTRE1545454875 |  | Transition Incentive Program | Fairlawn | 7410 | 7 | 17.09 | Residential | No | Behind the Meter | Net-metered residential rooftop and canopy |  | None | Green Power energy | PSE&G | Accepted | 2020-08-14 | 2020-08-19 | 2021-10-30 | Solar Edge | SE6000H-US | Inverters | 6000 |  | 1 |  |  | 0.97 |  | Outside | next to meter
NJSTRE1545454919 |  | Transition Incentive Program | Jersey City | 7305 | 8 | 9.1 | Residential | Yes | Behind the Meter | Net-metered residential rooftop and canopy |  | None | Pro Custom Solar dba Momentum Solar | PSE&G | Accepted | 2020-08-14 | 2020-08-19 | 2021-10-30 | Enphase | IQ7PLUS-72-2-US | Inverters | 290 |  | 26 |  |  | 0.97 |  | Outdoor | Roof
NJSTRE1545454933 |  | Transition Incentive Program | Newark | 7102 | 9 | 5.1 | Residential | No | Behind the Meter | Net-metered residential rooftop and canopy |  | None | Trinity Solar | PSE&G | Accepted | 2020-08-14 | 2020-08-19 | 2021-10-30 | Solar Edge | SE3800H-US | Inverters | 3800 |  | 1 |  |  | 0.97 |  | Outside | side of home
NJSTRE1545455074 |  | Transition Incentive Program | Paterson | 7522 | 6 | 6.8 | Residential | Yes | Behind the Meter | Net-metered residential rooftop and canopy |  | None | Trinity Solar | PSE&G | Accepted | 2020-08-14 | 2020-08-19 | 2021-10-30 | Solar Edge | SE6000 | Inverters | 6000 |  | 1 |  |  | 0.97 |  | Outside | side of home
NJSTRE1545455110 |  | Transition Incentive Program | Bergenfield | 7621 | 7 | 10.85 | Residential | Yes | Behind the Meter | Net-metered residential rooftop and canopy |  | None | Pro Custom Solar dba Momentum Solar | PSE&G | Final As-Built Received | 2020-08-14 | 2020-08-19 | 2021-10-30 | Enphase | IQ7Plus-72-2-US | Inverters | 290 |  | 31 |  |  | 0.97 |  | Outdoor | Roof
NJSTRE1545428400 |  | Transition Incentive Program | Clementon | 8021 | 14 | 7.25 | Residential | No | Behind the Meter | Net-metered residential rooftop and canopy |  | None | Advanced Renewable Solutions | AC Electric | Accepted | 2020-08-11 | 2020-08-13 | 2021-10-30 | ENPHASE | IQ7-60-2-US | Inverters | 5520 |  | 23 |  |  | 0.976 |  | Outdoor | Micro-inverters mounted to underside of every solar mod
NJSTRE1545428467 |  | Transition Incentive Program | WILDWOOD CREST | 8260 | 21 | 2.75 | Residential | Yes | Behind the Meter | Net-metered residential rooftop and canopy |  | None | Sunrun Installation Services, Inc. | AC Electric | Accepted | 2020-08-11 | 2020-08-13 | 2021-10-30 | Enphase Energy | IQ7-60-x-US (240V) | Inverters | 240 |  | 9 |  |  | 0.96 |  | Outdoor | Rooftop
NJSTRE1545428533 |  | Transition Incentive Program | Lawrence Township | 8311 | 20 | 23.22 | Residential | Yes | Behind the Meter | Net-metered residential rooftop and canopy |  | None | Ad Energy | AC Electric | Accepted | 2020-08-11 | 2020-08-17 | 2021-10-30 | Enphase Energy | IQ7XS-96-ACM-US | Inverters | 315 |  | 71 |  |  | 0.975 |  | Outdoor | at each panel
NJSTRE1545428923 |  | Transition Incentive Program | Camden | 8104 | 14 | 3.1 | Residential | No | Behind the Meter | Net-metered residential rooftop and canopy |  | None | 1st Light Energy Inc | PSE&G | Accepted | 2020-08-11 | 2020-08-14 | 2021-10-30 | SMA | SB 3.0-1SP-US-41 | Inverters | 3000 |  | 1 |  |  | 0.98 |  | Outside | Next to Meter
NJSTRE1545382327 | NJSRRE1541791327 | Transition Incentive Program | Hamilton Twp Mer | 8609 | 12 | 3.96 | Residential | Yes | Behind the Meter | Behind the Meter |  | None | Sunrun Installation Services, Inc. | PSE&G | Eligible for TI Program | 2019-08-06 | 2019-08-09 | 2021-10-30 | LG Electronics | LG330N1C-A5 | Solar Panels |  | 0.33 | 12 | 320 | 27 |  | Fixed | Roof
NJSTRE1545382328 | NJSRRE1541815273 | Transition Incentive Program | CAPE MAY COURT HOUSE | 8210 | 21 | 20.48 | Residential | Yes | Behind the Meter | Net-metered residential rooftop and canopy |  | None | Vivint Solar Developer, LLC | AC Electric | Accepted | 2019-08-13 | 2019-08-23 | 2021-10-30 | Hanwha Solar | Q.PEAK BLK-G5 315 | Solar Panels |  | 0.315 | 35 | 198 | 24 |  | Fixed | Roof
NJSTRE1545382339 | NJSRRE1541820377 | Transition Incentive Program | Kinnelon | 7405 | 3 | 20.15 | Residential | No | Behind the Meter | Behind the Meter |  | None | Green Power Energy | JCP&L | Eligible for TI Program | 2019-08-13 | 2019-08-23 | 2021-10-30 | Panasonic | VBHN325KA03 | Solar Panels |  | 0.325 | 4 | 291 | 27 |  | Fixed | Roof
NJSTRE1545382339 | NJSRRE1541820377 | Transition Incentive Program | Kinnelon | 7405 | 3 | 20.15 | Residential | No | Behind the Meter | Behind the Meter |  | None | Green Power Energy | JCP&L | Eligible for TI Program | 2019-08-13 | 2019-08-23 | 2021-10-30 | Panasonic | VBHN325KA03 | Solar Panels |  | 0.325 | 21 | 294 | 27 |  | Fixed | Roof
NJSTRE1545382344 | NJSRRE1541835664 | Transition Incentive Program | PLAINFIELD | 7063 | 10 | 12.06 | Residential | Yes | Behind the Meter | Behind the Meter |  | None | Pro Custom Solar dba Momentum Solar | PSE&G | Eligible for TI Program | 2019-08-14 | 2019-08-27 | 2021-10-30 | LG ELECTRONICS | LG 335N1C-V5 | Solar Panels |  | 0.335 | 18 | 309 | 40 |  | Fixed | Roof
NJSTRE1545382345 | NJSRRE1541841339 | Transition Incentive Program | Camden City | 8105 | 14 | 9.6 | Residential | Yes | Behind the Meter | Behind the Meter |  | None | Skyline Solar, LLC | PSE&G | Eligible for TI Program | 2019-08-15 | 2019-08-23 | 2021-10-30 | Hanwha Q-Cells | Q.PEAK DUO-G5 320 | Solar Panels |  | 0.32 | 30 | 239,59 | 33 |  | Fixed | Roof
NJSTRE1545382349 | NJSRRE1541844499 | Transition Incentive Program | Pitman | 8071 | 15 | 9.81 | Residential | Yes | Behind the Meter | Net-metered residential rooftop and canopy |  | None | Vision Solar LLC | AC Electric | As-Built Incomplete | 2019-08-15 | 2019-08-23 | 2021-10-30 | sunpower | e20-327-e-ac | Solar Panels |  | 0.327 | 3 | 157 | 37 |  | Fixed | Roof
NJSTRE1545382349 | NJSRRE1541844499 | Transition Incentive Program | Pitman | 8071 | 15 | 9.81 | Residential | Yes | Behind the Meter | Net-metered residential rooftop and canopy |  | None | Vision Solar LLC | AC Electric | As-Built Incomplete | 2019-08-15 | 2019-08-23 | 2021-10-30 | sunpower | e20-327-e-ac | Solar Panels |  | 0.327 | 4 | 67 | 17 |  | Fixed | Roof
NJSTRE1545382347 | NJSRRE1541804235 | Transition Incentive Program | Piscataway | 8854 | 11 | 5.99 | Residential | Yes | Behind the Meter | Behind the Meter |  | None | Pro Custom Solar dba Momentum Solar | PSE&G | Eligible for TI Program | 2019-08-08 | 2019-08-23 | 2021-10-30 | HANWHA | Q.PEAK DUO BLK-G5 315 | Solar Panels |  | 0.315 | 9 | 242 | 23 |  | Fixed | Roof
NJSTRE1545382348 | NJSRRE1541820301 | Transition Incentive Program | Millville | 8332 | 20 | 15.5 | Residential | Yes | Behind the Meter | Net-metered residential rooftop and canopy |  | None | Suntuity Solar LLC | AC Electric | Accepted | 2019-08-13 | 2019-08-23 | 2021-10-30 | Yingli Green Energy | YL310D-30b | Solar Panels |  | 0.31 | 25 | 99 | 20 |  | Fixed | Roof
NJSTRE1545382352 | NJSRRE1541815036 | Transition Incentive Program | Asbury Park | 7712 | 17 | 15.75 | Residential | Yes | Behind the Meter | Behind the Meter |  | None | Vivint Solar Developer, LLC | JCP&L | Eligible for TI Program | 2019-09-05 | 2019-09-06 | 2021-10-30 | Hanwha Solar | Q.PEAK BLK-G5 315 | Solar Panels |  | 0.315 | 31 | 198 | 19 |  | Fixed | Roof
NJSTRE1545382358 | NJSRRE1541723920 | Transition Incentive Program | Galloway | 8205 | 19 | 10.4 | Residential | Yes | Behind the Meter | Behind the Meter |  | None | Trinity Solar | AC Electric | Eligible for TI Program | 2019-07-31 | 2019-08-05 | 2021-10-30 | Hanwha 315 | Q.PEAK DUO BLK-G5 315 | Solar Panels |  | 0.315 | 20 | 265 | 34 |  | Fixed | Roof
NJSTRE1545382363 | NJSRRE1541815069 | Transition Incentive Program | Keyport | 7735 | 17 | 6.3 | Residential | Yes | Behind the Meter | Net-metered residential rooftop and canopy |  | None | Vivint Solar Developer, LLC | JCP&L | Accepted | 2019-08-13 | 2019-08-23 | 2021-10-30 | Hanwha Solar | Q.PEAK BLK-G5 315 | Solar Panels |  | 0.315 | 20 | 29 | 42 |  | Fixed | Roof
NJSTRE1545382369 | NJSRRE1541820865 | Transition Incentive Program | Stafford Township | 8050 | 18 | 18.97 | Residential | Yes | Behind the Meter | Behind the Meter |  | None | Ad Energy | AC Electric | Eligible for TI Program | 2019-08-13 | 2019-08-23 | 2021-10-30 | Sunpower | SPR-E20-327-E-AC | Solar Panels |  | 0.327 | 11 | 137 | 45 |  | Fixed | Roof
NJSTRE1545382369 | NJSRRE1541820865 | Transition Incentive Program | Stafford Township | 8050 | 18 | 18.97 | Residential | Yes | Behind the Meter | Behind the Meter |  | None | Ad Energy | AC Electric | Eligible for TI Program | 2019-08-13 | 2019-08-23 | 2021-10-30 | Sunpower | SPR-E20-327-E-AC | Solar Panels |  | 0.327 | 5 | 137 | 45 |  | Fixed | Roof
NJSTRE1545382374 | NJSRRE1541725709 | Transition Incentive Program | NEWARK | 7108 | 9 | 5.89 | Residential | No | Behind the Meter | Net-metered residential rooftop and canopy |  | None | SunPower Capital LLC | PSE&G | Accepted | 2019-08-01 | 2019-08-05 | 2021-10-30 | SUNPOWER | E20-327-E-AC | Solar Panels |  | 0.327 | 9 | 7 | 37 |  | Fixed | Roof
NJSTRE1545382381 | NJSRRE1541790417 | Transition Incentive Program | TRENTON | 8690 | 12 | 11.03 | Residential | Yes | Behind the Meter | Behind the Meter |  | None | Pro Custom Solar dba Momentum Solar | PSE&G | Eligible for TI Program | 2019-08-06 | 2019-08-08 | 2021-10-30 | HANWHA | Q.PEAK DUO BLK-G5 315 | Solar Panels |  | 0.315 | 13 | 204 | 20 |  | Fixed | Roof
NJSTRE1545382385 | NJSRRE1541791289 | Transition Incentive Program | Ocean City | 8226 | 21 | 3.48 | Residential | Yes | Behind the Meter | Behind the Meter |  | None | Sunrun, Inc | AC Electric | Eligible for TI Program | 2019-08-06 | 2019-08-09 | 2021-10-30 | REC Solar | REC290TP2 BLK | Solar Panels |  | 0.29 | 12 | 134 | 18 |  | Fixed | Roof
NJSTRE1545382386 | NJSRRE1541809856 | Transition Incentive Program | North Bergen | 7047 | 8 | 11.06 | Residential | No | Behind the Meter | Behind the Meter |  | None | Maier Solar Engineering dba Solar Me | PSE&G | Eligible for TI Program | 2019-08-09 | 2019-08-23 | 2021-10-30 | LG | LG335N1C-A5 | Solar Panels |  | 0.335 | 33 | 212 | 5 |  | Fixed | Roof
NJSTRE1545382397 | NJSRRE1541787785 | Transition Incentive Program | Toms River | 8753 | 18 | 5.58 | Residential | Yes | Behind the Meter | Net-metered residential rooftop and canopy |  | None | Suntuity Solar LLC | JCP&L | Accepted | 2019-08-05 | 2019-08-07 | 2021-10-30 | Yingli Green Energy | YL310D-30b | Solar Panels |  | 0.31 | 18 | 186 | 25 |  | Fixed | Roof
NJSTRE1545428380 |  | Transition Incentive Program | Manahawkin | 8050 | 18 | 7.02 | Residential | Yes | Behind the Meter | Net-metered residential rooftop and canopy |  | None | Sunrun Installation Services, Inc. | AC Electric | Accepted | 2020-08-11 | 2020-08-13 | 2021-10-30 | Enphase Energy | IQ7-60-x-US (240V) | Inverters | 240 |  | 23 |  |  | 0.96 |  | Outdoor | Rooftop
NJSTRE1545421758 |  | Transition Incentive Program | Brick | 8724 | 18 | 3.9 | Residential | Yes | Behind the Meter | Net-metered residential rooftop and canopy |  | None | Vivint Solar Developer, LLC | JCP&L | Accepted | 2020-08-11 | 2020-08-12 | 2021-10-30 | SOLAREDGE | SE3800H-US | Inverters | 3800 |  | 1 |  |  | 0.992 |  | Outdoor | Near the Utility Meter
NJSTRE1545424577 |  | Transition Incentive Program | Pilesgrove | 8098 | 16 | 11.97 | Residential | No | Behind the Meter | Net-metered residential rooftop and canopy |  | None | Advanced Renewable Solutions | AC Electric | Accepted | 2020-08-08 | 2020-08-12 | 2021-10-30 | ENPHASE | IQ7-60-2-US | Inverters | 9120 |  | 38 |  |  | 0.976 |  | Outdoor | Micro-inverters are mounted to underside of every Solar
NJSTRE1545425283 |  | Transition Incentive Program | Freehold | 7728 | 17 | 9.52 | Residential | No | Behind the Meter | Net-metered residential rooftop and canopy |  | None | Green Sun Energy Services, LLC | JCP&L | Accepted | 2020-08-11 | 2020-08-12 | 2021-10-30 | SolarEdge | SE7600H-USS3BBC14 | Inverters | 7600 |  | 1 |  |  | 0.99 |  | Indoor | Indoors (Next To Service Panel In Garage)
NJSTRE1545425328 |  | Transition Incentive Program | Somers Point | 8244 | 19 | 6.4 | Residential | No | Behind the Meter | Net-metered residential rooftop and canopy |  | None | SunPower Corporation, Systems | AC Electric | Accepted | 2020-08-10 | 2020-08-12 | 2021-10-30 | SunPower | SPR-A400-G-AC | Inverters | 345 |  | 16 |  |  | 0.97 |  | Other | under each panel
NJSTRE1545425713 |  | Transition Incentive Program | Somers Point | 8244 | 19 | 5.44 | Residential | Yes | Behind the Meter | Net-metered residential rooftop and canopy |  | None | Sunbound Solar | AC Electric | Accepted | 2020-08-10 | 2020-08-12 | 2021-10-30 | Enphase | IQ7-60-2-US (Microinverter, 60-Cell) | Inverters | 0.6 |  | 17 |  |  | 0.976 |  | Outdoor | under module
NJSTRE1545425719 |  | Transition Incentive Program | Glassboro | 8028 | 15 | 7.56 | Residential | No | Behind the Meter | Net-metered residential rooftop and canopy |  | None | Suntuity Solar LLC | AC Electric | Accepted | 2020-08-10 | 2020-08-13 | 2021-10-30 | Enphase Energy | IQ7-60-2-US | Inverters | 240 |  | 24 |  |  | 0.97 |  | Outdoor | Behind the PV Modules
NJSTRE1545425805 |  | Transition Incentive Program | Swedesboro | 8085 | 15 | 12.75 | Residential | Yes | Behind the Meter | Net-metered residential rooftop and canopy |  | None | Seabright Solar | AC Electric | Accepted | 2020-08-10 | 2020-08-12 | 2021-10-30 | Sunpower | SPR-E20-327 | Inverters | 0.32 |  | 37 |  |  | 0.99 |  | Outside | Roof
NJSTRE1545425899 |  | Transition Incentive Program | WILLIAMSTOWN | 8094 | 15 | 9.75 | Residential | Yes | Behind the Meter | Net-metered residential rooftop and canopy |  | None | Vivint Solar Developer, LLC | AC Electric | Accepted | 2020-08-11 | 2020-08-12 | 2021-10-30 | SOLAREDGE | SE7600H-US | Inverters | 7600 |  | 1 |  |  | 0.992 |  | Outdoor | Near the Utility Meter
NJSTRE1545425958 |  | Transition Incentive Program | PISCATAWAY | 8854 | 11 | 5.85 | Residential | Yes | Behind the Meter | Net-metered residential rooftop and canopy |  | None | Vivint Solar Developer, LLC | PSE&G | Accepted | 2020-08-10 | 2020-08-17 | 2021-10-30 | SOLAREDGE | SE7600H-US | Inverters | 7600 |  | 1 |  |  | 0.992 |  | Outdoor | Near the Utility Meter
NJSTRE1545426021 |  | Transition Incentive Program | Sicklerville | 8081 | 14 | 12.68 | Residential | Yes | Behind the Meter | Net-metered residential rooftop and canopy |  | None | SunnyMac LLC | AC Electric | Accepted | 2020-08-10 | 2020-08-13 | 2021-10-30 | Solaredge | SE10000H-US | Inverters | 10000 |  | 1 |  |  | 0.99 |  | Outdoor | Next to meter
NJSTRE1545426058 |  | Transition Incentive Program | HEWETT | 7421 | 6 | 8.1 | Residential | No | Behind the Meter | Net-metered residential rooftop and canopy |  | None | United Solar LLC | Orange Rockland Electric | Final As-Built Received | 2020-08-10 | 2020-08-13 | 2021-10-30 | Enphase | iq7 | Inverters | 250 |  | 27 |  |  | 0.965 |  | Outdoor | outside
NJSTRE1545382300 | NJSRRE1541731354 | Transition Incentive Program | Woodstown | 8098 | 16 | 29.76 | Residential | Yes | Behind the Meter | Net-metered residential ground mount |  | None | Vision Solar LLC | AC Electric | As-Built Incomplete | 2019-08-02 | 2019-08-27 | 2021-10-30 | sunpower | e20-327-e-ac | Solar Panels |  | 0.327 | 29 | 180 | 30 |  | Fixed | Roof
NJSTRE1545428788 |  | Transition Incentive Program | Montgomery TWP | 8558 | 5 | 10.17 | Residential | No | Behind the Meter | Net-metered residential rooftop and canopy |  | None | Tesla Energy Operations Inc. | PSE&G | Accepted | 2020-08-11 | 2020-08-14 | 2021-10-30 | Delta | M8-TL-US [240V] | Inverters | 7680 |  | 1 |  |  | 0.975 |  | Indoor | Indoor
NJSTRE1545382326 | NJSRRE1541845120 | Transition Incentive Program | Plainfield City | 7062 | 10 | 7.25 | Residential | Yes | Behind the Meter | Behind the Meter |  | None | Sunrun Installation Services, Inc. | PSE&G | Eligible for TI Program | 2019-08-15 | 2019-08-23 | 2021-10-30 | REC Solar | REC290TP2 BLK | Solar Panels |  | 0.29 | 12 | 347 | 27 |  | Fixed | Roof
NJSTRE1545382328 | NJSRRE1541815273 | Transition Incentive Program | CAPE MAY COURT HOUSE | 8210 | 21 | 20.48 | Residential | Yes | Behind the Meter | Net-metered residential rooftop and canopy |  | None | Vivint Solar Developer, LLC | AC Electric | Accepted | 2019-08-13 | 2019-08-23 | 2021-10-30 | Hanwha Solar | Q.PEAK BLK-G5 315 | Solar Panels |  | 0.315 | 30 | 18 | 24 |  | Fixed | Roof
NJSTRE1545382329 | NJSRRE1541787866 | Transition Incentive Program | Newark City | 7112 | 9 | 7.04 | Residential | Yes | Behind the Meter | Behind the Meter |  | None | Skyline Solar, LLC | PSE&G | Eligible for TI Program | 2019-08-05 | 2019-08-07 | 2021-10-30 | Hanwha Q-Cells | Q.PEAK DUO-G5 320 | Solar Panels |  | 0.32 | 22 | 129 | 20 |  | Fixed | Roof
NJSTRE1545382337 | NJSRRE1541790381 | Transition Incentive Program | ELIZABETH | 7202 | 10 | 5.99 | Residential | Yes | Behind the Meter | Behind the Meter |  | None | Pro Custom Solar dba Momentum Solar | PSE&G | Eligible for TI Program | 2019-08-06 | 2019-08-08 | 2021-10-30 | HANWHA | Q.PEAK DUO BLK-G5 315 | Solar Panels |  | 0.315 | 19 | 132 | 3 |  | Fixed | Roof
NJSTRE1545382338 | NJSRRE1541723419 | Transition Incentive Program | Greenwich | 8323 | 20 | 8.82 | Residential | No | Behind the Meter | Behind the Meter |  | None | Trinity Solar | AC Electric | Eligible for TI Program | 2019-07-31 | 2019-08-05 | 2021-10-30 | Hanwha | Q.PEAK DUO BLK-G5 315 | Solar Panels |  | 0.315 | 28 | 28 | 15 |  | Fixed | Roof
NJSTRE1545382340 | NJSRRE1541732370 | Transition Incentive Program | Phillipsburg | 8865 | 2 | 7.25 | Residential | Yes | Behind the Meter | Behind the Meter |  | None | Sunrun Installation Services, Inc. | JCP&L | Eligible for TI Program | 2019-08-02 | 2019-08-07 | 2021-10-30 | REC Solar | REC290TP2 BLK | Solar Panels |  | 0.29 | 4 | 203 | 18 |  | Fixed | Roof
NJSTRE1545382349 | NJSRRE1541844499 | Transition Incentive Program | Pitman | 8071 | 15 | 9.81 | Residential | Yes | Behind the Meter | Net-metered residential rooftop and canopy |  | None | Vision Solar LLC | AC Electric | As-Built Incomplete | 2019-08-15 | 2019-08-23 | 2021-10-30 | sunpower | e20-327-e-ac | Solar Panels |  | 0.327 | 10 | 247 | 37 |  | Fixed | Roof
NJSTRE1545382351 | NJSRRE1541845109 | Transition Incentive Program | Lakewood | 8701 | 18 | 11.31 | Residential | Yes | Behind the Meter | Behind the Meter |  | None | Sunrun Installation Services, Inc. | JCP&L | Eligible for TI Program | 2019-08-15 | 2019-08-23 | 2021-10-30 | REC Solar | REC290TP2 BLK | Solar Panels |  | 0.29 | 16 | 89 | 23 |  | Fixed | Roof
NJSTRE1545382358 | NJSRRE1541723920 | Transition Incentive Program | Galloway | 8205 | 19 | 10.4 | Residential | Yes | Behind the Meter | Behind the Meter |  | None | Trinity Solar | AC Electric | Eligible for TI Program | 2019-07-31 | 2019-08-05 | 2021-10-30 | Hanwha 315 | Q.PEAK DUO BLK-G5 315 | Solar Panels |  | 0.315 | 10 | 265 | 34 |  | Fixed | Roof
NJSTRE1545382359 | NJSRRE1541835427 | Transition Incentive Program | Pleasantville | 8232 | 19 | 9.6 | Residential | Yes | Behind the Meter | Behind the Meter |  | None | Skyline Solar, LLC | AC Electric | Eligible for TI Program | 2019-08-14 | 2019-08-23 | 2021-10-30 | Hanwha Q-Cells | Q.PEAK DUO-G5 320 | Solar Panels |  | 0.32 | 30 | 116/296 | 34 |  | Fixed | Roof
NJSTRE1545382361 | NJSRRE1541725690 | Transition Incentive Program | New Brunswick | 8901 | 11 | 9.57 | Residential | No | Behind the Meter | Behind the Meter |  | None | Green Power Energy | PSE&G | Eligible for TI Program | 2019-08-01 | 2019-08-05 | 2021-10-30 | Panasonic | VBHN330SA17 | Solar Panels |  | 0.33 | 15 | 308 | 30 |  | Fixed | Roof
NJSTRE1545382362 | NJSRRE1541727629 | Transition Incentive Program | Dunellen | 8812 | 11 | 6.21 | Residential | No | Behind the Meter | Behind the Meter |  | None | Sunrun Installation Services, Inc. | PSE&G | Eligible for TI Program | 2019-08-01 | 2019-08-06 | 2021-10-30 | LG Electronics | LG365Q1C-V5 | Solar Panels |  | 0.365 | 17 | 168 | 23 |  | Fixed | Roof
NJSTRE1545452044 |  | Transition Incentive Program | Cinnaminson | 8077 | 13 | 277.6 | Commercial | No | Behind the Meter | Net-metered non-residential rooftop and canopy |  | None | R U Bright LLC | PSE&G | Accepted | 2020-08-13 | 2020-08-18 | 2021-10-30 | SMA | Sunny TriPower CORE1 62-US | Inverters | 62500 |  | 4 |  |  | 0.98 |  | Outdoor | Wall mounted
NJSTRE1545452103 |  | Transition Incentive Program | Brick | 8723 | 18 | 3.27 | Residential | Yes | Behind the Meter | Net-metered residential rooftop and canopy |  | None | Vision Solar LLC | JCP&L | Accepted | 2020-08-13 | 2020-08-18 | 2021-10-30 | SUNPOWER | SPR-E20-327-E-AC | Inverters | 0.24 |  | 10 |  |  | 0.96 |  | Other | behind each panel
NJSTRE1545453335 |  | Transition Incentive Program | Mckee City | 8234 | 19 | 7.75 | Residential | Yes | Behind the Meter | Net-metered residential rooftop and canopy |  | None | Bright Planet Solar | AC Electric | Accepted | 2020-08-13 | 2020-08-19 | 2021-10-30 | SOLAR EDGE | SE7600H-USRGM | Inverters | 7600 |  | 1 |  |  | 0.98 |  | Outdoor | OUTSIDE
NJSTRE1545454751 |  | Transition Incentive Program | Erial | 8081 | 14 | 8.84 | Residential | Yes | Behind the Meter | Net-metered residential rooftop and canopy |  | None | Vision Solar LLC | AC Electric | Accepted | 2020-08-14 | 2020-08-18 | 2021-10-30 | ENPHASE | IQ7-60-2-US | Inverters | 0.24 |  | 26 |  |  | 0.96 |  | Other | behind each panel
NJSTRE1545454758 |  | Transition Incentive Program | Hillsborough | 8844 | 5 | 7.04 | Residential | No | Behind the Meter | Net-metered residential rooftop and canopy |  | None | Posigen NJ LLC | PSE&G | Accepted | 2020-08-14 | 2020-08-18 | 2021-10-30 | SolarEdge | SE7600H-US | Inverters | 7600 |  | 1 |  |  | 0.99 |  | Outside | within ten feet of meter
NJSTRE1545454761 |  | Transition Incentive Program | Columbia | 7832 | 2 | 15.64 | Residential | Yes | Behind the Meter | Net-metered residential rooftop and canopy |  | None | Vision Solar LLC | JCP&L | Accepted | 2020-08-14 | 2020-08-18 | 2021-10-30 | ENPHASE | IQ7-60-2-US | Inverters | 0.24 |  | 46 |  |  | 0.96 |  | Other | behind each panel
NJSTRE1545454846 |  | Transition Incentive Program | Neptune | 7753 | 17 | 6.65 | Residential | Yes | Behind the Meter | Net-metered residential rooftop and canopy |  | None | Pro Custom Solar dba Momentum Solar | JCP&L | Accepted | 2020-08-14 | 2020-08-19 | 2021-10-30 | Enphase | IQ7PLUS-72-2-US | Inverters | 290 |  | 19 |  |  | 0.97 |  | Outdoor | Roof
NJSTRE1545454868 |  | Transition Incentive Program | Perth Amboy | 8861 | 11 | 6.3 | Residential | Yes | Behind the Meter | Net-metered residential rooftop and canopy |  | None | Pro Custom Solar dba Momentum Solar | PSE&G | Accepted | 2020-08-14 | 2020-08-19 | 2021-10-30 | Enphase | IQ7PLUS-72-2-US | Inverters | 290 |  | 18 |  |  | 0.97 |  | Outdoor | Roof
NJSTRE1545454961 |  | Transition Incentive Program | EWING | 8638 | 12 | 5.53 | Residential | Yes | Behind the Meter | Net-metered residential rooftop and canopy |  | None | Vivint Solar Developer, LLC | PSE&G | Accepted | 2020-08-20 | 2020-08-21 | 2021-10-30 | SOLAREDGE | SE3800H-US | Inverters | 3800 |  | 1 |  |  | 0.992 |  | Outdoor | Near the Utility Meter
NJSTRE1545455162 |  | Transition Incentive Program | BRICK | 8724 | 18 | 8.38 | Residential | No | Behind the Meter | Net-metered residential rooftop and canopy |  | None | SEA BRIGHT SOLAR, LLC | JCP&L | Accepted | 2020-08-14 | 2020-08-19 | 2021-10-30 | SUNPOWER | SPR-X21-335-BLK-AC | Inverters | 320 |  | 25 |  |  | 0.96 |  | Outside | BENEATH ARRAY
NJSTRE1545456079 |  | Transition Incentive Program | Cape May Court House | 8210 | 21 | 9.18 | Residential | No | Behind the Meter | Net-metered residential rooftop and canopy |  | None | NJ Solar Power, LLC | AC Electric | Accepted | 2020-08-14 | 2020-08-24 | 2021-10-30 | solaredge | SE7600H-US | Inverters | 7600 |  | 1 |  |  | 0.99 |  | Outdoor | garage
NJSTRE1545456089 |  | Transition Incentive Program | FLANDERS | 7836 | 3 | 10.4 | Residential | Yes | Behind the Meter | Net-metered residential rooftop and canopy |  | None | Vivint Solar Developer, LLC | JCP&L | Accepted | 2020-08-18 | 2020-08-19 | 2021-10-30 | SolarEdge | SE7600H-US | Inverters | 7600 |  | 1 |  |  | 0.992 |  | Outdoor | Near the Utility Meter
NJSTRE1545456095 |  | Transition Incentive Program | LITTLE EGG HARBOR TWP | 8087 | 18 | 8.78 | Residential | Yes | Behind the Meter | Net-metered residential rooftop and canopy |  | None | Vivint Solar Developer, LLC | AC Electric | Accepted | 2020-08-18 | 2020-08-19 | 2021-10-30 | SOLAREDGE | SE7600H-US | Inverters | 7600 |  | 1 |  |  | 0.992 |  | Outdoor | Near the Utility Meter
NJSTRE1545359658 |  | Transition Incentive Program | Williamstown | 8094 | 15 | 13.94 | Residential | Yes | Behind the Meter | Net-metered residential rooftop and canopy |  | ACE2 | Vision Solar LLC | AC Electric | Accepted | 2020-07-29 | 2020-08-07 | 2021-10-30 | HANWHA Q-CELLS | Q.PEAK DUO-G6 340 | Solar Panels |  | 0.34 | 6 | 305 | 20 |  | Fixed | Roof
NJSTRE1545359668 |  | Transition Incentive Program | Rosenhayn | 8352 | 20 | 20.4 | Residential | Yes | Behind the Meter | Net-metered residential rooftop and canopy |  | ACE2 | Vision Solar LLC | AC Electric | Accepted | 2020-07-29 | 2020-08-07 | 2021-10-30 | HANWHA Q-CELLS | Q.PEAK DUO-G6 340 | Solar Panels |  | 0.34 | 26 | 252 | 18 |  | Fixed | Roof
NJSTRE1545359680 |  | Transition Incentive Program | North Arlington | 7031 | 7 | 4.9 | Residential | Yes | Behind the Meter | Net-metered residential rooftop and canopy |  | None | Pro Custom Solar dba Momentum Solar | PSE&G | Accepted | 2020-07-29 | 2020-08-07 | 2021-10-30 | LG | LG 350N1C-V5 | Solar Panels |  | 0.35 | 4 | 32 | 22 |  | Fixed | Roof
NJSTRE1545359729 |  | Transition Incentive Program | Morganville | 7751 | 17 | 9.45 | Residential | Yes | Behind the Meter | Net-metered residential rooftop and canopy |  | None | Pro Custom Solar dba Momentum Solar | JCP&L | Accepted | 2020-07-29 | 2020-08-07 | 2021-10-30 | LG | LG 350N1C-V5 | Solar Panels |  | 0.35 | 6 | 103 | 24 |  | Fixed | Roof
NJSTRE1545359767 |  | Transition Incentive Program | National Park | 8086 | 15 | 11.47 | Residential | No | Behind the Meter | Net-metered residential rooftop and canopy |  | None | Whitman Construction, LLC | PSE&G | Accepted | 2020-08-03 | 2020-08-07 | 2021-10-30 | solaria power | XT-370R-PD | Solar Panels |  | 0.37 | 8 | 300 | 12 |  | Fixed | Roof
NJSTRE1545359792 |  | Transition Incentive Program | Somerset | 8873 | 5 | 8.05 | Residential | Yes | Behind the Meter | Net-metered residential rooftop and canopy |  | None | Pro Custom Solar dba Momentum Solar | PSE&G | Accepted | 2020-07-29 | 2020-08-07 | 2021-10-30 | LG | LG 350N1C-V5 | Solar Panels |  | 0.35 | 19 | 197 | 22 |  | Fixed | Roof
NJSTRE1545360840 |  | Transition Incentive Program | DELRAN | 8075 | 13 | 13.44 | Residential | Yes | Behind the Meter | Net-metered residential rooftop and canopy |  | None | Vivint Solar Developer, LLC | PSE&G | Accepted | 2020-07-30 | 2020-08-07 | 2021-10-30 | Jinko Solar | JKM320M-60HBL | Solar Panels |  | 0.32 | 5 | 145 | 5 |  | Fixed | Roof
NJSTRE1545363413 |  | Transition Incentive Program | Bellmawr | 8031 | 14 | 11.22 | Residential | Yes | Behind the Meter | Net-metered residential rooftop and canopy |  | PSEG | Vision Solar LLC | PSE&G | Accepted | 2020-07-29 | 2020-08-07 | 2021-10-30 | HANWHA Q-CELLS | Q.PEAK DUO-G6 340 | Solar Panels |  | 0.34 | 1 | 282 | 20 |  | Fixed | Roof
NJSTRE1545363409 |  | Transition Incentive Program | GALLOWAY | 8205 | 19 | 8.68 | Residential | Yes | Behind the Meter | Net-metered residential rooftop and canopy |  | None | Bright Planet Solar | AC Electric | Accepted | 2020-07-29 | 2020-08-07 | 2021-10-30 | LONGI | LR6-60HPB-310M | Solar Panels |  | 0.31 | 22 | 265 | 18 |  | Fixed | Roof
NJSTRE1545363421 |  | Transition Incentive Program | WEST BERLIN | 8091 | 14 | 7.14 | Residential | Yes | Behind the Meter | Net-metered residential rooftop and canopy |  | None | Trinity Solar | AC Electric | Accepted | 2020-07-29 | 2020-08-07 | 2021-10-30 | HANWHA | Q.PEAK DUO BLK-G6 340 | Solar Panels |  | 0.34 | 4 | 214 | 45 |  | Fixed | Roof
NJSTRE1545363465 |  | Transition Incentive Program | ELIZABETH | 7208 | 10 | 11.7 | Residential | Yes | Behind the Meter | Net-metered residential rooftop and canopy |  | None | Vivint Solar Developer, LLC | PSE&G | Accepted | 2020-07-30 | 2020-08-07 | 2021-10-30 | Jinko Solar | JKM325M-60HBL | Solar Panels |  | 0.325 | 6 | 281 | 21 |  | Fixed | Roof
NJSTRE1545389253 | NJSRRE1544805469 | Transition Incentive Program | Willingboro | 8046 | 13 | 6.12 | Residential | Yes | Behind the Meter | Behind the Meter |  | None | Trinity Solar | PSE&G | Eligible for TI Program | 2020-04-07 | 2020-04-13 | 2021-10-30 | Solar Edge | SE5000H-US000BNC4 | Inverters | 5000 |  | 1 |  |  | 0.97 |  | Outdoor | side of home
NJSTRE1545389263 | NJSRRE1544736138 | Transition Incentive Program | Clayton | 8312 | 15 | 3.74 | Residential | Yes | Behind the Meter | Behind the Meter |  | None | Trinity Solar | AC Electric | Eligible for TI Program | 2020-03-20 | 2020-03-25 | 2021-10-30 | Solar Edge | SE3000 | Inverters | 3000 |  | 1 |  |  | 0.97 |  | Outside | side of home
NJSTRE1545382354 | NJSRRE1541809851 | Transition Incentive Program | Bloomfield | 7003 | 9 | 7.85 | Residential | Yes | Behind the Meter | Net-metered residential rooftop and canopy |  | None | SunPower Corporation, Systems | PSE&G | Accepted |  | 2019-09-03 | 2021-10-30 | SUNPOWER | SPR-E20-327-E-AC | Solar Panels |  | 0.327 | 4 | 285 | 8 |  | Fixed | Roof
NJSTRE1545382354 | NJSRRE1541809851 | Transition Incentive Program | Bloomfield | 7003 | 9 | 7.85 | Residential | Yes | Behind the Meter | Net-metered residential rooftop and canopy |  | None | SunPower Corporation, Systems | PSE&G | Accepted |  | 2019-09-03 | 2021-10-30 | SUNPOWER | SPR-E20-327-E-AC | Solar Panels |  | 0.327 | 8 | 105 | 8 |  | Fixed | Roof
NJSTRE1545382360 | NJSRRE1541841333 | Transition Incentive Program | Elizabeth | 7201 | 10 | 6.71 | Residential | No | Behind the Meter | Behind the Meter |  | None | Whitman Construction, LLC | PSE&G | Eligible for TI Program | 2019-08-15 | 2019-08-23 | 2021-10-30 | Trina Solar | TSM-305DD05A | Solar Panels |  | 0.305 | 22 | 110 | 35 |  | Fixed | Roof
NJSTRE1545382361 | NJSRRE1541725690 | Transition Incentive Program | New Brunswick | 8901 | 11 | 9.57 | Residential | No | Behind the Meter | Behind the Meter |  | None | Green Power Energy | PSE&G | Eligible for TI Program | 2019-08-01 | 2019-08-05 | 2021-10-30 | Panasonic | VBHN330SA17 | Solar Panels |  | 0.33 | 14 | 130 | 30 |  | Fixed | Roof
NJSTRE1545382366 | NJSRRE1541809830 | Transition Incentive Program | Absecon | 8201 | 19 | 8.71 | Residential | Yes | Behind the Meter | Behind the Meter |  | None | Pro Custom Solar dba Momentum Solar | AC Electric | Eligible for TI Program | 2019-08-09 | 2019-08-23 | 2021-10-30 | LG ELECTRONICS | LG 335N1C-V5 | Solar Panels |  | 0.335 | 8 | 302 | 16 |  | Fixed | Roof
NJSTRE1545382366 | NJSRRE1541809830 | Transition Incentive Program | Absecon | 8201 | 19 | 8.71 | Residential | Yes | Behind the Meter | Behind the Meter |  | None | Pro Custom Solar dba Momentum Solar | AC Electric | Eligible for TI Program | 2019-08-09 | 2019-08-23 | 2021-10-30 | LG ELECTRONICS | LG 335N1C-V5 | Solar Panels |  | 0.335 | 4 | 302 | 34 |  | Fixed | Roof
NJSTRE1545382371 | NJSRRE1541835655 | Transition Incentive Program | BARNEGAT | 8005 | 18 | 8.82 | Residential | Yes | Behind the Meter | Behind the Meter |  | None | Pro Custom Solar dba Momentum Solar | JCP&L | Eligible for TI Program | 2019-08-14 | 2019-08-23 | 2021-10-30 | HANWHA | Q.PEAK DUO BLK-G5 315 | Solar Panels |  | 0.315 | 6 | 155 | 37 |  | Fixed | Roof
NJSTRE1545382376 | NJSRRE1541790384 | Transition Incentive Program | Dumont | 7628 | 7 | 8.19 | Residential | Yes | Behind the Meter | Net-metered residential rooftop and canopy |  | None | Vivint Solar Developer, LLC | PSE&G | Accepted | 2019-08-07 | 2019-08-08 | 2021-10-30 | Hanwha Solar | Q.PEAK BLK-G5 315 | Solar Panels |  | 0.315 | 11 | 270 | 13 |  | Fixed | Roof
NJSTRE1545382382 | NJSRRE1541820676 | Transition Incentive Program | MARLTON | 8053 | 13 | 6.93 | Residential | Yes | Behind the Meter | Behind the Meter |  | None | Pro Custom Solar dba Momentum Solar | PSE&G | Eligible for TI Program | 2019-08-13 | 2019-08-23 | 2021-10-30 | HANWHA | Q.PEAK DUO BLK-G5 315 | Solar Panels |  | 0.315 | 12 | 91 | 19 |  | Fixed | Roof
NJSTRE1545382382 | NJSRRE1541820676 | Transition Incentive Program | MARLTON | 8053 | 13 | 6.93 | Residential | Yes | Behind the Meter | Behind the Meter |  | None | Pro Custom Solar dba Momentum Solar | PSE&G | Eligible for TI Program | 2019-08-13 | 2019-08-23 | 2021-10-30 | HANWHA | Q.PEAK DUO BLK-G5 315 | Solar Panels |  | 0.315 | 10 | 91 | 20 |  | Fixed | Roof
NJSTRE1545382389 | NJSRRE1541820765 | Transition Incentive Program | SOUTHAMPTON | 8088 | 13 | 16.75 | Residential | Yes | Behind the Meter | Behind the Meter |  | None | Pro Custom Solar dba Momentum Solar | PSE&G | Eligible for TI Program | 2019-08-13 | 2019-08-23 | 2021-10-30 | LG ELECTRONICS | LG 335N1C-V5 | Solar Panels |  | 0.335 | 23 | 74 | 25 |  | Fixed | Roof
NJSTRE1545382389 | NJSRRE1541820765 | Transition Incentive Program | SOUTHAMPTON | 8088 | 13 | 16.75 | Residential | Yes | Behind the Meter | Behind the Meter |  | None | Pro Custom Solar dba Momentum Solar | PSE&G | Eligible for TI Program | 2019-08-13 | 2019-08-23 | 2021-10-30 | LG ELECTRONICS | LG 335N1C-V5 | Solar Panels |  | 0.335 | 4 | 344 | 34 |  | Fixed | Roof
NJSTRE1545428390 |  | Transition Incentive Program | maplewood | 7040 | 9 | 2.04 | Residential | Yes | Behind the Meter | Net-metered residential rooftop and canopy |  | PSEG | Vision Solar LLC | PSE&G | Accepted | 2020-08-11 | 2020-08-13 | 2021-10-30 | ENPHASE | IQ7-60-2-US | Inverters | 0.24 |  | 6 |  |  | 0.96 |  | Other | behind each panel
NJSTRE1545428414 |  | Transition Incentive Program | Voorhees | 8043 | 14 | 16.32 | Residential | No | Behind the Meter | Net-metered residential rooftop and canopy |  | None | Tesla Energy Operations Inc. | AC Electric | Accepted | 2020-08-11 | 2020-08-13 | 2021-10-30 | SolarEdge Technologies | SE7600H-US [240V] | Inverters | 7600 |  | 2 |  |  | 0.99 |  | Outside | Outside
NJSTRE1545428490 |  | Transition Incentive Program | NEWTON | 7860 | 1 | 11.9 | Residential | Yes | Behind the Meter | Net-metered residential rooftop and canopy |  | None | Sunrun Installation Services, Inc. | JCP&L | Accepted | 2020-08-11 | 2020-08-13 | 2021-10-30 | Delta Electronics | M6-TL-US | Inverters | 6000 |  | 1 |  |  | 0.96 |  | Outdoor | Next To Meter
NJSTRE1545428502 |  | Transition Incentive Program | Pennsville | 8070 | 16 | 13.6 | Residential | Yes | Behind the Meter | Net-metered residential rooftop and canopy |  | None | Vision Solar LLC | AC Electric | Accepted | 2020-08-11 | 2020-08-14 | 2021-10-30 | ENPHASE | IQ7-60-2-US | Inverters | 0.24 |  | 40 |  |  | 0.96 |  | Other | behind each panel
NJSTRE1545428515 |  | Transition Incentive Program | Clementon | 8021 | 14 | 14.62 | Residential | Yes | Behind the Meter | Net-metered residential rooftop and canopy |  | None | Vision Solar LLC | AC Electric | Accepted | 2020-08-11 | 2020-08-14 | 2021-10-30 | ENPHASE | IQ7-60-2-US | Inverters | 0.24 |  | 43 |  |  | 0.96 |  | Other | behind each panel
NJSTRE1545428512 |  | Transition Incentive Program | caderville | 8311 | 20 | 15.36 | Residential | No | Behind the Meter | Net-metered residential rooftop and canopy |  | None | Orbit Energy & Power, LLC | AC Electric | Final As-Built Received | 2020-08-11 | 2020-08-14 | 2021-10-30 | enphase | iq7-60-2-us | Inverters | 0.24 |  | 48 |  |  | 0.99 |  | Other | behind panels
NJSTRE1545428736 |  | Transition Incentive Program | Piscataway | 8854 | 11 | 20.6 | Residential | Yes | Behind the Meter | Net-metered residential rooftop and canopy |  | None | Seabright Solar | PSE&G | Accepted | 2020-08-21 | 2020-08-21 | 2021-10-30 | Sunpower | SPR-E20-327 | Inverters | 0.32 |  | 63 |  |  | 0.99 |  | Outside | Roof
NJSTRE1545428822 |  | Transition Incentive Program | BROWNS MILLS | 8015 | 13 | 8.78 | Residential | Yes | Behind the Meter | Net-metered residential rooftop and canopy |  | None | Vivint Solar Developer, LLC | JCP&L | Accepted | 2020-08-14 | 2020-08-17 | 2021-10-30 | SolarEdge | SE7600H-US | Inverters | 7600 |  | 1 |  |  | 0.992 |  | Outdoor | Near the Utility Meter
NJSTRE1545428962 |  | Transition Incentive Program | Hamilton Twp Mer | 8610 | 12 | 6.51 | Residential | Yes | Behind the Meter | Net-metered residential rooftop and canopy |  | None | Bright Planet Solar | PSE&G | Accepted | 2020-08-11 | 2020-08-14 | 2021-10-30 | SOLAR EDGE | SE6000H-USRGM | Inverters | 6000 |  | 1 |  |  | 0.98 |  | Outdoor | OUTSIDE
NJSTRE1545430536 |  | Transition Incentive Program | Willingboro | 8046 | 13 | 13.94 | Residential | Yes | Behind the Meter | Net-metered residential rooftop and canopy |  | None | Vision Solar LLC | PSE&G | Accepted | 2020-08-12 | 2020-08-14 | 2021-10-30 | ENPHASE | IQ7-60-2-US | Inverters | 0.24 |  | 41 |  |  | 0.96 |  | Other | behind each panel
NJSTRE1545430647 |  | Transition Incentive Program | Mckee City | 8234 | 19 | 3.72 | Residential | Yes | Behind the Meter | Net-metered residential rooftop and canopy |  | None | Bright Planet Solar | AC Electric | Accepted | 2020-08-12 | 2020-08-14 | 2021-10-30 | SOLAR EDGE | SE3000H-USRGM | Inverters | 3000 |  | 1 |  |  | 0.98 |  | Outdoor | OUTSIDE
NJSTRE1545430669 |  | Transition Incentive Program | Brick Township | 8723 | 18 | 7.63 | Residential | Yes | Behind the Meter | Net-metered residential rooftop and canopy |  | None | Sunrun Installation Services, Inc. | JCP&L | Accepted | 2020-08-12 | 2020-08-14 | 2021-10-30 | Enphase Energy | IQ7-60-x-US (240V) | Inverters | 240 |  | 25 |  |  | 0.96 |  | Outdoor | Rooftop
NJSTRE1545430911 |  | Transition Incentive Program | Millville | 8332 | 20 | 7.82 | Residential | Yes | Behind the Meter | Net-metered residential rooftop and canopy |  | None | Vision Solar LLC | AC Electric | Accepted | 2020-08-12 | 2020-08-14 | 2021-10-30 | ENPHASE | IQ7-60-2-US | Inverters | 0.24 |  | 23 |  |  | 0.96 |  | Other | BEHIND EACH PANEL
NJSTRE1545382369 | NJSRRE1541820865 | Transition Incentive Program | Stafford Township | 8050 | 18 | 18.97 | Residential | Yes | Behind the Meter | Behind the Meter |  | None | Ad Energy | AC Electric | Eligible for TI Program | 2019-08-13 | 2019-08-23 | 2021-10-30 | Sunpower | SPR-E20-327-E-AC | Solar Panels |  | 0.327 | 10 | 227 | 34 |  | Fixed | Roof
NJSTRE1545382369 | NJSRRE1541820865 | Transition Incentive Program | Stafford Township | 8050 | 18 | 18.97 | Residential | Yes | Behind the Meter | Behind the Meter |  | None | Ad Energy | AC Electric | Eligible for TI Program | 2019-08-13 | 2019-08-23 | 2021-10-30 | Sunpower | SPR-E20-327-E-AC | Solar Panels |  | 0.327 | 7 | 227 | 34 |  | Fixed | Roof
NJSTRE1545382373 | NJSRRE1541858727 | Transition Incentive Program | North Plainfield | 7060 | 10 | 5.51 | Residential | Yes | Behind the Meter | Behind the Meter |  | None | Sunrun Installation Services, Inc. | PSE&G | Eligible for TI Program | 2019-08-19 | 2019-08-23 | 2021-10-30 | REC Solar | REC290TP2 BLK | Solar Panels |  | 0.29 | 8 | 132 | 40 |  | Fixed | Roof
NJSTRE1545382381 | NJSRRE1541790417 | Transition Incentive Program | TRENTON | 8690 | 12 | 11.03 | Residential | Yes | Behind the Meter | Behind the Meter |  | None | Pro Custom Solar dba Momentum Solar | PSE&G | Eligible for TI Program | 2019-08-06 | 2019-08-08 | 2021-10-30 | HANWHA | Q.PEAK DUO BLK-G5 315 | Solar Panels |  | 0.315 | 4 | 24 | 20 |  | Fixed | Roof
NJSTRE1545382381 | NJSRRE1541790417 | Transition Incentive Program | TRENTON | 8690 | 12 | 11.03 | Residential | Yes | Behind the Meter | Behind the Meter |  | None | Pro Custom Solar dba Momentum Solar | PSE&G | Eligible for TI Program | 2019-08-06 | 2019-08-08 | 2021-10-30 | HANWHA | Q.PEAK DUO BLK-G5 315 | Solar Panels |  | 0.315 | 6 | 294 | 20 |  | Fixed | Roof
NJSTRE1545382383 | NJSRRE1541835335 | Transition Incentive Program | Bloomfield | 7003 | 9 | 7.54 | Residential | No | Behind the Meter | Behind the Meter |  | None | Sunrun Installation Services, Inc. | PSE&G | Eligible for TI Program | 2019-08-14 | 2019-08-23 | 2021-10-30 | REC Solar | REC290TP2 BLK | Solar Panels |  | 0.29 | 11 | 280 | 27 |  | Fixed | Roof
NJSTRE1545382384 | NJSRRE1541803674 | Transition Incentive Program | Trenton | 8638 | 12 | 5.12 | Residential | Yes | Behind the Meter | Behind the Meter |  | None | Skyline Solar, LLC | PSE&G | Eligible for TI Program | 2019-08-09 | 2019-08-23 | 2021-10-30 | Hanwha Qcells | Q.PEAK DUO-G5 320 | Solar Panels |  | 0.32 | 16 | 241 | 20 |  | Fixed | Roof
NJSTRE1545382393 | NJSRRE1541790398 | Transition Incentive Program | Long Branch | 7740 | 17 | 5.04 | Residential | Yes | Behind the Meter | Behind the Meter |  | None | Trinity Solar | JCP&L | Eligible for TI Program | 2019-08-06 | 2019-08-08 | 2021-10-30 | Hanwha 315 | Q.PEAK DUO BLK-G5 315 | Solar Panels |  | 0.315 | 5 | 146 | 40 |  | Fixed | Roof
NJSTRE1545382395 | NJSRRE1541790196 | Transition Incentive Program | Toms River | 8755 | 18 | 6.2 | Residential | No | Behind the Meter | Net-metered residential rooftop and canopy |  | None | Suntuity Solar LLC | JCP&L | Accepted | 2019-08-06 | 2019-08-08 | 2021-10-30 | Yingli Solar | YL310D-30b | Solar Panels |  | 0.31 | 20 | 126 | 19 |  | Fixed | Roof
NJSTRE1545382396 | NJSRRE1541731999 | Transition Incentive Program | Elizabeth City | 7202 | 10 | 5.12 | Residential | Yes | Behind the Meter | Behind the Meter |  | None | Skyline Solar, LLC | PSE&G | Eligible for TI Program | 2019-08-02 | 2019-08-07 | 2021-10-30 | REC | REC320TP2M | Solar Panels |  | 0.32 | 16 | 222 | 36 |  | Fixed | Roof
NJSTRE1545382404 | NJSRRE1541820294 | Transition Incentive Program | Burlington | 8016 | 13 | 14.26 | Residential | No | Behind the Meter | Net-metered residential rooftop and canopy |  | None | Suntuity Solar LLC | PSE&G | Accepted | 2019-08-13 | 2019-08-23 | 2021-10-30 | Yingli Green Energy | YL310D-30b | Solar Panels |  | 0.31 | 24 | 51 | 34 |  | Fixed | Roof
NJSTRE1545382405 | NJSRRE1541725606 | Transition Incentive Program | ISELIN | 8830 | 11 | 11.03 | Residential | Yes | Behind the Meter | Behind the Meter |  | None | Pro Custom Solar dba Momentum Solar | PSE&G | Eligible for TI Program | 2019-08-01 | 2019-08-06 | 2021-10-30 | HANWHA | Q.PEAK DUO BLK-G5 315 | Solar Panels |  | 0.315 | 12 | 178 | 5 |  | Fixed | Roof
NJSTRE1545382405 | NJSRRE1541725606 | Transition Incentive Program | ISELIN | 8830 | 11 | 11.03 | Residential | Yes | Behind the Meter | Behind the Meter |  | None | Pro Custom Solar dba Momentum Solar | PSE&G | Eligible for TI Program | 2019-08-01 | 2019-08-06 | 2021-10-30 | HANWHA | Q.PEAK DUO BLK-G5 315 | Solar Panels |  | 0.315 | 15 | 358 | 36 |  | Fixed | Roof
NJSTRE1545457126 |  | Transition Incentive Program | Berkeley Heights | 7922 | 10 | 11.22 | Residential | No | Behind the Meter | Net-metered residential rooftop and canopy |  | None | Tesla Energy Operations Inc. | JCP&L | Accepted | 2020-08-14 | 2020-08-19 | 2021-10-30 | SolarEdge Technologies | SE10000H-US [240V] | Inverters | 10000 |  | 1 |  |  | 0.975 |  | Indoor | Indoor
NJSTRE1545464077 |  | Transition Incentive Program | Franklinville | 8322 | 15 | 10.4 | Residential | No | Behind the Meter | Net-metered residential rooftop and canopy |  | None | Suntuity Solar LLC | AC Electric | Accepted | 2020-08-18 | 2020-08-19 | 2021-10-30 | Enphase Energy | IQ7-60-2-US | Inverters | 240 |  | 33 |  |  | 0.97 |  | Outdoor | Behind the PV Modules
NJSTRE1545464083 |  | Transition Incentive Program | ATCO | 8004 | 14 | 5.04 | Residential | No | Behind the Meter | Net-metered residential rooftop and canopy |  | None | Suntuity Solar LLC | AC Electric | Accepted | 2020-08-18 | 2020-08-19 | 2021-10-30 | Enphase Energy | IQ7-60-2-US | Inverters | 240 |  | 16 |  |  | 0.97 |  | Outdoor | Behind the PV Modules
NJSTRE1545464105 |  | Transition Incentive Program | manahawkin | 8050 | 18 | 8 | Residential | No | Behind the Meter | Net-metered residential rooftop and canopy |  | None | Orbit Energy & Power, LLC | AC Electric | Final As-Built Received | 2020-08-17 | 2020-08-19 | 2021-10-30 | enphase | iq7-60-2-us | Inverters | 0.24 |  | 25 |  |  | 0.99 |  | Other | behind panels
NJSTRE1545464151 |  | Transition Incentive Program | Raritan | 8869 | 5 | 2.38 | Residential | Yes | Behind the Meter | Net-metered residential rooftop and canopy |  | PSEG | Vision Solar LLC | PSE&G | Accepted | 2020-08-17 | 2020-08-19 | 2021-10-30 | ENPHASE | IQ7-60-2-US | Inverters | 0.34 |  | 7 |  |  | 0.96 |  | Other | BEHIND EACH PANEL
NJSTRE1545472213 |  | Transition Incentive Program | GLEN RIDGE | 7028 | 9 | 4.23 | Residential | Yes | Behind the Meter | Net-metered residential rooftop and canopy |  | None | Vivint Solar Developer, LLC | PSE&G | Accepted | 2020-08-17 | 2020-08-19 | 2021-10-30 | SOLAREDGE | SE3800H-US | Inverters | 3800 |  | 1 |  |  | 0.992 |  | Outdoor | Near the Utility Meter
NJSTRE1545472235 |  | Transition Incentive Program | BEACHWOOD | 8722 | 18 | 14.63 | Residential | Yes | Behind the Meter | Net-metered residential rooftop and canopy |  | None | Vivint Solar Developer, LLC | JCP&L | Accepted | 2020-08-18 | 2020-08-19 | 2021-10-30 | SOLAREDGE | SE3800H-US | Inverters | 3800 |  | 1 |  |  | 0.992 |  | Outdoor | Near the Utility Meter
NJSTRE1545472317 |  | Transition Incentive Program | Princeton Twp | 8540 | 12 | 11.39 | Residential | No | Behind the Meter | Net-metered residential rooftop and canopy |  | None | Green Power energy | PSE&G | Accepted | 2020-08-17 | 2020-08-20 | 2021-10-30 | Enphase Energy | IQ7PLUS-72-2-US | Inverters | 290 |  | 30 |  |  | 0.975 |  | Outside | next to meter
NJSTRE1545475400 |  | Transition Incentive Program | Tuckerton | 8087 | 18 | 9.28 | Residential | Yes | Behind the Meter | Net-metered residential rooftop and canopy |  | None | Reliable Power and Solar | AC Electric | Accepted | 2020-08-18 | 2020-08-20 | 2021-10-30 | Enphase | IQ7 | Inverters | 240 |  | 29 |  |  | 0.97 |  | Outdoor | roof
NJSTRE1545475854 |  | Transition Incentive Program | Long Branch | 7740 | 17 | 9.28 | Residential | No | Behind the Meter | Net-metered residential rooftop and canopy |  | None | Green Power Energy | JCP&L | Accepted | 2020-08-18 | 2020-08-20 | 2021-10-30 | Enphase Energy | IQ7PLUS-72-2-US | Inverters | 290 |  | 29 |  |  | 0.975 |  | Outside | next to meter
NJSTRE1545475902 |  | Transition Incentive Program | Millville | 8332 | 20 | 3.84 | Residential | No | Behind the Meter | Net-metered residential rooftop and canopy |  | None | Posigen NJ LLC | AC Electric | Accepted | 2020-08-18 | 2020-08-20 | 2021-10-30 | SolarEdge | SE3800H-US | Inverters | 3800 |  | 1 |  |  | 0.99 |  | Outside | within ten feet of meter
NJSTRE1545382457 | NJSRRE1541821184 | Transition Incentive Program | Watchung | 7069 | 5 | 22.04 | Residential | Yes | Behind the Meter | Behind the Meter |  | None | Sunrun Installation Services, Inc. | PSE&G | Eligible for TI Program | 2019-08-13 | 2019-08-23 | 2021-10-30 | REC Solar | REC290TP2 BLK | Solar Panels |  | 0.29 | 18 | 33 | 23 |  | Fixed | Roof
NJSTRE1545382301 | NJSRRE1541821177 | Transition Incentive Program | Englewood City | 7631 | 7 | 6.38 | Residential | Yes | Behind the Meter | Behind the Meter |  | None | Sunrun Installation Services, Inc. | PSE&G | Eligible for TI Program | 2019-08-13 | 2019-08-23 | 2021-10-30 | REC Solar | REC290TP2 BLK | Solar Panels |  | 0.29 | 19 | 195 | 30 |  | Fixed | Roof
NJSTRE1545382310 | NJSRRE1541809913 | Transition Incentive Program | NUTLEY | 7110 | 9 | 5.04 | Residential | Yes | Behind the Meter | Net-metered residential rooftop and canopy |  | None | Vivint Solar Developer, LLC | PSE&G | Accepted | 2019-08-13 | 2019-08-23 | 2021-10-30 | Hanwha Solar | Q.PEAK BLK-G5 315 | Solar Panels |  | 0.315 | 6 | 30 | 17 |  | Fixed | Roof
NJSTRE1545382312 | NJSRRE1541851306 | Transition Incentive Program | North Caldwell | 7006 | 9 | 112.5 | Non Profit | Yes | Behind the Meter | Behind the Meter |  | None | Green Energy Construction & Consulting | PSE&G | Eligible for TI Program | 2019-08-16 | 2019-09-03 | 2021-10-30 | GCL | GCL M6/72H 375 | Solar Panels |  | 0.375 | 164 | 90 | 19 |  | Fixed | Roof
NJSTRE1545382314 | NJSRRE1541841318 | Transition Incentive Program | MANAHAWKIN | 8050 | 18 | 6.62 | Residential | Yes | Behind the Meter | Net-metered residential rooftop and canopy |  | None | Vivint Solar Developer, LLC | AC Electric | Accepted | 2019-08-20 | 2019-08-23 | 2021-10-30 | HANWHA SOLAR | Q.PEAK BLK-G5 315 | Solar Panels |  | 0.315 | 11 | 32 | 22 |  | Fixed | Roof
NJSTRE1545382324 | NJSRRE1541845137 | Transition Incentive Program | Hackettstown | 7840 | 2 | 17.69 | Residential | Yes | Behind the Meter | Behind the Meter |  | None | Sunrun Installation Services, Inc. | JCP&L | Eligible for TI Program | 2019-08-15 | 2019-08-23 | 2021-10-30 | REC Solar | REC290TP2 BLK | Solar Panels |  | 0.29 | 17 | 332 | 18 |  | Fixed | Roof
NJSTRE1545382324 | NJSRRE1541845137 | Transition Incentive Program | Hackettstown | 7840 | 2 | 17.69 | Residential | Yes | Behind the Meter | Behind the Meter |  | None | Sunrun Installation Services, Inc. | JCP&L | Eligible for TI Program | 2019-08-15 | 2019-08-23 | 2021-10-30 | REC Solar | REC290TP2 BLK | Solar Panels |  | 0.29 | 36 | 152 | 27 |  | Fixed | Roof
NJSTRE1545382334 | NJSRRE1541859590 | Transition Incentive Program | WEST ORANGE | 7052 | 9 | 13.74 | Residential | Yes | Behind the Meter | Behind the Meter |  | None | Pro Custom Solar dba Momentum Solar | PSE&G | Eligible for TI Program | 2019-08-19 | 2019-08-23 | 2021-10-30 | LG ELECTRONICS | LG 335N1C-V5 | Solar Panels |  | 0.335 | 16 | 188 | 38 |  | Fixed | Roof
NJSTRE1545382334 | NJSRRE1541859590 | Transition Incentive Program | WEST ORANGE | 7052 | 9 | 13.74 | Residential | Yes | Behind the Meter | Behind the Meter |  | None | Pro Custom Solar dba Momentum Solar | PSE&G | Eligible for TI Program | 2019-08-19 | 2019-08-23 | 2021-10-30 | LG ELECTRONICS | LG 335N1C-V5 | Solar Panels |  | 0.335 | 9 | 187 | 34 |  | Fixed | Roof
NJSTRE1545382343 | NJSRRE1541747677 | Transition Incentive Program | Glen Rock | 7452 | 7 | 11.7 | Residential | No | Behind the Meter | Behind the Meter |  | None | NJ Solar Power, LLC | PSE&G | Eligible for TI Program | 2019-08-02 | 2019-08-07 | 2021-10-30 | Hanwha | Q Peak Duo G-5, 325 | Solar Panels |  | 0.325 | 10 | 203 | 23 |  | Fixed | Roof
NJSTRE1545382344 | NJSRRE1541835664 | Transition Incentive Program | PLAINFIELD | 7063 | 10 | 12.06 | Residential | Yes | Behind the Meter | Behind the Meter |  | None | Pro Custom Solar dba Momentum Solar | PSE&G | Eligible for TI Program | 2019-08-14 | 2019-08-27 | 2021-10-30 | LG ELECTRONICS | LG 335N1C-V5 | Solar Panels |  | 0.335 | 18 | 129 | 40 |  | Fixed | Roof
NJSTRE1545382346 | NJSRRE1541805155 | Transition Incentive Program | Marmora | 8223 | 21 | 5.61 | Residential | Yes | Behind the Meter | Behind the Meter |  | None | Sunrun Installation Services, Inc. | AC Electric | Eligible for TI Program | 2019-08-08 | 2019-08-23 | 2021-10-30 | LG Electronics | LG330N1C-A5 | Solar Panels |  | 0.33 | 6 | 294 | 18 |  | Fixed | Roof
NJSTRE1545382003 |  | Transition Incentive Program | Bergenfield | 7621 | 7 | 4.55 | Residential | Yes | Behind the Meter | Net-metered residential rooftop and canopy |  | None | Vivint Solar Developer, LLC | PSE&G | Accepted | 2020-08-06 | 2020-08-07 | 2021-10-30 | JINKO SOLAR | JKM325M-60HBL | Solar Panels |  | 0.325 | 14 | 358 | 31 |  | Fixed | Roof
NJSTRE1545454743 |  | Transition Incentive Program | New Brunswick | 8901 | 11 | 4.8 | Residential | Yes | Behind the Meter | Net-metered residential rooftop and canopy |  | None | Sunbound Solar | PSE&G | Accepted | 2020-08-14 | 2020-08-20 | 2021-10-30 | Solaredge | SE5000H-US [SI1] | Inverters | 5000 |  | 1 |  |  | 0.976 |  | Outside | next to meter
NJSTRE1545454775 |  | Transition Incentive Program | Egg harbor city | 8215 | 19 | 8.84 | Residential | Yes | Behind the Meter | Net-metered residential rooftop and canopy |  | None | Vision Solar LLC | AC Electric | Accepted | 2020-08-14 | 2020-08-18 | 2021-10-30 | ENPHASE | IQ7-60-2-US | Inverters | 0.24 |  | 26 |  |  | 0.96 |  | Other | behind each panel
NJSTRE1545454855 |  | Transition Incentive Program | Williamstown | 8094 | 15 | 6.93 | Residential | No | Behind the Meter | Net-metered residential rooftop and canopy |  | None | Advanced Renewable Solutions | AC Electric | Accepted | 2020-08-14 | 2020-08-19 | 2021-10-30 | ENPHASE | IQ7-60-2-US | Inverters | 5280 |  | 22 |  |  | 0.976 |  | Outdoor | Micro-inverters are mounted to the underside of every s
NJSTRE1545454881 |  | Transition Incentive Program | Swedesboro | 8085 | 15 | 11.2 | Residential | No | Behind the Meter | Net-metered residential rooftop and canopy |  | None | RCL Enterprises Inc. | AC Electric | Accepted | 2020-08-14 | 2020-08-19 | 2021-10-30 | Enphase | IQ7 | Inverters | 240 |  | 35 |  |  | 0.96 |  | Outdoor | under panels
NJSTRE1545455015 |  | Transition Incentive Program | Parsippany | 7054 | 3 | 11.22 | Residential | No | Behind the Meter | Net-metered residential rooftop and canopy |  | None | Tesla Energy Operations Inc. | JCP&L | Accepted | 2020-08-14 | 2020-08-19 | 2021-10-30 | SolarEdge Technologies | SE10000H-US [240V] | Inverters | 10000 |  | 1 |  |  | 0.99 |  | Outside | Outside
NJSTRE1545456050 |  | Transition Incentive Program | Manchester Township | 8759 | 18 | 10.68 | Residential | Yes | Behind the Meter | Net-metered residential rooftop and canopy |  | None | Sunrun Installation Services, Inc. | JCP&L | Accepted | 2020-08-14 | 2020-08-19 | 2021-10-30 | Delta Electronics | M5-TL-US | Inverters | 5000 |  | 1 |  |  | 0.96 |  | Outdoor | Next To Meter
NJSTRE1545456550 |  | Transition Incentive Program | GALLOWAY | 8205 | 19 | 10.08 | Residential | Yes | Behind the Meter | Net-metered residential rooftop and canopy |  | None | Vivint Solar Developer, LLC | AC Electric | Accepted | 2020-08-20 | 2020-08-20 | 2021-10-30 | SOLAREDGE | SE7600H-US | Inverters | 7600 |  | 1 |  |  | 0.992 |  | Outdoor | Near the Utility Meter
NJSTRE1545457141 |  | Transition Incentive Program | Ocean | 7712 | 17 | 7.02 | Residential | No | Behind the Meter | Net-metered residential rooftop and canopy |  | None | Tesla Energy Operations Inc. | JCP&L | Accepted | 2020-08-14 | 2020-08-19 | 2021-10-30 | Delta Electronics | M8-TL-US [240V] | Inverters | 7680 |  | 1 |  |  | 0.975 |  | Indoor | Indoor
NJSTRE1545464140 |  | Transition Incentive Program | Sewell | 8080 | 15 | 6.12 | Residential | Yes | Behind the Meter | Net-metered residential rooftop and canopy |  | None | Trinity Solar | AC Electric | Accepted | 2020-08-17 | 2020-08-19 | 2021-10-30 | Solar Edge | SE5000 | Inverters | 5000 |  | 1 |  |  | 0.97 |  | Outside | side of home
NJSTRE1545382480 | NJSRRE1541723946 | Transition Incentive Program | JERSEY CITY | 7304 | 8 | 10.05 | Residential | Yes | Behind the Meter | Behind the Meter |  | None | Pro Custom Solar dba Momentum Solar | PSE&G | Eligible for TI Program | 2019-07-31 | 2019-08-05 | 2021-10-30 | LG ELECTRONICS | LG 335N1C-V5 | Solar Panels |  | 0.335 | 14 | 125 | 25 |  | Fixed | Roof
NJSTRE1545382480 | NJSRRE1541723946 | Transition Incentive Program | JERSEY CITY | 7304 | 8 | 10.05 | Residential | Yes | Behind the Meter | Behind the Meter |  | None | Pro Custom Solar dba Momentum Solar | PSE&G | Eligible for TI Program | 2019-07-31 | 2019-08-05 | 2021-10-30 | LG ELECTRONICS | LG 335N1C-V5 | Solar Panels |  | 0.335 | 2 | 215 | 10 |  | Fixed | Roof
NJSTRE1545382485 | NJSRRE1541810173 | Transition Incentive Program | Somerville | 8876 | 5 | 11.31 | Residential | Yes | Behind the Meter | Behind the Meter |  | None | Sunrun Installation Services, Inc. | JCP&L | Eligible for TI Program | 2019-08-09 | 2019-08-23 | 2021-10-30 | REC Solar | REC290TP2 BLK | Solar Panels |  | 0.29 | 9 | 124 | 18 |  | Fixed | Roof
NJSTRE1545382394 | NJSRRE1541820871 | Transition Incentive Program | Farmingdale | 7727 | 17 | 13.92 | Residential | Yes | Behind the Meter | Behind the Meter |  | None | Sunrun Installation Services, Inc. | JCP&L | Eligible for TI Program | 2019-08-13 | 2019-08-23 | 2021-10-30 | REC Solar | REC290TP2 BLK | Solar Panels |  | 0.29 | 25 | 114 | 30 |  | Fixed | Roof
NJSTRE1545382400 | NJSRRE1541821192 | Transition Incentive Program | Nutley Town | 7110 | 9 | 5.8 | Residential | Yes | Behind the Meter | Behind the Meter |  | None | Sunrun Installation Services, Inc. | PSE&G | Eligible for TI Program | 2019-08-13 | 2019-08-23 | 2021-10-30 | REC Solar | REC290TP2 BLK | Solar Panels |  | 0.29 | 15 | 133 | 23 |  | Fixed | Roof
NJSTRE1545382400 | NJSRRE1541821192 | Transition Incentive Program | Nutley Town | 7110 | 9 | 5.8 | Residential | Yes | Behind the Meter | Behind the Meter |  | None | Sunrun Installation Services, Inc. | PSE&G | Eligible for TI Program | 2019-08-13 | 2019-08-23 | 2021-10-30 | REC Solar | REC290TP2 BLK | Solar Panels |  | 0.29 | 5 | 222 | 23 |  | Fixed | Roof
NJSTRE1545382406 | NJSRRE1541820541 | Transition Incentive Program | Wood-Ridge | 7075 | 7 | 10.79 | Residential | Yes | Behind the Meter | Net-metered residential rooftop and canopy |  | None | SunPower Corporation, Systems | PSE&G | Accepted |  | 2019-08-23 | 2021-10-30 | SUNPOWER | SPR-E20-327-E-AC | Solar Panels |  | 0.327 | 12 | 217 | 30 |  | Fixed | Roof
NJSTRE1545382406 | NJSRRE1541820541 | Transition Incentive Program | Wood-Ridge | 7075 | 7 | 10.79 | Residential | Yes | Behind the Meter | Net-metered residential rooftop and canopy |  | None | SunPower Corporation, Systems | PSE&G | Accepted |  | 2019-08-23 | 2021-10-30 | SUNPOWER | SPR-E20-327-E-AC | Solar Panels |  | 0.327 | 9 | 37 | 30 |  | Fixed | Roof
NJSTRE1545382409 | NJSRRE1541821173 | Transition Incentive Program | East Brunswick | 8816 | 11 | 8.99 | Residential | No | Behind the Meter | Behind the Meter |  | None | Sunrun Installation Services, Inc. | PSE&G | Eligible for TI Program | 2019-08-13 | 2019-08-23 | 2021-10-30 | REC Solar | REC290TP2 BLK | Solar Panels |  | 0.29 | 5 | 270 | 20 |  | Fixed | Roof
NJSTRE1545382410 | NJSRRE1541844464 | Transition Incentive Program | BAYONNE | 7002 | 8 | 3.63 | Residential | Yes | Behind the Meter | Behind the Meter |  | None | Pro Custom Solar dba Momentum Solar | PSE&G | Eligible for TI Program | 2019-08-15 | 2019-08-23 | 2021-10-30 | LG ELECTRONICS | LG 335N1C-V5 | Solar Panels |  | 0.335 | 3 | 93 | 11 |  | Fixed | Roof
NJSTRE1545382414 | NJSRRE1541851037 | Transition Incentive Program | Marmora | 8223 | 21 | 5.51 | Residential | Yes | Behind the Meter | Behind the Meter |  | None | Sunrun Installation Services, Inc. | AC Electric | Eligible for TI Program | 2019-08-16 | 2019-08-23 | 2021-10-30 | REC Solar | REC290TP2 BLK | Solar Panels |  | 0.29 | 19 | 311 | 27 |  | Fixed | Roof
NJSTRE1545382418 | NJSRRE1541804794 | Transition Incentive Program | Paterson | 7502 | 6 | 8.83 | Residential | Yes | Behind the Meter | Net-metered residential rooftop and canopy |  | None | Vision Solar LLC | PSE&G | Accepted | 2019-08-08 | 2019-08-23 | 2021-10-30 | sunpower | e20-327-e-ac | Solar Panels |  | 0.327 | 11 | 230 | 30 |  | Fixed | Roof
NJSTRE1545382424 | NJSRRE1541835682 | Transition Incentive Program | Hackettstown | 7840 | 2 | 6.09 | Residential | Yes | Behind the Meter | Behind the Meter |  | None | Sunrun Installation Services, Inc. | JCP&L | Eligible for TI Program | 2019-08-14 | 2019-08-23 | 2021-10-30 | REC Solar | REC290TP2 BLK | Solar Panels |  | 0.29 | 10 | 215 | 19 |  | Fixed | Roof
NJSTRE1545382424 | NJSRRE1541835682 | Transition Incentive Program | Hackettstown | 7840 | 2 | 6.09 | Residential | Yes | Behind the Meter | Behind the Meter |  | None | Sunrun Installation Services, Inc. | JCP&L | Eligible for TI Program | 2019-08-14 | 2019-08-23 | 2021-10-30 | REC Solar | REC290TP2 BLK | Solar Panels |  | 0.29 | 6 | 126 | 18 |  | Fixed | Roof
NJSTRE1545382433 | NJSRRE1541722850 | Transition Incentive Program | Piscataway | 8854 | 11 | 13.05 | Residential | Yes | Behind the Meter | Behind the Meter |  | None | Sunrun Installation Services, Inc. | PSE&G | Eligible for TI Program | 2019-07-31 | 2019-08-05 | 2021-10-30 | REC Solar | REC290TP2 BLK | Solar Panels |  | 0.29 | 19 | 261 | 27 |  | Fixed | Roof
NJSTRE1545382436 | NJSRRE1541809880 | Transition Incentive Program | PENNSAUKEN | 8109 | 14 | 3.47 | Residential | Yes | Behind the Meter | Net-metered residential rooftop and canopy |  | None | Vivint Solar Developer, LLC | PSE&G | Accepted | 2019-08-13 | 2019-08-23 | 2021-10-30 | HAnwha Solar | JKM315M-60HBL | Solar Panels |  | 0.315 | 4 | 142 | 22 |  | Fixed | Roof
NJSTRE1545382490 | NJSRRE1542411798 | Transition Incentive Program | Watchung Boro | 7069 | 5 | 16.68 | Residential | Yes | Behind the Meter | Net-metered residential rooftop and canopy |  | None | Vision Solar LLC | PSE&G | Accepted | 2019-09-17 | 2019-09-19 | 2021-10-30 | sunpower | e20-327-e-ac | Solar Panels |  | 0.327 | 20 | 139 | 11 |  | Fixed | Roof
NJSTRE1545382490 | NJSRRE1542411798 | Transition Incentive Program | Watchung Boro | 7069 | 5 | 16.68 | Residential | Yes | Behind the Meter | Net-metered residential rooftop and canopy |  | None | Vision Solar LLC | PSE&G | Accepted | 2019-09-17 | 2019-09-19 | 2021-10-30 | sunpower | e20-327-e-ac | Solar Panels |  | 0.327 | 15 | 319 | 11 |  | Fixed | Roof
NJSTRE1545382494 | NJSRRE1541873552 | Transition Incentive Program | Oradell | 7649 | 7 | 16.38 | Residential | Yes | Behind the Meter | Behind the Meter |  | None | Tesla Energy Operations Inc | PSE&G | Eligible for TI Program | 2019-08-22 | 2019-08-26 | 2021-10-30 | Hanwha Q-Cells | Q.Peak DUO BLK-G5/SC315 | Solar Panels |  | 0.315 | 4 | 19 | 27 |  | Fixed | Roof
NJSTRE1545382494 | NJSRRE1541873552 | Transition Incentive Program | Oradell | 7649 | 7 | 16.38 | Residential | Yes | Behind the Meter | Behind the Meter |  | None | Tesla Energy Operations Inc | PSE&G | Eligible for TI Program | 2019-08-22 | 2019-08-26 | 2021-10-30 | Hanwha Q-Cells | Q.Peak DUO BLK-G5/SC315 | Solar Panels |  | 0.315 | 9 | 289 | 27 |  | Fixed | Roof
NJSTRE1545382497 | NJSRRE1541894839 | Transition Incentive Program | CHERRY HILL | 8002 | 14 | 6.3 | Residential | Yes | Behind the Meter | Net-metered residential rooftop and canopy |  | None | Vivint Solar Developer, LLC | PSE&G | Accepted | 2019-09-05 | 2019-09-05 | 2021-10-30 | Hanwha | Q.PEAK DUO BLK-G5 315w | Solar Panels |  | 0.315 | 20 | 193 | 25 |  | Fixed | Roof
NJSTRE1545382499 | NJSRRE1542376926 | Transition Incentive Program | Roselle Park | 7204 | 10 | 10.05 | Residential | Yes | Behind the Meter | Behind the Meter |  | None | Pro Custom Solar dba Momentum Solar | PSE&G | Eligible for TI Program | 2019-09-10 | 2019-09-12 | 2021-10-30 | LG ELECTRONICS | LG 335N1C-V5 | Solar Panels |  | 0.335 | 8 | 80 | 20 |  | Fixed | Roof
NJSTRE1545382499 | NJSRRE1542376926 | Transition Incentive Program | Roselle Park | 7204 | 10 | 10.05 | Residential | Yes | Behind the Meter | Behind the Meter |  | None | Pro Custom Solar dba Momentum Solar | PSE&G | Eligible for TI Program | 2019-09-10 | 2019-09-12 | 2021-10-30 | LG ELECTRONICS | LG 335N1C-V5 | Solar Panels |  | 0.335 | 8 | 260 | 20 |  | Fixed | Roof
NJSTRE1545382503 | NJSRRE1541880910 | Transition Incentive Program | UNION BEACH | 7735 | 17 | 4.41 | Residential | Yes | Behind the Meter | Net-metered residential rooftop and canopy |  | None | Vivint Solar Developer, LLC | JCP&L | Accepted | 2019-08-29 | 2019-08-29 | 2021-10-30 | Hanwha | Q.PEAK DUO BLK-G5 315w | Solar Panels |  | 0.315 | 7 | 87 | 26 |  | Fixed | Roof
NJSTRE1545382503 | NJSRRE1541880910 | Transition Incentive Program | UNION BEACH | 7735 | 17 | 4.41 | Residential | Yes | Behind the Meter | Net-metered residential rooftop and canopy |  | None | Vivint Solar Developer, LLC | JCP&L | Accepted | 2019-08-29 | 2019-08-29 | 2021-10-30 | Hanwha | Q.PEAK DUO BLK-G5 315w | Solar Panels |  | 0.315 | 7 | 267 | 26 |  | Fixed | Roof
NJSTRE1545382510 | NJSRRE1542377383 | Transition Incentive Program | Lanoka Harbor | 8734 | 18 | 16.82 | Residential | Yes | Behind the Meter | Behind the Meter |  | None | Sunrun Installation Services, Inc. | JCP&L | Eligible for TI Program | 2019-09-10 | 2019-09-12 | 2021-10-30 | REC Solar | REC290TP2 BLK | Solar Panels |  | 0.29 | 45 | 325 | 30 |  | Fixed | Roof
NJSTRE1545382510 | NJSRRE1542377383 | Transition Incentive Program | Lanoka Harbor | 8734 | 18 | 16.82 | Residential | Yes | Behind the Meter | Behind the Meter |  | None | Sunrun Installation Services, Inc. | JCP&L | Eligible for TI Program | 2019-09-10 | 2019-09-12 | 2021-10-30 | REC Solar | REC290TP2 BLK | Solar Panels |  | 0.29 | 13 | 325 | 30 |  | Fixed | Roof
NJSTRE1545382513 | NJSRRE1541907924 | Transition Incentive Program | Long Branch | 7740 | 17 | 8.06 | Residential | No | Behind the Meter | Behind the Meter |  | None | Skyline Solar LLC | JCP&L | Eligible for TI Program | 2019-08-29 | 2019-09-03 | 2021-10-30 | Axitec | 310M/60s | Solar Panels |  | 0.31 | 8 | 150 | 1 |  | Fixed | Roof
NJSTRE1545382463 | NJSRRE1541850934 | Transition Incentive Program | Englewood | 7631 | 7 | 14.06 | Residential | Yes | Behind the Meter | Net-metered residential rooftop and canopy |  | None | SunPower Corporation, Systems | PSE&G | Accepted |  | 2019-08-23 | 2021-10-30 | SUNPOWER | SPR-E20-327-E-AC | Solar Panels |  | 0.327 | 14 | 175 | 30 |  | Fixed | Roof
NJSTRE1545382465 | NJSRRE1541809461 | Transition Incentive Program | Cedar Knolls | 7927 | 3 | 14.07 | Residential | Yes | Behind the Meter | Behind the Meter |  | None | Pro Custom Solar dba Momentum Solar | JCP&L | Eligible for TI Program | 2019-08-09 | 2019-08-23 | 2021-10-30 | LG ELECTRONICS | LG 335N1C-V | Solar Panels |  | 0.335 | 4 | 128 | 10 |  | Fixed | Roof
NJSTRE1545382467 | NJSRRE1541726291 | Transition Incentive Program | Surf City | 8008 | 18 | 5.28 | Residential | No | Behind the Meter | Behind the Meter |  | None | Sunrun Installation Services, Inc. | AC Electric | Eligible for TI Program | 2019-08-01 | 2019-08-05 | 2021-10-30 | LG Electronics | LG330N1C-A5 | Solar Panels |  | 0.33 | 4 | 33 | 34 |  | Fixed | Roof
NJSTRE1545382469 | NJSRRE1541790616 | Transition Incentive Program | Englewood Cliffs | 7632 | 7 | 7.88 | Residential | Yes | Behind the Meter | Behind the Meter |  | None | Pro Custom Solar dba Momentum Solar | PSE&G | Eligible for TI Program | 2019-08-06 | 2019-08-09 | 2021-10-30 | HANWHA | Q.PEAK DUO BLK-G5 315 | Solar Panels |  | 0.315 | 20 | 82 | 21 |  | Fixed | Roof
NJSTRE1545382478 | NJSRRE1541845131 | Transition Incentive Program | Green Brook | 8812 | 11 | 4.64 | Residential | No | Behind the Meter | Behind the Meter |  | None | Sunrun Installation Services, Inc. | PSE&G | Eligible for TI Program | 2019-08-15 | 2019-08-23 | 2021-10-30 | REC Solar | REC290TP2 BLK | Solar Panels |  | 0.29 | 16 | 164 | 21 |  | Fixed | Roof
NJSTRE1545382483 | NJSRRE1541804131 | Transition Incentive Program | Vineland | 8360 | 20 | 11.16 | Residential | Yes | Behind the Meter | Net-metered residential rooftop and canopy |  | None | Suntuity Solar LLC | Vineland Muni Electric | Accepted | 2019-08-08 | 2019-08-23 | 2021-10-30 | Yingli Solar | YL310D-30b | Solar Panels |  | 0.31 | 25 | 93 | 14 |  | Fixed | Roof
NJSTRE1545382486 | NJSRRE1541810076 | Transition Incentive Program | Rutherford | 7070 | 7 | 7.54 | Residential | Yes | Behind the Meter | Behind the Meter |  | None | Sunrun Installation Services, Inc. | PSE&G | Eligible for TI Program | 2019-08-09 | 2019-08-23 | 2021-10-30 | REC Solar | REC290TP2 BLK | Solar Panels |  | 0.29 | 3 | 293 | 43 |  | Fixed | Roof
NJSTRE1545382491 | NJSRRE1542393690 | Transition Incentive Program | Hasbrouck Heights | 7604 | 7 | 4.06 | Residential | Yes | Behind the Meter | Net-metered residential rooftop and canopy |  | None | Vivint Solar Developer, LLC | PSE&G | Accepted | 2019-10-18 | 2019-10-22 | 2021-10-30 | Trina Solar | TSM-290DD05A.08 | Solar Panels |  | 0.29 | 14 | 218 | 28 |  | Fixed | Roof
NJSTRE1545382494 | NJSRRE1541873552 | Transition Incentive Program | Oradell | 7649 | 7 | 16.38 | Residential | Yes | Behind the Meter | Behind the Meter |  | None | Tesla Energy Operations Inc | PSE&G | Eligible for TI Program | 2019-08-22 | 2019-08-26 | 2021-10-30 | Hanwha Q-Cells | Q.Peak DUO BLK-G5/SC315 | Solar Panels |  | 0.315 | 7 | 199 | 27 |  | Fixed | Roof
NJSTRE1545382496 | NJSRRE1542043939 | Transition Incentive Program | Pompton Plains | 7444 | 3 | 31.32 | Residential | No | Behind the Meter | Net-metered residential rooftop and canopy |  | None | Vision Solar LLC | JCP&L | Accepted | 2019-09-03 | 2019-09-05 | 2021-10-30 | sunpower | spr-x22-360-e-ac | Solar Panels |  | 0.36 | 33 | 92 | 20 |  | Fixed | Roof
NJSTRE1545382502 | NJSRRE1541883900 | Transition Incentive Program | KEYPORT | 7735 | 17 | 18.59 | Residential | Yes | Behind the Meter | Net-metered residential rooftop and canopy |  | None | Vivint Solar Developer, LLC | JCP&L | Accepted | 2019-09-04 | 2019-09-05 | 2021-10-30 | Hanwha Solar | Q.PEAK BLK-G5 315 | Solar Panels |  | 0.315 | 21 | 210 | 30 |  | Fixed | Roof
NJSTRE1545382504 | NJSRRE1542242622 | Transition Incentive Program | Somerville | 8876 | 5 | 6.67 | Residential | Yes | Behind the Meter | Behind the Meter |  | None | Sunrun Installation Services, Inc. | PSE&G | Eligible for TI Program | 2019-09-05 | 2019-09-09 | 2021-10-30 | REC Solar | REC290TP2 BLK | Solar Panels |  | 0.29 | 7 | 277 | 34 |  | Fixed | Roof
NJSTRE1545430969 |  | Transition Incentive Program | cape may court house | 8210 | 21 | 4.8 | Residential | No | Behind the Meter | Net-metered residential rooftop and canopy |  | None | Orbit Energy & Power, LLC | AC Electric | Accepted | 2020-08-12 | 2020-08-17 | 2021-10-30 | enphase | iq7-60-2-us | Inverters | 0.24 |  | 15 |  |  | 0.96 |  | Other | behind panels
NJSTRE1545430983 |  | Transition Incentive Program | Red Bank | 7701 | 17 | 5.1 | Residential | No | Behind the Meter | Net-metered residential rooftop and canopy |  | JCPL | Maier Solar Engineering dba Solar Me | JCP&L | Accepted | 2020-08-12 | 2020-08-17 | 2021-10-30 | Enphase | IQ7+ | Inverters | 290 |  | 15 |  |  | 0.96 |  | Outside | Next to meter
NJSTRE1545431001 |  | Transition Incentive Program | Howell | 7731 | 17 | 8.96 | Residential | Yes | Behind the Meter | Net-metered residential rooftop and canopy |  | None | Reliable Power and Solar | JCP&L | Final As-Built Received | 2020-08-12 | 2020-08-17 | 2021-10-30 | Enphase | IQ7 | Inverters | 240 |  | 28 |  |  | 0.97 |  | Outdoor | roof
NJSTRE1545431057 |  | Transition Incentive Program | JERSEY CITY | 7305 | 8 | 5.6 | Residential | No | Behind the Meter | Net-metered residential rooftop and canopy |  | None | Infinity Solar Systems | PSE&G | Accepted | 2020-08-12 | 2020-08-17 | 2021-10-30 | ENPHASE | IQ7PLUS-72-X-US | Inverters | 290 |  | 16 |  |  | 0.97 |  | Outside | MICROINVERTERS
NJSTRE1545431762 |  | Transition Incentive Program | HAMMONTON | 8037 | 19 | 6.18 | Residential | Yes | Behind the Meter | Net-metered residential rooftop and canopy |  | None | Vivint Solar Developer, LLC | AC Electric | Accepted | 2020-08-17 | 2020-08-17 | 2021-10-30 | SolarEdge | SE7600H-US | Inverters | 7600 |  | 1 |  |  | 0.992 |  | Outdoor | Near the Utility Meter
NJSTRE1545382398 | NJSRRE1541724030 | Transition Incentive Program | DENVILLE | 7834 | 3 | 12.29 | Residential | Yes | Behind the Meter | Net-metered residential rooftop and canopy |  | None | Vivint Solar Developer, LLC | JCP&L | Accepted | 2019-08-04 | 2019-08-05 | 2021-10-30 | Hanwha Solar | Q.PEAK BLK-G5 315 | Solar Panels |  | 0.315 | 21 | 267 | 34 |  | Fixed | Roof
NJSTRE1545382407 | NJSRRE1541820738 | Transition Incentive Program | Magnolia | 8049 | 14 | 11.77 | Residential | Yes | Behind the Meter | Net-metered residential rooftop and canopy |  | None | Vision Solar LLC | PSE&G | As-Built Incomplete | 2019-09-11 | 2019-09-11 | 2021-10-30 | sunpower | e20-327-e-ac | Solar Panels |  | 0.327 | 20 | 251 | 37 |  | Fixed | Roof
NJSTRE1545382407 | NJSRRE1541820738 | Transition Incentive Program | Magnolia | 8049 | 14 | 11.77 | Residential | Yes | Behind the Meter | Net-metered residential rooftop and canopy |  | None | Vision Solar LLC | PSE&G | As-Built Incomplete | 2019-09-11 | 2019-09-11 | 2021-10-30 | sunpower | e20-327-e-ac | Solar Panels |  | 0.327 | 6 | 251 | 11 |  | Fixed | Roof
NJSTRE1545382411 | NJSRRE1541790383 | Transition Incentive Program | Franklinville | 8322 | 15 | 11.9 | Residential | Yes | Behind the Meter | Net-metered residential rooftop and canopy |  | None | Bright Planet Solar | AC Electric | Accepted |  | 2019-08-08 | 2021-10-30 | LONGI | LR6-60PB-305M | Solar Panels |  | 0.305 | 13 | 127 | 15 |  | Fixed | Roof
NJSTRE1545382416 | NJSRRE1541810072 | Transition Incentive Program | Irvington Town | 7111 | 9 | 6.38 | Residential | Yes | Behind the Meter | Behind the Meter |  | None | Sunrun Installation Services, Inc. | PSE&G | Eligible for TI Program | 2019-08-09 | 2019-08-23 | 2021-10-30 | REC Solar | REC290TP2 BLK | Solar Panels |  | 0.29 | 5 | 266 | 30 |  | Fixed | Roof
NJSTRE1545382421 | NJSRRE1541835531 | Transition Incentive Program | Penns Grove | 8069 | 16 | 11.77 | Residential | Yes | Behind the Meter | Behind the Meter |  | None | Seabright Solar | AC Electric | Eligible for TI Program | 2019-08-29 | 2019-08-29 | 2021-10-30 | Sunpower | SPR-E20-327 | Solar Panels |  | 0.327 | 11 | 320 | 40 |  | Fixed | Roof
NJSTRE1545382425 | NJSRRE1541835287 | Transition Incentive Program | paterson | 7522 | 6 | 12.43 | Residential | Yes | Behind the Meter | Net-metered residential rooftop and canopy |  | None | Vision Solar LLC | PSE&G | Accepted | 2019-08-14 | 2019-08-23 | 2021-10-30 | sunpower | e20-327-e-ac | Solar Panels |  | 0.327 | 16 | 48 | 38 |  | Fixed | Roof
NJSTRE1545382426 | NJSRRE1541788286 | Transition Incentive Program | Mansfield | 8022 | 13 | 7.54 | Residential | Yes | Behind the Meter | Behind the Meter |  | None | Sunrun Installation Services, Inc. | PSE&G | Eligible for TI Program | 2019-08-05 | 2019-08-08 | 2021-10-30 | REC Solar | REC290TP2 BLK | Solar Panels |  | 0.29 | 8 | 136 | 23 |  | Fixed | Roof
NJSTRE1545382353 | NJSRRE1541800141 | Transition Incentive Program | Gloucester City | 8030 | 14 | 9.14 | Residential | Yes | Behind the Meter | Net-metered residential rooftop and canopy |  | None | Trinity Solar | PSE&G | Final As-Built Received | 2019-08-07 | 2019-08-12 | 2021-10-30 | Yingli 315 | YL315D-30b | Solar Panels |  | 0.315 | 10 | 33 | 8 |  | Fixed | Roof
NJSTRE1545382355 | NJSRRE1541820838 | Transition Incentive Program | West New York | 7093 | 8 | 6.37 | Residential | Yes | Behind the Meter | Behind the Meter |  | None | Pro Custom Solar dba Momentum Solar | PSE&G | Eligible for TI Program | 2019-08-13 | 2019-08-23 | 2021-10-30 | LG ELECTRONICS | LG 335N1C-V5 | Solar Panels |  | 0.335 | 19 | 30 | 3 |  | Fixed | Roof
NJSTRE1545382356 | NJSRRE1541841232 | Transition Incentive Program | Linden | 7036 | 10 | 6.1 | Residential | No | Behind the Meter | Behind the Meter |  | None | Whitman Construction, LLC | PSE&G | Eligible for TI Program | 2019-08-15 | 2019-08-23 | 2021-10-30 | Trina Solar | TSM-305DD05A | Solar Panels |  | 0.305 | 20 | 218 | 29 |  | Fixed | Roof
NJSTRE1545382366 | NJSRRE1541809830 | Transition Incentive Program | Absecon | 8201 | 19 | 8.71 | Residential | Yes | Behind the Meter | Behind the Meter |  | None | Pro Custom Solar dba Momentum Solar | AC Electric | Eligible for TI Program | 2019-08-09 | 2019-08-23 | 2021-10-30 | LG ELECTRONICS | LG 335N1C-V5 | Solar Panels |  | 0.335 | 5 | 122 | 35 |  | Fixed | Roof
NJSTRE1545382368 | NJSRRE1541725533 | Transition Incentive Program | Vineland | 8360 | 20 | 9.61 | Residential | No | Behind the Meter | Net-metered residential rooftop and canopy |  | None | Suntuity Solar LLC | AC Electric | Accepted | 2019-08-01 | 2019-08-05 | 2021-10-30 | Yingli Green Energy | YL310D-30b | Solar Panels |  | 0.31 | 31 | 183 | 20 |  | Fixed | Roof
NJSTRE1545426069 |  | Transition Incentive Program | Edison | 8817 | 11 | 6.3 | Residential | Yes | Behind the Meter | Net-metered residential rooftop and canopy |  | None | Pro Custom Solar dba Momentum Solar | PSE&G | Accepted | 2020-08-10 | 2020-08-13 | 2021-10-30 | Enphase | IQ7Plus-72-2-US | Inverters | 290 |  | 18 |  |  | 0.97 |  | Outdoor | Roof
NJSTRE1545426273 |  | Transition Incentive Program | MAGNOLIA | 8049 | 14 | 5.85 | Residential | Yes | Behind the Meter | Net-metered residential rooftop and canopy |  | None | Vivint Solar Developer, LLC | PSE&G | Accepted | 2020-08-11 | 2020-08-13 | 2021-10-30 | SolarEdge | SE3800H-US | Inverters | 3800 |  | 1 |  |  | 0.992 |  | Outdoor | Near the Utility Meter
NJSTRE1545426334 |  | Transition Incentive Program | Swedesboro | 8085 | 15 | 16.02 | Residential | Yes | Behind the Meter | Net-metered residential rooftop and canopy |  | None | Seabright Solar | AC Electric | Accepted | 2020-08-12 | 2020-08-13 | 2021-10-30 | Sunpower | SPR-E20-327 | Inverters | 0.32 |  | 49 |  |  | 0.99 |  | Outside | Roof
NJSTRE1545426343 |  | Transition Incentive Program | North Brunswick | 8902 | 11 | 8.75 | Residential | Yes | Behind the Meter | Net-metered residential rooftop and canopy |  | None | Pro Custom Solar dba Momentum Solar | PSE&G | Accepted | 2020-08-10 | 2020-08-13 | 2021-10-30 | Enphase | IQ7Plus-72-2-US | Inverters | 290 |  | 25 |  |  | 0.97 |  | Outdoor | Roof
NJSTRE1545428187 |  | Transition Incentive Program | Saddle Brook | 7663 | 7 | 4.55 | Residential | Yes | Behind the Meter | Net-metered residential rooftop and canopy |  | None | Pro Custom Solar dba Momentum Solar | PSE&G | Accepted | 2020-08-11 | 2020-08-13 | 2021-10-30 | Enphase | IQ7PLUS-72-2-US | Inverters | 290 |  | 13 |  |  | 0.97 |  | Outdoor | Roof
NJSTRE1545428355 |  | Transition Incentive Program | MORRISTOWN | 7960 | 3 | 8.45 | Residential | Yes | Behind the Meter | Net-metered residential rooftop and canopy |  | None | Vivint Solar Developer, LLC | JCP&L | Accepted | 2020-08-12 | 2020-08-13 | 2021-10-30 | SOLAREDGE | SE7600H-US | Inverters | 7600 |  | 1 |  |  | 0.992 |  | Outdoor | Near the Utility Meter
NJSTRE1545428473 |  | Transition Incentive Program | Vineland | 8360 | 20 | 4.08 | Residential | Yes | Behind the Meter | Net-metered residential rooftop and canopy |  | None | Vision Solar LLC | Vineland Muni Electric | Accepted | 2020-08-11 | 2020-08-13 | 2021-10-30 | ENPHASE | IQ7-60-2-US | Inverters | 0.24 |  | 12 |  |  | 0.96 |  | Other | behind each panel
NJSTRE1545428478 |  | Transition Incentive Program | BLOOMFIELD | 7003 | 9 | 11.4 | Residential | No | Behind the Meter | Net-metered residential rooftop and canopy |  | None | United Solar LLC | PSE&G | Accepted | 2020-08-11 | 2020-08-18 | 2021-10-30 | enphase | iq6 | Inverters | 240 |  | 38 |  |  | 0.965 |  | Outdoor | roof
NJSTRE1545382406 | NJSRRE1541820541 | Transition Incentive Program | Wood-Ridge | 7075 | 7 | 10.79 | Residential | Yes | Behind the Meter | Net-metered residential rooftop and canopy |  | None | SunPower Corporation, Systems | PSE&G | Accepted |  | 2019-08-23 | 2021-10-30 | SUNPOWER | SPR-E20-327-E-AC | Solar Panels |  | 0.327 | 8 | 127 | 14 |  | Fixed | Roof
NJSTRE1545382412 | NJSRRE1541802535 | Transition Incentive Program | Hackensack | 7601 | 7 | 61.42 | Commercial | No | Behind the Meter | Behind the Meter |  | None | Ampericon | PSE&G | Eligible for TI Program | 2019-08-07 | 2019-08-27 | 2021-10-30 | Silfab | sla-M-370 | Solar Panels |  | 0.37 | 83 | 15 | 10 |  | Fixed | Roof
NJSTRE1545382413 | NJSRRE1541726031 | Transition Incentive Program | Newark City | 7108 | 9 | 2.62 | Residential | No | Behind the Meter | Net-metered residential rooftop and canopy |  | None | SunPower Capital | PSE&G | Accepted | 2019-08-01 | 2019-08-06 | 2021-10-30 | sunpower | e20-327-e-ac | Solar Panels |  | 0.327 | 5 | 197 | 37 |  | Fixed | Roof
NJSTRE1545382415 | NJSRRE1541847989 | Transition Incentive Program | Plainfield City | 7060 | 10 | 11.6 | Residential | Yes | Behind the Meter | Behind the Meter |  | None | Sunrun Installation Services, Inc. | PSE&G | Eligible for TI Program | 2019-08-15 | 2019-08-23 | 2021-10-30 | REC Solar | REC290TP2 BLK | Solar Panels |  | 0.29 | 15 | 42 | 45 |  | Fixed | Roof
NJSTRE1545382422 | NJSRRE1541820504 | Transition Incentive Program | Mahwah | 7430 | 7 | 8.41 | Residential | Yes | Behind the Meter | Behind the Meter |  | None | Sunrun Installation Services, Inc. | Orange Rockland Electric | Eligible for TI Program | 2019-08-13 | 2019-08-23 | 2021-10-30 | REC Solar | REC290TP2 BLK | Solar Panels |  | 0.29 | 16 | 110 | 30 |  | Fixed | Roof
NJSTRE1545382425 | NJSRRE1541835287 | Transition Incentive Program | paterson | 7522 | 6 | 12.43 | Residential | Yes | Behind the Meter | Net-metered residential rooftop and canopy |  | None | Vision Solar LLC | PSE&G | Accepted | 2019-08-14 | 2019-08-23 | 2021-10-30 | sunpower | e20-327-e-ac | Solar Panels |  | 0.327 | 4 | 228 | 23 |  | Fixed | Roof
NJSTRE1545382433 | NJSRRE1541722850 | Transition Incentive Program | Piscataway | 8854 | 11 | 13.05 | Residential | Yes | Behind the Meter | Behind the Meter |  | None | Sunrun Installation Services, Inc. | PSE&G | Eligible for TI Program | 2019-07-31 | 2019-08-05 | 2021-10-30 | REC Solar | REC290TP2 BLK | Solar Panels |  | 0.29 | 13 | 260 | 10 |  | Fixed | Roof
NJSTRE1545382434 | NJSRRE1541851314 | Transition Incentive Program | Princeton | 8540 | 12 | 6.93 | Residential | No | Behind the Meter | Net-metered residential rooftop and canopy |  | None | Exact Solar | PSE&G | Accepted | 2019-08-16 | 2019-08-23 | 2021-10-30 | Jinko | JKM315M-60HBL | Solar Panels |  | 0.315 | 7 | 203 | 22 |  | Fixed | Roof
NJSTRE1545382445 | NJSRRE1541730102 | Transition Incentive Program | Milford | 8848 | 4 | 13.05 | Residential | No | Behind the Meter | Behind the Meter |  | None | Sunrun Installation Services, Inc. | JCP&L | Eligible for TI Program | 2019-08-01 | 2019-08-06 | 2021-10-30 | REC Solar | REC290TP2 BLK | Solar Panels |  | 0.29 | 20 | 304 | 23 |  | Fixed | Roof
NJSTRE1545382446 | NJSRRE1541857627 | Transition Incentive Program | Morristown | 7960 | 3 | 2.61 | Residential | Yes | Behind the Meter | Behind the Meter |  | None | Sunrun Installation Services, Inc. | JCP&L | Eligible for TI Program | 2019-08-17 | 2019-09-09 | 2021-10-30 | REC Solar | REC290TP2 BLK | Solar Panels |  | 0.29 | 3 | 293 | 43 |  | Fixed | Roof
NJSTRE1545382457 | NJSRRE1541821184 | Transition Incentive Program | Watchung | 7069 | 5 | 22.04 | Residential | Yes | Behind the Meter | Behind the Meter |  | None | Sunrun Installation Services, Inc. | PSE&G | Eligible for TI Program | 2019-08-13 | 2019-08-23 | 2021-10-30 | REC Solar | REC290TP2 BLK | Solar Panels |  | 0.29 | 31 | 124 | 22 |  | Fixed | Roof
NJSTRE1545382465 | NJSRRE1541809461 | Transition Incentive Program | Cedar Knolls | 7927 | 3 | 14.07 | Residential | Yes | Behind the Meter | Behind the Meter |  | None | Pro Custom Solar dba Momentum Solar | JCP&L | Eligible for TI Program | 2019-08-09 | 2019-08-23 | 2021-10-30 | LG ELECTRONICS | LG 335N1C-V | Solar Panels |  | 0.335 | 7 | 209 | 35 |  | Fixed | Roof
NJSTRE1545428813 |  | Transition Incentive Program | GLASSBORO | 8028 | 15 | 2.56 | Residential | No | Behind the Meter | Net-metered residential rooftop and canopy |  | None | Vivint Solar Developer, LLC | AC Electric | Accepted | 2020-08-11 | 2020-08-14 | 2021-10-30 | SolarEdge | SE3800H-US | Inverters | 3800 |  | 1 |  |  | 0.992 |  | Outdoor | Near the Utility Meter
NJSTRE1545428486 |  | Transition Incentive Program | Union | 7083 | 10 | 5.89 | Residential | Yes | Behind the Meter | Net-metered residential rooftop and canopy |  | None | Ad Energy | PSE&G | Accepted | 2020-08-11 | 2020-08-25 | 2021-10-30 | Sunpower | Sunpwer Type E | Inverters | 0.315 |  | 18 |  |  | 0.97 |  | Outdoor | at each panel
NJSTRE1545428538 |  | Transition Incentive Program | Rahway | 7065 | 10 | 5.95 | Residential | Yes | Behind the Meter | Net-metered residential rooftop and canopy |  | None | Pro Custom Solar dba Momentum Solar | PSE&G | Accepted | 2020-08-11 | 2020-08-14 | 2021-10-30 | Enphase | IQ7PLUS-72-2-US | Inverters | 290 |  | 17 |  |  | 0.97 |  | Outdoor | Roof
NJSTRE1545428672 |  | Transition Incentive Program | EVESHAM TWP | 8053 | 13 | 7.93 | Residential | Yes | Behind the Meter | Net-metered residential rooftop and canopy |  | None | Sunrun Installation Services, Inc. | PSE&G | Accepted | 2020-08-11 | 2020-08-14 | 2021-10-30 | Enphase Energy | IQ7-60-x-US (240V) | Inverters | 240 |  | 26 |  |  | 0.96 |  | Outdoor | Rooftop
NJSTRE1545428678 |  | Transition Incentive Program | Brick | 8723 | 18 | 8.5 | Residential | No | Behind the Meter | Net-metered residential rooftop and canopy |  | None | Impact Solar LLC | JCP&L | Accepted | 2020-08-11 | 2020-08-14 | 2021-10-30 | solaredge | SE7600H-US | Inverters | 7600 |  | 1 |  |  | 0.96 |  | Indoor | garage
NJSTRE1545428686 |  | Transition Incentive Program | ┬áBuena | 8341 | 19 | 17.33 | Residential | Yes | Behind the Meter | Net-metered residential rooftop and canopy |  | None | Seabright Solar | AC Electric | Accepted | 2020-08-21 | 2020-08-21 | 2021-10-30 | Sunpower | SPR-E20-327 | Inverters | 0.32 |  | 53 |  |  | 0.99 |  | Outside | Roof
NJSTRE1545428819 |  | Transition Incentive Program | Fair Lawn | 7410 | 7 | 7.8 | Residential | Yes | Behind the Meter | Net-metered residential rooftop and canopy |  | None | Vivint Solar Developer, LLC | PSE&G | Accepted | 2020-08-11 | 2020-08-14 | 2021-10-30 | SolarEdge | SE7600H-US | Inverters | 7600 |  | 1 |  |  | 0.992 |  | Outdoor | Near the Utility Meter
NJSTRE1545430512 |  | Transition Incentive Program | MANAHAWKIN | 8050 | 18 | 8.51 | Residential | Yes | Behind the Meter | Net-metered residential rooftop and canopy |  | None | Suntuity Solar LLC | AC Electric | Accepted | 2020-08-14 | 2020-08-14 | 2021-10-30 | Enphase Energy | IQ7-60-2-US | Inverters | 240 |  | 27 |  |  | 0.97 |  | Outdoor | Behind the PV Modules
NJSTRE1545430581 |  | Transition Incentive Program | Pennsville | 8070 | 16 | 5.6 | Residential | Yes | Behind the Meter | Net-metered residential rooftop and canopy |  | None | Pro Custom Solar dba Momentum Solar | AC Electric | Accepted | 2020-08-12 | 2020-08-14 | 2021-10-30 | Enphase | IQ7PLUS-72-2-US | Inverters | 290 |  | 16 |  |  | 0.97 |  | Outdoor | Roof
NJSTRE1545430584 |  | Transition Incentive Program | Staffordville | 8092 | 18 | 10.52 | Residential | No | Behind the Meter | Net-metered residential rooftop and canopy |  | None | Tesla Energy Operations Inc. | AC Electric | Accepted | 2020-08-12 | 2020-08-14 | 2021-10-30 | Delta Electronics | M4-TL-US [240V] | Inverters | 3840 |  | 1 |  |  | 0.975 |  | Outside | Outside
NJSTRE1545430584 |  | Transition Incentive Program | Staffordville | 8092 | 18 | 10.52 | Residential | No | Behind the Meter | Net-metered residential rooftop and canopy |  | None | Tesla Energy Operations Inc. | AC Electric | Accepted | 2020-08-12 | 2020-08-14 | 2021-10-30 | Delta Electronics | M6-TL-US [240V] | Inverters | 5760 |  | 1 |  |  | 0.975 |  | Outside | Outside
NJSTRE1545430601 |  | Transition Incentive Program | Saddle Brook | 7663 | 7 | 9.86 | Residential | Yes | Behind the Meter | Net-metered residential rooftop and canopy |  | None | Vision Solar LLC | PSE&G | Accepted | 2020-08-12 | 2020-08-14 | 2021-10-30 | ENPHASE | IQ7-60-2-US | Inverters | 0.24 |  | 29 |  |  | 0.96 |  | Other | behind each panel
NJSTRE1545382376 | NJSRRE1541790384 | Transition Incentive Program | Dumont | 7628 | 7 | 8.19 | Residential | Yes | Behind the Meter | Net-metered residential rooftop and canopy |  | None | Vivint Solar Developer, LLC | PSE&G | Accepted | 2019-08-07 | 2019-08-08 | 2021-10-30 | Hanwha Solar | Q.PEAK BLK-G5 315 | Solar Panels |  | 0.315 | 15 | 90 | 36 |  | Fixed | Roof
NJSTRE1545382379 | NJSRRE1541858762 | Transition Incentive Program | Englewood | 7631 | 7 | 6.49 | Residential | Yes | Behind the Meter | Behind the Meter |  | None | Trinity Solar | PSE&G | Eligible for TI Program | 2019-08-19 | 2019-08-23 | 2021-10-30 | Hanwha | Q.PEAK-BLK G4.1 295 | Solar Panels |  | 0.295 | 14 | 105 | 43 |  | Fixed | Roof
NJSTRE1545382429 | NJSRRE1541788548 | Transition Incentive Program | West Windsor | 8550 | 12 | 6.6 | Residential | No | Behind the Meter | Net-metered residential rooftop and canopy | NA | None | Bahamian Solar Management Group LLC. | PSE&G | Accepted | 2019-08-05 | 2019-08-08 | 2021-10-30 | Panasonic | HIT VBHN330SA17 | Solar Panels |  | 0.33 | 20 | 124 | 30 |  | Fixed | Roof
NJSTRE1545382430 | NJSRRE1541809455 | Transition Incentive Program | North Bergen | 7047 | 8 | 11.06 | Residential | No | Behind the Meter | Behind the Meter |  | None | Maier Solar Engineering dba Solar Me | PSE&G | Eligible for TI Program | 2019-08-09 | 2019-08-23 | 2021-10-30 | LG | LG335N1C-A5 | Solar Panels |  | 0.335 | 33 | 212 | 5 |  | Fixed | Roof
NJSTRE1545382431 | NJSRRE1541731951 | Transition Incentive Program | Union | 7083 | 10 | 7.25 | Residential | Yes | Behind the Meter | Behind the Meter |  | None | Pro Custom Solar dba Momentum Solar | PSE&G | Eligible for TI Program | 2019-08-02 | 2019-08-07 | 2021-10-30 | HANWHA | Q. PEAK DUO BLK-G5 315 | Solar Panels |  | 0.315 | 8 | 76 | 9 |  | Fixed | Roof
NJSTRE1545382434 | NJSRRE1541851314 | Transition Incentive Program | Princeton | 8540 | 12 | 6.93 | Residential | No | Behind the Meter | Net-metered residential rooftop and canopy |  | None | Exact Solar | PSE&G | Accepted | 2019-08-16 | 2019-08-23 | 2021-10-30 | Jinko | JKM315M-60HBL | Solar Panels |  | 0.315 | 10 | 293 | 22 |  | Fixed | Roof
NJSTRE1545382441 | NJSRRE1541800240 | Transition Incentive Program | Bayonne | 7002 | 8 | 3.47 | Residential | Yes | Behind the Meter | Behind the Meter |  | None | Pro Custom Solar dba Momentum Solar | PSE&G | Eligible for TI Program | 2019-08-07 | 2019-08-12 | 2021-10-30 | HANWHA | Q.PEAK DUO BLK-G5 315 | Solar Panels |  | 0.315 | 11 | 121 | 37 |  | Fixed | Roof
NJSTRE1545382446 | NJSRRE1541857627 | Transition Incentive Program | Morristown | 7960 | 3 | 2.61 | Residential | Yes | Behind the Meter | Behind the Meter |  | None | Sunrun Installation Services, Inc. | JCP&L | Eligible for TI Program | 2019-08-17 | 2019-09-09 | 2021-10-30 | REC Solar | REC290TP2 BLK | Solar Panels |  | 0.29 | 3 | 202 | 40 |  | Fixed | Roof
NJSTRE1545382447 | NJSRRE1541859665 | Transition Incentive Program | Bayonne | 7002 | 8 | 9.77 | Residential | Yes | Behind the Meter | Behind the Meter |  | None | Pro Custom Solar dba Momentum Solar | PSE&G | Eligible for TI Program | 2019-08-19 | 2019-08-23 | 2021-10-30 | HANWHA | Q.PEAK DUO BLK-G5 315 | Solar Panels |  | 0.315 | 16 | 33 | 20 |  | Fixed | Roof
NJSTRE1545382455 | NJSRRE1541820432 | Transition Incentive Program | IRVINGTON | 7111 | 9 | 7.37 | Residential | Yes | Behind the Meter | Behind the Meter |  | None | Pro Custom Solar dba Momentum Solar | PSE&G | Eligible for TI Program | 2019-08-13 | 2019-08-23 | 2021-10-30 | LG ELECTRONICS | LG 335N1C-V5 | Solar Panels |  | 0.335 | 11 | 216 | 21 |  | Fixed | Roof
NJSTRE1545382459 | NJSRRE1541848001 | Transition Incentive Program | Westampton | 8060 | 13 | 5.8 | Residential | No | Behind the Meter | Behind the Meter |  | None | Sunrun Installation Services, Inc. | PSE&G | Eligible for TI Program | 2019-08-15 | 2019-08-23 | 2021-10-30 | REC Solar | REC290TP2 BLK | Solar Panels |  | 0.29 | 3 | 120 | 27 |  | Fixed | Roof
NJSTRE1545382464 | NJSRRE1541731571 | Transition Incentive Program | Dumont | 7628 | 7 | 14.07 | Residential | Yes | Behind the Meter | Behind the Meter |  | None | Pro Custom Solar dba Momentum Solar | PSE&G | Eligible for TI Program | 2019-08-02 | 2019-08-06 | 2021-10-30 | LG | LG 335-N1C-V5 | Solar Panels |  | 0.335 | 7 | 177 | 15 |  | Fixed | Roof
NJSTRE1545382467 | NJSRRE1541726291 | Transition Incentive Program | Surf City | 8008 | 18 | 5.28 | Residential | No | Behind the Meter | Behind the Meter |  | None | Sunrun Installation Services, Inc. | AC Electric | Eligible for TI Program | 2019-08-01 | 2019-08-05 | 2021-10-30 | LG Electronics | LG330N1C-A5 | Solar Panels |  | 0.33 | 6 | 303 | 34 |  | Fixed | Roof
NJSTRE1545431861 |  | Transition Incentive Program | Wildwood | 8260 | 21 | 2.38 | Residential | Yes | Behind the Meter | Net-metered residential rooftop and canopy |  | None | Vision Solar LLC | AC Electric | Accepted | 2020-08-12 | 2020-08-17 | 2021-10-30 | ENPHASE | IQ7-60-2-US | Inverters | 0.24 |  | 7 |  |  | 0.96 |  | Other | behind each panel
NJSTRE1545451723 |  | Transition Incentive Program | Cherry Hill | 8002 | 14 | 14.84 | Residential | No | Behind the Meter | Net-metered residential rooftop and canopy |  | None | Sunrun Installation Services, Inc. | PSE&G | Accepted | 2020-08-13 | 2020-08-17 | 2021-10-30 | Enphase Energy | IQ7PLUS-72-x-US | Inverters | 290 |  | 43 |  |  | 0.99 |  | Outdoor | roof
NJSTRE1545382437 | NJSRRE1541858094 | Transition Incentive Program | Sicklerville | 8081 | 14 | 14.21 | Residential | Yes | Behind the Meter | Behind the Meter |  | None | Sunrun Installation Services, Inc. | AC Electric | Eligible for TI Program | 2019-08-18 | 2019-08-23 | 2021-10-30 | REC290TP2 BLK | REC Solar | Solar Panels |  | 0.29 | 10 | 82 | 23 |  | Fixed | Roof
NJSTRE1545382437 | NJSRRE1541858094 | Transition Incentive Program | Sicklerville | 8081 | 14 | 14.21 | Residential | Yes | Behind the Meter | Behind the Meter |  | None | Sunrun Installation Services, Inc. | AC Electric | Eligible for TI Program | 2019-08-18 | 2019-08-23 | 2021-10-30 | REC290TP2 BLK | REC Solar | Solar Panels |  | 0.29 | 35 | 262 | 43 |  | Fixed | Roof
NJSTRE1545382444 | NJSRRE1541835556 | Transition Incentive Program | Paterson City | 7514 | 6 | 7.54 | Residential | Yes | Behind the Meter | Behind the Meter |  | None | Sunrun Installation Services, Inc. | PSE&G | Eligible for TI Program | 2019-08-14 | 2019-08-23 | 2021-10-30 | REC Solar | REC290TP2 BLK | Solar Panels |  | 0.29 | 17 | 193 | 45 |  | Fixed | Roof
NJSTRE1545382457 | NJSRRE1541821184 | Transition Incentive Program | Watchung | 7069 | 5 | 22.04 | Residential | Yes | Behind the Meter | Behind the Meter |  | None | Sunrun Installation Services, Inc. | PSE&G | Eligible for TI Program | 2019-08-13 | 2019-08-23 | 2021-10-30 | REC Solar | REC290TP2 BLK | Solar Panels |  | 0.29 | 12 | 304 | 23 |  | Fixed | Roof
NJSTRE1545430510 |  | Transition Incentive Program | KEANSBURG | 7734 | 17 | 5.04 | Residential | Yes | Behind the Meter | Net-metered residential rooftop and canopy |  | None | Suntuity Solar LLC | JCP&L | Accepted | 2020-08-12 | 2020-08-14 | 2021-10-30 | Enphase Energy | IQ7-60-2-US | Inverters | 240 |  | 16 |  |  | 0.97 |  | Outdoor | Behind the PV Modules
NJSTRE1545430551 |  | Transition Incentive Program | Fairlawn | 7410 | 7 | 7.48 | Residential | No | Behind the Meter | Net-metered residential rooftop and canopy |  | None | Maier Solar Engineering dba Solar Me | PSE&G | Accepted | 2020-08-12 | 2020-08-14 | 2021-10-30 | Enphase | IQ7+ | Inverters | 290 |  | 22 |  |  | 0.96 |  | Outdoor | Next to meter
NJSTRE1545430696 |  | Transition Incentive Program | Metuchen | 8840 | 11 | 5.44 | Residential | No | Behind the Meter | Net-metered residential rooftop and canopy |  | None | Maier Solar Engineering dba Solar Me | PSE&G | Accepted | 2020-08-12 | 2020-08-17 | 2021-10-30 | Enphase | IQ7+ | Inverters | 290 |  | 16 |  |  | 0.96 |  | Outdoor | Next to meter
NJSTRE1545430689 |  | Transition Incentive Program | MAPLE SHADE | 8052 | 13 | 10.08 | Residential | No | Behind the Meter | Net-metered residential rooftop and canopy |  | None | Infinity Solar Systems | PSE&G | Accepted | 2020-08-12 | 2020-08-14 | 2021-10-30 | ENPHASE | IQ7-60-X-US | Inverters | 240 |  | 31 |  |  | 0.97 |  | Outside | MICROINVERTERS
NJSTRE1545430888 |  | Transition Incentive Program | Atlantic City | 8401 | 19 | 3.72 | Residential | Yes | Behind the Meter | Net-metered residential rooftop and canopy |  | None | Bright Planet Solar | AC Electric | Accepted | 2020-08-12 | 2020-08-14 | 2021-10-30 | SOLAR EDGE | SE3000H-USRGM | Inverters | 3000 |  | 1 |  |  | 0.98 |  | Outdoor | OUTSIDE
NJSTRE1545430894 |  | Transition Incentive Program | sicklerville | 8081 | 14 | 15.36 | Residential | No | Behind the Meter | Net-metered residential rooftop and canopy |  | None | Orbit Energy & Power, LLC | AC Electric | Accepted | 2020-08-12 | 2020-08-14 | 2021-10-30 | enphase | iq7-60-2-us | Inverters | 0.24 |  | 49 |  |  | 0.96 |  | Other | behind panels
NJSTRE1545430907 |  | Transition Incentive Program | Mount Laurel | 8054 | 13 | 11.9 | Residential | No | Behind the Meter | Net-metered residential rooftop and canopy |  | None | Maier Solar Engineering dba Solar Me | PSE&G | Accepted | 2020-08-12 | 2020-08-14 | 2021-10-30 | Enphase | IQ7+ | Inverters | 290 |  | 35 |  |  | 0.96 |  | Outside | Next to meter
NJSTRE1545430914 |  | Transition Incentive Program | Mount Laurel Twp | 8054 | 13 | 4.34 | Residential | No | Behind the Meter | Net-metered residential rooftop and canopy |  | None | Bright Planet Solar | PSE&G | Accepted | 2020-08-12 | 2020-08-14 | 2021-10-30 | SOLAR EDGE | SE3800H-USRGM | Inverters | 3800 |  | 1 |  |  | 0.98 |  | Outdoor | OUTSIDE
NJSTRE1545430956 |  | Transition Incentive Program | Cresskill | 7626 | 7 | 15.12 | Residential | No | Behind the Meter | Net-metered residential rooftop and canopy |  | None | Tesla Energy Operations Inc. | Orange Rockland Electric | Accepted | 2020-08-12 | 2020-08-14 | 2021-10-30 | SolarEdge Technologies | SE3800H-US [240V] | Inverters | 3800 |  | 1 |  |  | 0.99 |  | Outside | Outside
NJSTRE1545382387 | NJSRRE1541817850 | Transition Incentive Program | Wayne | 7470 | 6 | 8.41 | Residential | Yes | Behind the Meter | Behind the Meter |  | None | Sunrun Installation Services, Inc. | PSE&G | Eligible for TI Program | 2019-08-12 | 2019-08-23 | 2021-10-30 | REC Solar | REC290TP2 BLK | Solar Panels |  | 0.29 | 16 | 80 | 23 |  | Fixed | Roof
NJSTRE1545382390 | NJSRRE1541727532 | Transition Incentive Program | Manahawkin | 8050 | 18 | 9.86 | Residential | No | Behind the Meter | Behind the Meter |  | None | Sunrun Installation Services, Inc. | AC Electric | Eligible for TI Program | 2019-08-01 | 2019-08-06 | 2021-10-30 | REC Solar | REC290TP2 BLK | Solar Panels |  | 0.29 | 18 | 18 | 18 |  | Fixed | Roof
NJSTRE1545382398 | NJSRRE1541724030 | Transition Incentive Program | DENVILLE | 7834 | 3 | 12.29 | Residential | Yes | Behind the Meter | Net-metered residential rooftop and canopy |  | None | Vivint Solar Developer, LLC | JCP&L | Accepted | 2019-08-04 | 2019-08-05 | 2021-10-30 | Hanwha Solar | Q.PEAK BLK-G5 315 | Solar Panels |  | 0.315 | 6 | 177 | 34 |  | Fixed | Roof
NJSTRE1545382402 | NJSRRE1541820475 | Transition Incentive Program | Blackwood | 8012 | 14 | 12.92 | Residential | No | Behind the Meter | Behind the Meter |  | None | Pro Custom Solar dba Momentum Solar | PSE&G | Eligible for TI Program | 2019-08-13 | 2019-08-23 | 2021-10-30 | HANWHA | Q.PEAK DUO BLK-G5 315 | Solar Panels |  | 0.315 | 10 | 238 | 28 |  | Fixed | Roof
NJSTRE1545382402 | NJSRRE1541820475 | Transition Incentive Program | Blackwood | 8012 | 14 | 12.92 | Residential | No | Behind the Meter | Behind the Meter |  | None | Pro Custom Solar dba Momentum Solar | PSE&G | Eligible for TI Program | 2019-08-13 | 2019-08-23 | 2021-10-30 | HANWHA | Q.PEAK DUO BLK-G5 315 | Solar Panels |  | 0.315 | 11 | 58 | 31 |  | Fixed | Roof
NJSTRE1545382408 | NJSRRE1541814649 | Transition Incentive Program | Plainsboro Twp | 8536 | 11 | 4.35 | Residential | No | Behind the Meter | Behind the Meter |  | None | Sunrun Installation Services, Inc. | PSE&G | Eligible for TI Program | 2019-08-11 | 2019-08-23 | 2021-10-30 | REC Solar | REC290TP2 BLK | Solar Panels |  | 0.29 | 11 | 202 | 18 |  | Fixed | Roof
NJSTRE1545382409 | NJSRRE1541821173 | Transition Incentive Program | East Brunswick | 8816 | 11 | 8.99 | Residential | No | Behind the Meter | Behind the Meter |  | None | Sunrun Installation Services, Inc. | PSE&G | Eligible for TI Program | 2019-08-13 | 2019-08-23 | 2021-10-30 | REC Solar | REC290TP2 BLK | Solar Panels |  | 0.29 | 5 | 90 | 20 |  | Fixed | Roof
NJSTRE1545382410 | NJSRRE1541844464 | Transition Incentive Program | BAYONNE | 7002 | 8 | 3.63 | Residential | Yes | Behind the Meter | Behind the Meter |  | None | Pro Custom Solar dba Momentum Solar | PSE&G | Eligible for TI Program | 2019-08-15 | 2019-08-23 | 2021-10-30 | LG ELECTRONICS | LG 335N1C-V5 | Solar Panels |  | 0.315 | 3 | 273 | 11 |  | Fixed | Roof
NJSTRE1545382411 | NJSRRE1541790383 | Transition Incentive Program | Franklinville | 8322 | 15 | 11.9 | Residential | Yes | Behind the Meter | Net-metered residential rooftop and canopy |  | None | Bright Planet Solar | AC Electric | Accepted |  | 2019-08-08 | 2021-10-30 | LONGI | LR6-60PB-305M | Solar Panels |  | 0.305 | 14 | 127 | 40 |  | Fixed | Roof
NJSTRE1545382418 | NJSRRE1541804794 | Transition Incentive Program | Paterson | 7502 | 6 | 8.83 | Residential | Yes | Behind the Meter | Net-metered residential rooftop and canopy |  | None | Vision Solar LLC | PSE&G | Accepted | 2019-08-08 | 2019-08-23 | 2021-10-30 | sunpower | e20-327-e-ac | Solar Panels |  | 0.327 | 5 | 230 | 25 |  | Fixed | Roof
NJSTRE1545382419 | NJSRRE1541841229 | Transition Incentive Program | Belle Mead | 8502 | 5 | 9.75 | Residential | No | Behind the Meter | Behind the Meter |  | PSEG | Maier Solar Engineering dba Solar Me | PSE&G | Eligible for TI Program | 2019-08-15 | 2019-08-23 | 2021-10-30 | Panasonic | VBHN325KA03 | Solar Panels |  | 0.325 | 7 | 185 | 33 |  | Fixed | Roof
NJSTRE1545382426 | NJSRRE1541788286 | Transition Incentive Program | Mansfield | 8022 | 13 | 7.54 | Residential | Yes | Behind the Meter | Behind the Meter |  | None | Sunrun Installation Services, Inc. | PSE&G | Eligible for TI Program | 2019-08-05 | 2019-08-08 | 2021-10-30 | REC Solar | REC290TP2 BLK | Solar Panels |  | 0.29 | 18 | 228 | 23 |  | Fixed | Roof
NJSTRE1545382427 | NJSRRE1541727657 | Transition Incentive Program | Hopatcong | 7843 | 1 | 4.35 | Residential | Yes | Behind the Meter | Behind the Meter |  | None | Sunrun Installation Services, Inc. | JCP&L | Eligible for TI Program | 2019-08-01 | 2019-08-06 | 2021-10-30 | REC Solar | REC290TP2 BLK | Solar Panels |  | 0.29 | 15 | 216 | 23 |  | Fixed | Roof
NJSTRE1545389269 | NJSRRE1544892901 | Transition Incentive Program | Irvington | 7111 | 9 | 5.03 | Residential | Yes | Behind the Meter | Behind the Meter |  | None | Pro Custom Solar dba Momentum Solar | PSE&G | Eligible for TI Program | 2020-04-24 | 2020-04-29 | 2021-10-30 | Enphase Energy | IQ7-60-2-US | Inverters | 240 |  | 15 |  |  | 0.97 |  | Outdoor | Roof
NJSTRE1545389277 | NJSRRE1544905117 | Transition Incentive Program | Somerset | 8873 | 5 | 21.95 | Commercial | No | Behind the Meter | Net-metered non-residential rooftop and canopy |  | None | Ameresco | PSE&G | Accepted |  | 2020-04-30 | 2021-10-30 | SolarEdge | SE9KUS | Inverters | 9 |  | 2 |  |  | 0.965 |  | Outdoor | N/A
NJSTRE1545389280 | NJSRRE1544598110 | Transition Incentive Program | Mount Laurel | 8054 | 13 | 7.04 | Residential | Yes | Behind the Meter | Net-metered residential rooftop and canopy |  | None | Vivint Solar Developer, LLC | PSE&G | Accepted | 2020-03-04 | 2020-03-09 | 2021-10-30 | SOLAREDGE | SE7600H-US | Inverters | 7600 |  | 1 |  |  | 0.992 |  | Outdoor | Near the Utility Meter
NJSTRE1545389298 | NJSRRE1544766553 | Transition Incentive Program | Paterson | 7502 | 6 | 2.84 | Residential | Yes | Behind the Meter | Behind the Meter |  | None | Trinity Solar | PSE&G | Eligible for TI Program | 2020-03-26 | 2020-03-31 | 2021-10-30 | SOLAR EDGE | SE3000H-US | Inverters | 3000 |  | 1 |  |  | 0.97 |  | Outside | SIDE OF HOME
NJSTRE1545389304 | NJSRRE1544620945 | Transition Incentive Program | Clementon | 8021 | 14 | 8.84 | Residential | Yes | Behind the Meter | Net-metered residential rooftop and canopy |  | None | Trinity Solar | AC Electric | Final As-Built Received |  | 2020-03-11 | 2021-10-30 | SOLAR EDGE | SE7600H-US | Inverters | 7600 |  | 1 |  |  | 0.97 |  | Indoor | GARAGE
NJSTRE1545389309 | NJSRRE1544626796 | Transition Incentive Program | Fair Lawn | 7410 | 7 | 3.1 | Residential | Yes | Behind the Meter | Behind the Meter |  | None | Sunrun Installation Services, Inc. | PSE&G | Eligible for TI Program | 2020-03-11 | 2020-03-16 | 2021-10-30 | Enphase Energy | IQ7-60-x-US (240V) | Inverters | 240 |  | 10 |  |  | 0.96 |  | Outdoor | Rooftop
NJSTRE1545389327 | NJSRRE1544836527 | Transition Incentive Program | Lawrence Township | 8648 | 12 | 11.6 | Residential | Yes | Behind the Meter | Net-metered residential rooftop and canopy |  | None | SunPower Corporation, Systems | PSE&G | Accepted |  | 2020-04-21 | 2021-10-30 | SUNPOWER | SPR-A400-G-AC | Inverters | 349 |  | 29 |  |  | 0.97 |  | Other | under each panel
NJSTRE1545389335 | NJSRRE1544765017 | Transition Incentive Program | PISCATAWAY | 8854 | 11 | 6.7 | Residential | No | Behind the Meter | Net-metered residential rooftop and canopy |  | None | Maier Solar Engineering dba Solar Me | PSE&G | Accepted | 2020-03-26 | 2020-03-31 | 2021-10-30 | ENPHASE | IQ7+ | Inverters | 290 |  | 20 |  |  | 0.96 |  | Outside | UNDER PANEL
NJSTRE1545389355 | NJSRRE1544626929 | Transition Incentive Program | Morristown | 7960 | 3 | 6.51 | Residential | Yes | Behind the Meter | Behind the Meter |  | None | Sunrun Installation Services, Inc. | JCP&L | Eligible for TI Program | 2020-03-11 | 2020-03-17 | 2021-10-30 | Enphase Energy | IQ7-60-x-US (240V) | Inverters | 240 |  | 21 |  |  | 0.96 |  | Outdoor | Rooftop
NJSTRE1545389381 | NJSRRE1544623351 | Transition Incentive Program | Flemington | 8822 | 4 | 9.6 | Residential | Yes | Behind the Meter | Behind the Meter |  | None | Skyline Solar, LLC | JCP&L | Eligible for TI Program | 2020-03-10 | 2020-03-13 | 2021-10-30 | SolarEdge | SE7600H-US | Inverters | 7600 |  | 1 |  |  | 0.99 |  | Outside | within ten feet of meter
NJSTRE1545389408 | NJSRRE1544695268 | Transition Incentive Program | VERONA | 7044 | 9 | 9.92 | Residential | No | Behind the Meter | Net-metered residential rooftop and canopy |  | None | Sun 101 LLC | PSE&G | Accepted | 2020-03-15 | 2020-03-18 | 2021-10-30 | SOLAREDGE | SE7600HUS | Inverters | 7600 |  | 1 |  |  | 0.99 |  | Outdoor | LEFT METER
NJSTRE1545389412 | NJSRRE1544816371 | Transition Incentive Program | Cape May | 8204 | 21 | 13.6 | Residential | Yes | Behind the Meter | Behind the Meter |  | None | Trinity Solar | AC Electric | Eligible for TI Program | 2020-04-08 | 2020-04-14 | 2021-10-30 | SOLAR EDGE | SE11400H-US | Inverters | 11400 |  | 1 |  |  | 0.97 |  | Outside | SIDE OF HOME
NJSTRE1545389423 | NJSRRE1544768641 | Transition Incentive Program | Sewell | 8080 | 15 | 11.84 | Residential | No | Behind the Meter | Net-metered residential rooftop and canopy |  | None | Orbit Energy & Power, LLC | AC Electric | Final As-Built Received |  | 2020-04-01 | 2021-10-30 | Enphase | IQ7-60-2-US | Inverters | 0.24 |  | 37 |  |  | 0.99 |  | Outside | roof
NJSTRE1545428927 |  | Transition Incentive Program | Williamstown | 8094 | 15 | 12.04 | Residential | No | Behind the Meter | Net-metered residential rooftop and canopy |  | None | Tesla Energy Operations Inc. | AC Electric | Accepted | 2020-08-11 | 2020-08-14 | 2021-10-30 | Delta | M8-TL-US [240V] | Inverters | 7680 |  | 1 |  |  | 0.975 |  | Outdoor | Outdoor
NJSTRE1545428965 |  | Transition Incentive Program | Sayreville | 8872 | 11 | 8.32 | Residential | No | Behind the Meter | Net-metered residential rooftop and canopy |  | None | Amergy Solar Inc | JCP&L | Accepted | 2020-08-11 | 2020-08-17 | 2021-10-30 | SolarEdge Technologies | SE7600H-US | Inverters | 7600 |  | 1 |  |  | 0.99 |  | Outside | on the wall
NJSTRE1545430507 |  | Transition Incentive Program | SEWELL | 8080 | 15 | 8.19 | Residential | Yes | Behind the Meter | Net-metered residential rooftop and canopy |  | None | Suntuity Solar LLC | AC Electric | Accepted | 2020-08-12 | 2020-08-14 | 2021-10-30 | Enphase Energy | IQ7-60-2-US | Inverters | 240 |  | 26 |  |  | 0.97 |  | Outdoor | Behind the PV Modules
NJSTRE1545430538 |  | Transition Incentive Program | Willingboro Twp | 8046 | 13 | 7.75 | Residential | Yes | Behind the Meter | Net-metered residential rooftop and canopy |  | None | Bright Planet Solar | PSE&G | Accepted | 2020-08-12 | 2020-08-14 | 2021-10-30 | SOLAR EDGE | SE7600H-USRGM | Inverters | 7600 |  | 1 |  |  | 0.98 |  | Outdoor | OUTSIDE
NJSTRE1545430555 |  | Transition Incentive Program | Marmora | 8223 | 21 | 5.78 | Residential | Yes | Behind the Meter | Net-metered residential rooftop and canopy |  | None | Vision Solar LLC | AC Electric | Accepted | 2020-08-12 | 2020-08-14 | 2021-10-30 | ENPHASE | IQ7-60-2-US | Inverters | 0.24 |  | 17 |  |  | 0.96 |  | Other | behind each panel
NJSTRE1545430567 |  | Transition Incentive Program | Willingboro | 8046 | 13 | 8.5 | Residential | Yes | Behind the Meter | Net-metered residential rooftop and canopy |  | None | Vision Solar LLC | PSE&G | Accepted | 2020-08-12 | 2020-08-14 | 2021-10-30 | ENPHASE | IQ7-60-2-US | Inverters | 0.24 |  | 25 |  |  | 0.96 |  | Other | behind each panel
NJSTRE1545430576 |  | Transition Incentive Program | Prospect Park Boro | 7508 | 6 | 17.39 | Residential | No | Behind the Meter | Net-metered residential rooftop and canopy |  | None | Bright Planet Solar | PSE&G | Accepted | 2020-08-12 | 2020-08-14 | 2021-10-30 | SOLAR EDGE | SE11400H-USRGM | Inverters | 11400 |  | 1 |  |  | 0.98 |  | Outdoor | OUTSIDE
NJSTRE1545430632 |  | Transition Incentive Program | Middlesex | 8846 | 11 | 7 | Residential | Yes | Behind the Meter | Net-metered residential rooftop and canopy |  | None | Pro Custom Solar dba Momentum Solar | PSE&G | Accepted | 2020-08-12 | 2020-08-14 | 2021-10-30 | Enphase | IQ7PLUS-72-2-US | Inverters | 290 |  | 20 |  |  | 0.97 |  | Outdoor | Roof
NJSTRE1545430629 |  | Transition Incentive Program | CAPE MAY | 8204 | 21 | 5.44 | Residential | No | Behind the Meter | Net-metered residential rooftop and canopy |  | None | Trinity Solar | AC Electric | Accepted | 2020-08-12 | 2020-08-17 | 2021-10-30 | Solar Edge | SE5000H-US000BNC4 | Inverters | 5000 |  | 1 |  |  | 0.97 |  | Outdoor | side of home
NJSTRE1545430681 |  | Transition Incentive Program | Newark | 7112 | 9 | 2.04 | Residential | Yes | Behind the Meter | Net-metered residential rooftop and canopy |  | None | Vision Solar LLC | PSE&G | Accepted | 2020-08-12 | 2020-08-14 | 2021-10-30 | ENPHASE | IQ7-60-2-US | Inverters | 0.24 |  | 6 |  |  | 0.96 |  | Other | BEHIND EACH PANEL
NJSTRE1545430685 |  | Transition Incentive Program | FLANDERS | 7836 | 3 | 9.75 | Residential | Yes | Behind the Meter | Net-metered residential rooftop and canopy |  | None | Vivint Solar Developer, LLC | JCP&L | Accepted | 2020-08-12 | 2020-08-14 | 2021-10-30 | SOLAREDGE | SE7600H-US | Inverters | 7600 |  | 1 |  |  | 0.992 |  | Outdoor | Near the Utility Meter
NJSTRE1545430963 |  | Transition Incentive Program | Lakewood | 8701 | 18 | 9.6 | Residential | No | Behind the Meter | Net-metered residential rooftop and canopy |  | None | Powerlutions | JCP&L | Accepted | 2020-08-12 | 2020-08-14 | 2021-10-30 | SolarEdge | SE7600H-US | Inverters | 7.6 |  | 1 |  |  | 0.99 |  | Outdoor | Near Meter
NJSTRE1545430981 |  | Transition Incentive Program | Mullica hill | 8062 | 15 | 9.86 | Residential | Yes | Behind the Meter | Net-metered residential rooftop and canopy |  | None | Vision Solar LLC | AC Electric | Accepted | 2020-08-12 | 2020-08-17 | 2021-10-30 | ENPHASE | IQ7-60-2-US | Inverters | 0.24 |  | 29 |  |  | 0.96 |  | Other | behind each panel
NJSTRE1545382436 | NJSRRE1541809880 | Transition Incentive Program | PENNSAUKEN | 8109 | 14 | 3.47 | Residential | Yes | Behind the Meter | Net-metered residential rooftop and canopy |  | None | Vivint Solar Developer, LLC | PSE&G | Accepted | 2019-08-13 | 2019-08-23 | 2021-10-30 | Hanwha Solar | JKM315M-60HBL | Solar Panels |  | 0.315 | 7 | 324 | 22 |  | Fixed | Roof
NJSTRE1545382438 | NJSRRE1541732085 | Transition Incentive Program | Franklin | 7416 | 1 | 7.04 | Residential | Yes | Behind the Meter | Behind the Meter |  | None | Skyline Solar, LLC | JCP&L | Eligible for TI Program | 2019-08-02 | 2019-08-07 | 2021-10-30 | Hanwha Q-Cells | Q.PEAK DUO-G5 320 | Solar Panels |  | 0.32 | 22 | 116 | 20 |  | Fixed | Roof
NJSTRE1545382439 | NJSRRE1541731798 | Transition Incentive Program | Lawnside | 8045 | 14 | 14.57 | Residential | No | Behind the Meter | Net-metered residential rooftop and canopy |  | None | Solar Energy World | PSE&G | Accepted | 2019-08-02 | 2019-08-07 | 2021-10-30 | LONGi Green Energy Technology | LR6-60PE-310M | Solar Panels |  | 0.31 | 47 | 322 | 18 |  | Fixed | Roof
NJSTRE1545382450 | NJSRRE1541727666 | Transition Incentive Program | Clifton | 7011 | 6 | 5.36 | Residential | Yes | Behind the Meter | Behind the Meter |  | None | Pro Custom Solar dba Momentum Solar | PSE&G | Eligible for TI Program | 2019-08-01 | 2019-08-27 | 2021-10-30 | LG ELECTRONICS | LG 335N1C-V5 | Solar Panels |  | 0.335 | 4 | 167 | 34 |  | Fixed | Roof
NJSTRE1545431791 |  | Transition Incentive Program | toms river | 8753 | 18 | 9.86 | Residential | No | Behind the Meter | Net-metered residential rooftop and canopy |  | None | Vision Solar LLC | JCP&L | Accepted | 2020-08-12 | 2020-08-17 | 2021-10-30 | ENPHASE | IQ7-60-2-US | Inverters | 0.24 |  | 29 |  |  | 0.96 |  | Other | behind each panel
NJSTRE1545431795 |  | Transition Incentive Program | Frenchtown | 8825 | 4 | 16.75 | Residential | No | Behind the Meter | Net-metered residential rooftop and canopy |  | None | Green Power Energy | JCP&L | Accepted | 2020-08-12 | 2020-08-17 | 2021-10-30 | Enphase Energy | IQ7PLUS-72-2 | Inverters | 290 |  | 50 |  |  | 0.975 |  | Outside | Next to meter
NJSTRE1545451653 |  | Transition Incentive Program | Elizabeth | 7206 | 10 | 10.88 | Residential | Yes | Behind the Meter | Net-metered residential rooftop and canopy |  | None | Trinity Solar | PSE&G | Accepted | 2020-08-13 | 2020-08-17 | 2021-10-30 | SOLAR EDGE | SE10000H-US | Inverters | 10000 |  | 1 |  |  | 0.97 |  | Outside | SIDE OF HOME
NJSTRE1545451639 |  | Transition Incentive Program | Bridgeton | 8302 | 20 | 7.85 | Residential | Yes | Behind the Meter | Net-metered residential rooftop and canopy |  | None | Vision Solar LLC | AC Electric | As-Built Incomplete | 2020-08-13 | 2020-08-17 | 2021-10-30 | SUNPOWER | SPR-E20-327-E-AC | Inverters | 0.24 |  | 24 |  |  | 0.96 |  | Other | BEHIND EACH PANEL
NJSTRE1545451712 |  | Transition Incentive Program | FRANKLIN | 8873 | 5 | 8.54 | Residential | No | Behind the Meter | Net-metered residential rooftop and canopy |  | None | Sunrun Installation Services, Inc. | PSE&G | Accepted | 2020-08-13 | 2020-08-17 | 2021-10-30 | Delta Electronics | M8-TL-US | Inverters | 800 |  | 1 |  |  | 0.99 |  | Outdoor | Exterior wall
NJSTRE1545451715 |  | Transition Incentive Program | Mount Laurel | 8054 | 13 | 13.2 | Residential | No | Behind the Meter | Net-metered residential rooftop and canopy |  | None | Green Power Energy | PSE&G | Accepted | 2020-08-13 | 2020-08-17 | 2021-10-30 | Enphase Energy | IQ7PLUS-72-2-US | Inverters | 290 |  | 40 |  |  | 0.975 |  | Outside | next to meter
NJSTRE1545451751 |  | Transition Incentive Program | PERTH AMBOY | 8861 | 11 | 6.5 | Residential | No | Behind the Meter | Net-metered residential rooftop and canopy |  | None | Infinity Solar Systems | PSE&G | Accepted | 2020-08-13 | 2020-08-17 | 2021-10-30 | ENPHASE | IQ7-60-X-US | Inverters | 240 |  | 20 |  |  | 0.97 |  | Outside | MICROINVERTERS
NJSTRE1545451842 |  | Transition Incentive Program | Newark | 7106 | 9 | 9.81 | Residential | Yes | Behind the Meter | Net-metered residential rooftop and canopy |  | None | Vision Solar LLC | PSE&G | Accepted | 2020-08-13 | 2020-08-18 | 2021-10-30 | SUNPOWER | SPR-E20-327-E-AC | Inverters | 0.24 |  | 30 |  |  | 0.96 |  | Other | behind each panel
NJSTRE1545451996 |  | Transition Incentive Program | Toms River | 8755 | 18 | 15.84 | Residential | No | Behind the Meter | Net-metered residential rooftop and canopy |  | None | Powerlutions | JCP&L | Final As-Built Received | 2020-08-13 | 2020-08-18 | 2021-10-30 | SolarEdge | SE6000H-US | Inverters | 12 |  | 2 |  |  | 0.99 |  | Outdoor | Near Meter
NJSTRE1545451767 |  | Transition Incentive Program | Milford | 8848 | 4 | 18.31 | Residential | Yes | Behind the Meter | Net-metered residential rooftop and canopy |  | None | Vision Solar LLC | JCP&L | Accepted | 2020-08-13 | 2020-08-18 | 2021-10-30 | SUNPOWER | SPR-E20-327-E-AC | Inverters | 0.24 |  | 56 |  |  | 0.96 |  | Other | behind each panel
NJSTRE1545451775 |  | Transition Incentive Program | Indian Mills | 8088 | 13 | 16.32 | Residential | No | Behind the Meter | Net-metered residential rooftop and canopy |  | None | Tesla Energy Operations Inc | AC Electric | Accepted | 2020-08-13 | 2020-08-17 | 2021-10-30 | SolarEdge Technologies | SE3800H-US | Inverters | 3800 |  | 1 |  |  | 0.99 |  | Outside | Outside
NJSTRE1545451811 |  | Transition Incentive Program | HILLSIDE | 7205 | 10 | 8.13 | Residential | Yes | Behind the Meter | Net-metered residential rooftop and canopy |  | None | Vivint Solar Developer, LLC | PSE&G | Accepted | 2020-08-13 | 2020-08-18 | 2021-10-30 | SOLAREDGE | SE7600H-US | Inverters | 7600 |  | 1 |  |  | 0.992 |  | Outdoor | Near the Utility Meter
NJSTRE1545451902 |  | Transition Incentive Program | Lambertville | 8530 | 4 | 9.81 | Residential | Yes | Behind the Meter | Net-metered residential ground mount |  | None | Vision Solar LLC | JCP&L | Accepted | 2020-08-13 | 2020-08-18 | 2021-10-30 | SUNPOWER | SPR-E20-327-E-AC | Inverters | 0.24 |  | 30 |  |  | 0.96 |  | Other | behind each panel
NJSTRE1545452054 |  | Transition Incentive Program | Whippany | 7981 | 3 | 13.65 | Residential | Yes | Behind the Meter | Net-metered residential rooftop and canopy |  | None | Vivint Solar Developer, LLC | JCP&L | Accepted | 2020-08-18 | 2020-08-19 | 2021-10-30 | Solar Edge | SE3800H-US | Inverters | 3800 |  | 1 |  |  | 0.992 |  | Outdoor | Near the Utility Meter
NJSTRE1545452101 |  | Transition Incentive Program | Edison Township | 8820 | 11 | 9.72 | Residential | No | Behind the Meter | Net-metered residential rooftop and canopy |  | None | Green Power Energy | PSE&G | Accepted | 2020-08-13 | 2020-08-18 | 2021-10-30 | Enphase Energy | IQ7PLUS-72-2-US | Inverters | 290 |  | 27 |  |  | 0.975 |  | Outside | next to meter
NJSTRE1545452111 |  | Transition Incentive Program | Stratford | 8084 | 14 | 4.69 | Residential | Yes | Behind the Meter | Net-metered residential rooftop and canopy |  | None | Trinity Solar | AC Electric | Accepted | 2020-08-13 | 2020-08-18 | 2021-10-30 | Solar Edge | SE3800 | Inverters | 3800 |  | 1 |  |  | 0.97 |  | Outside | side of home
NJSTRE1545453110 |  | Transition Incentive Program | MAPLE SHADE | 8052 | 13 | 12.35 | Residential | Yes | Behind the Meter | Net-metered residential rooftop and canopy |  | None | Vivint Solar Developer, LLC | PSE&G | Accepted | 2020-08-13 | 2020-08-18 | 2021-10-30 | Solar Edge | SE10000H-US | Inverters | 10000 |  | 1 |  |  | 0.992 |  | Outdoor | Near the Utility Meter
NJSTRE1545453122 |  | Transition Incentive Program | Newark City | 7106 | 9 | 4.65 | Residential | Yes | Behind the Meter | Net-metered residential rooftop and canopy |  | None | Bright Planet Solar | PSE&G | Accepted | 2020-08-13 | 2020-08-18 | 2021-10-30 | SOLAR EDGE | SE3800H-USRGM | Inverters | 3800 |  | 1 |  |  | 0.98 |  | Outdoor | OUTSIDE
NJSTRE1545454741 |  | Transition Incentive Program | Evesham | 8053 | 13 | 9.14 | Residential | Yes | Behind the Meter | Net-metered residential rooftop and canopy |  | None | Suntuity Solar LLC | PSE&G | Accepted | 2020-08-14 | 2020-08-20 | 2021-10-30 | Enphase Energy | IQ7-60-2-US | Inverters | 240 |  | 29 |  |  | 0.97 |  | Outdoor | Behind the PV Modules
NJSTRE1545454749 |  | Transition Incentive Program | Elmer | 8318 | 16 | 3.84 | Residential | No | Behind the Meter | Net-metered residential rooftop and canopy |  | None | Posigen NJ LLC | AC Electric | Accepted | 2020-08-14 | 2020-08-18 | 2021-10-30 | SolarEdge | SE3800H-US | Inverters | 3800 |  | 1 |  |  | 0.99 |  | Outside | within ten feet of meter
NJSTRE1545454753 |  | Transition Incentive Program | Bridgewater | 8807 | 5 | 9 | Residential | No | Behind the Meter | Net-metered residential rooftop and canopy |  | None | Green Power Energy | PSE&G | Accepted | 2020-08-14 | 2020-08-18 | 2021-10-30 | Solar Edge | SE7600H-US | Inverters | 7600 |  | 1 |  |  | 0.97 |  | Outside | Next to Meter
NJSTRE1545454762 |  | Transition Incentive Program | Hillsborough | 8844 | 5 | 7.04 | Residential | No | Behind the Meter | Net-metered residential rooftop and canopy |  | None | Posigen NJ LLC | PSE&G | Accepted | 2020-08-14 | 2020-08-18 | 2021-10-30 | SolarEdge | SE7600H-US | Inverters | 7600 |  | 1 |  |  | 0.99 |  | Outside | within ten feet of meter
NJSTRE1545430933 |  | Transition Incentive Program | LYNDHURST | 7071 | 7 | 3.58 | Residential | No | Behind the Meter | Net-metered residential rooftop and canopy |  | None | Infinity Solar Systems | PSE&G | Accepted | 2020-08-12 | 2020-08-14 | 2021-10-30 | ENPHASE | IQ7-60-X-US | Inverters | 240 |  | 11 |  |  | 0.97 |  | Outside | MICROINVERTERS
NJSTRE1545431012 |  | Transition Incentive Program | Woodbury | 8096 | 15 | 10.56 | Residential | Yes | Behind the Meter | Net-metered residential rooftop and canopy |  | None | Trinity Solar | PSE&G | Accepted | 2020-08-12 | 2020-08-17 | 2021-10-30 | Solar Edge | SE3000 | Inverters | 3000 |  | 1 |  |  | 0.97 |  | Outside | side of home
NJSTRE1545431851 |  | Transition Incentive Program | Elizabeth | 7201 | 10 | 5.25 | Residential | Yes | Behind the Meter | Net-metered residential rooftop and canopy |  | None | Pro Custom Solar dba Momentum Solar | PSE&G | Accepted | 2020-08-12 | 2020-08-17 | 2021-10-30 | Enphase | IQ7Plus-72-2-US | Inverters | 290 |  | 13 |  |  | 0.97 |  | Outdoor | Roof
NJSTRE1545431907 |  | Transition Incentive Program | Newark | 7107 | 9 | 6.03 | Residential | No | Behind the Meter | Net-metered residential rooftop and canopy |  | None | Seabright Solar | PSE&G | Accepted | 2020-08-12 | 2020-08-21 | 2021-10-30 | Sunpower | SPR-X21-335 | Inverters | 0.32 |  | 18 |  |  | 0.99 |  | Outside | Roof
NJSTRE1545451573 |  | Transition Incentive Program | West Keansburg | 7734 | 17 | 8.82 | Residential | No | Behind the Meter | Net-metered residential rooftop and canopy |  | None | Suntuity Solar LLC | JCP&L | Accepted | 2020-08-13 | 2020-08-17 | 2021-10-30 | Enphase Energy | IQ7-60-2-US | Inverters | 240 |  | 28 |  |  | 0.97 |  | Outdoor | Behind the PV Modules
NJSTRE1545451591 |  | Transition Incentive Program | Ewing | 8560 | 12 | 14.62 | Residential | No | Behind the Meter | Net-metered residential rooftop and canopy |  | None | Green Sun Energy Services, LLC | PSE&G | Accepted | 2020-08-13 | 2020-08-18 | 2021-10-30 | SolarEdge | SE11400H-US000NNC2 | Inverters | 11400 |  | 1 |  |  | 0.99 |  | Outdoor | Outdoors (Next to Meter)
NJSTRE1545451677 |  | Transition Incentive Program | Elizabeth | 7201 | 10 | 8.16 | Residential | Yes | Behind the Meter | Net-metered residential rooftop and canopy |  | None | Trinity Solar | PSE&G | Accepted | 2020-08-13 | 2020-08-17 | 2021-10-30 | SOLAR EDGE | SE7600H-US | Inverters | 7600 |  | 1 |  |  | 0.97 |  | Outside | SIDE OF HOME
NJSTRE1545451646 |  | Transition Incentive Program | Kearny | 7032 | 8 | 3.36 | Residential | No | Behind the Meter | Net-metered residential rooftop and canopy |  | None | Sunrun Installation Services, Inc. | PSE&G | Accepted | 2020-08-13 | 2020-08-17 | 2021-10-30 | Delta Electronics | M4-TL-US | Inverters | 3840 |  | 1 |  |  | 0.96 |  | Outdoor | Next To Meter
NJSTRE1545451721 |  | Transition Incentive Program | manahawkin | 8050 | 18 | 20.8 | Residential | No | Behind the Meter | Net-metered residential rooftop and canopy |  | None | Orbit Energy & Power, LLC | AC Electric | Final As-Built Received | 2020-08-13 | 2020-08-17 | 2021-10-30 | enphase | iq7-60-2-us | Inverters | 0.24 |  | 65 |  |  | 0.96 |  | Other | behind panels
NJSTRE1545451741 |  | Transition Incentive Program | PENNSAUKEN | 8110 | 14 | 8.78 | Residential | Yes | Behind the Meter | Net-metered residential rooftop and canopy |  | None | Vivint Solar Developer, LLC | PSE&G | Final As-Built Received | 2020-08-13 | 2020-08-17 | 2021-10-30 | SOLAREDGE | SE7600H-US | Inverters | 7600 |  | 1 |  |  | 0.992 |  | Outdoor | Near the Utility Meter
NJSTRE1545452010 |  | Transition Incentive Program | Teaneck | 7666 | 7 | 1.89 | Residential | Yes | Behind the Meter | Net-metered residential rooftop and canopy |  | None | Trinity Solar | PSE&G | Accepted | 2020-08-13 | 2020-08-18 | 2021-10-30 | Enphase | IQ7-60-2-US | Inverters | 240 |  | 1 |  |  | 0.96 |  | Outside | under panels
NJSTRE1545452037 |  | Transition Incentive Program | Freehold | 7728 | 17 | 26.81 | Residential | Yes | Behind the Meter | Net-metered residential rooftop and canopy |  | None | Vision Solar LLC | JCP&L | Accepted | 2020-08-13 | 2020-08-18 | 2021-10-30 | SUNPOWER | SPR-E20-327-E-AC | Inverters | 0.24 |  | 82 |  |  | 0.96 |  | Other | behind each panel
NJSTRE1545452071 |  | Transition Incentive Program | Monroeville | 8343 | 16 | 8.5 | Residential | Yes | Behind the Meter | Net-metered residential ground mount |  | None | Vision Solar LLC | AC Electric | Accepted | 2020-08-13 | 2020-08-18 | 2021-10-30 | SUNPOWER | SPR-E20-327-E-AC | Inverters | 0.34 |  | 26 |  |  | 0.96 |  | Other | behind each panel
NJSTRE1545452080 |  | Transition Incentive Program | Sweedesboro | 8085 | 15 | 8.5 | Residential | Yes | Behind the Meter | Net-metered residential rooftop and canopy |  | None | Vision Solar LLC | AC Electric | Accepted | 2020-08-13 | 2020-08-19 | 2021-10-30 | SUNPOWER | SPR-E20-327-E-AC | Inverters | 0.24 |  | 26 |  |  | 0.96 |  | Other | behind each panel
NJSTRE1545453271 |  | Transition Incentive Program | Hamilton Twp Mer | 8610 | 12 | 7.32 | Residential | Yes | Behind the Meter | Net-metered residential rooftop and canopy |  | None | Bright Planet Solar | PSE&G | Accepted | 2020-08-13 | 2020-08-20 | 2021-10-30 | SOLAR EDGE | SE5000H-USRGM | Inverters | 5000 |  | 1 |  |  | 0.98 |  | Outdoor | OUTSIDE
NJSTRE1545453350 |  | Transition Incentive Program | NEWARK CITY | 7106 | 9 | 6.41 | Residential | Yes | Behind the Meter | Net-metered residential rooftop and canopy |  | None | Sunrun Installation Services, Inc. | PSE&G | Accepted | 2020-08-13 | 2020-08-18 | 2021-10-30 | Enphase Energy | IQ7-60-x-US (240V) | Inverters | 240 |  | 21 |  |  | 0.96 |  | Outdoor | Rooftop
NJSTRE1545454793 |  | Transition Incentive Program | Florence twp | 8544 | 12 | 4.76 | Residential | Yes | Behind the Meter | Net-metered residential rooftop and canopy |  | None | Vision Solar LLC | PSE&G | Accepted | 2020-08-14 | 2020-08-18 | 2021-10-30 | ENPHASE | IQ7-60-2-US | Inverters | 0.24 |  | 14 |  |  | 0.96 |  | Other | behind each panel
NJSTRE1545454834 |  | Transition Incentive Program | North Bergen | 7047 | 8 | 7.35 | Residential | Yes | Behind the Meter | Net-metered residential rooftop and canopy |  | None | Pro Custom Solar dba Momentum Solar | PSE&G | Accepted | 2020-08-14 | 2020-08-19 | 2021-10-30 | Enphase | IQ7PLUS-72-2-US | Inverters | 290 |  | 21 |  |  | 0.97 |  | Outdoor | Roof
NJSTRE1545454889 |  | Transition Incentive Program | Irvington | 7111 | 9 | 5.78 | Residential | Yes | Behind the Meter | Net-metered residential rooftop and canopy |  | PSEG | Vision Solar LLC | PSE&G | Accepted | 2020-08-14 | 2020-08-19 | 2021-10-30 | ENPHASE | IQ7-60-2-US | Inverters | 0.24 |  | 17 |  |  | 0.96 |  | Other | BEHIND EACH PANEL
NJSTRE1545454875 |  | Transition Incentive Program | Fairlawn | 7410 | 7 | 17.09 | Residential | No | Behind the Meter | Net-metered residential rooftop and canopy |  | None | Green Power energy | PSE&G | Accepted | 2020-08-14 | 2020-08-19 | 2021-10-30 | Solar Edge | SE10000H-US | Inverters | 10000 |  | 1 |  |  | 0.97 |  | Outside | next to meter
NJSTRE1545454946 |  | Transition Incentive Program | COLUMBUS | 8022 | 13 | 9.77 | Residential | No | Behind the Meter | Net-metered residential rooftop and canopy |  | None | Infinity Solar Systems | PSE&G | Accepted | 2020-08-14 | 2020-08-19 | 2021-10-30 | ENPHASE | IQ7-60-X-US | Inverters | 240 |  | 31 |  |  | 0.97 |  | Outside | MICROINVERTERS
NJSTRE1545454986 |  | Transition Incentive Program | Belleville | 7109 | 9 | 5.6 | Residential | Yes | Behind the Meter | Net-metered residential rooftop and canopy |  | None | Pro Custom Solar dba Momentum Solar | PSE&G | Accepted | 2020-08-14 | 2020-08-19 | 2021-10-30 | Enphase | IQ7-60-2-US | Inverters | 290 |  | 16 |  |  | 0.97 |  | Outdoor | Roof
NJSTRE1545455068 |  | Transition Incentive Program | Clifton | 7011 | 6 | 5.1 | Residential | No | Behind the Meter | Net-metered residential rooftop and canopy |  | None | Trinity Solar | PSE&G | Accepted | 2020-08-14 | 2020-08-19 | 2021-10-30 | Solar Edge | SE3800 | Inverters | 3800 |  | 1 |  |  | 0.97 |  | Outside | side of home
NJSTRE1545455088 |  | Transition Incentive Program | Kearny | 7032 | 8 | 4.9 | Residential | Yes | Behind the Meter | Net-metered residential rooftop and canopy |  | None | Pro Custom Solar dba Momentum Solar | PSE&G | Accepted | 2020-08-14 | 2020-08-19 | 2021-10-30 | Enphase | IQ7Plus-72-2-US | Inverters | 290 |  | 14 |  |  | 0.97 |  | Outdoor | Roof
NJSTRE1545455101 |  | Transition Incentive Program | North Wildwood | 8260 | 21 | 2.04 | Residential | Yes | Behind the Meter | Net-metered residential rooftop and canopy |  | None | Trinity Solar | AC Electric | Final As-Built Received | 2020-08-14 | 2020-08-19 | 2021-10-30 | Enphase | IQ7PLUS-72-2-US | Inverters | 290 |  | 6 |  |  | 0.96 |  | Outside | under panels
NJSTRE1545455123 |  | Transition Incentive Program | GREEN BROOK TOWNSHIP | 8812 | 11 | 10.08 | Residential | No | Behind the Meter | Net-metered residential rooftop and canopy |  | None | Infinity Solar Systems | PSE&G | Accepted | 2020-08-14 | 2020-08-19 | 2021-10-30 | ENPHASE | IQ7-60-X-US | Inverters | 240 |  | 31 |  |  | 0.97 |  | Outside | MICROINVERTERS
NJSTRE1545389430 | NJSRRE1544700271 | Transition Incentive Program | RARITAN | 8869 | 5 | 5.7 | Residential | No | Behind the Meter | Behind the Meter |  | None | Infinity Solar Systems | PSE&G | Eligible for TI Program | 2020-03-16 | 2020-03-19 | 2021-10-30 | ENPHASE | 1Q7-60-X-US | Inverters | 240 |  | 17 |  |  | 0.97 |  | Outside | MICROINVERTERS
NJSTRE1545389433 | NJSRRE1544736068 | Transition Incentive Program | ABSECON | 8201 | 19 | 3.84 | Residential | Yes | Behind the Meter | Net-metered residential rooftop and canopy |  | None | Vivint Solar Developer, LLC | AC Electric | Accepted | 2020-03-20 | 2020-03-24 | 2021-10-30 | SolarEdge | SE3800H-US | Inverters | 3800 |  | 1 |  |  | 0.992 |  | Outdoor | Near the Utility Meter
NJSTRE1545389438 | NJSRRE1544892888 | Transition Incentive Program | Barnegat Township | 8005 | 18 | 7.75 | Residential | Yes | Behind the Meter | Net-metered residential rooftop and canopy |  | None | Sunrun Installation Services, Inc. | JCP&L | Final As-Built Received |  | 2020-04-29 | 2021-10-30 | Enphase Energy | IQ7-60-x-US (240V) | Inverters | 240 |  | 25 |  |  | 0.96 |  | Outdoor | Rooftop
NJSTRE1545389444 | NJSRRE1544892922 | Transition Incentive Program | Newark | 7106 | 9 | 3.69 | Residential | Yes | Behind the Meter | Behind the Meter |  | None | Pro Custom Solar dba Momentum Solar | PSE&G | Eligible for TI Program | 2020-04-24 | 2020-04-29 | 2021-10-30 | Enphase Energy | IQ7-60-2-US | Inverters | 240 |  | 11 |  |  | 0.97 |  | Outdoor | Roof
NJSTRE1545363492 |  | Transition Incentive Program | Westfield | 7090 | 10 | 8.71 | Residential | Yes | Behind the Meter | Net-metered residential rooftop and canopy |  | None | Trinity Solar | PSE&G | Accepted | 2020-07-29 | 2020-08-07 | 2021-10-30 | Hanwha 335 | Q.PEAK DUO BLK-G6 335 | Solar Panels |  | 0.335 | 3 | 215 | 18 |  | Fixed | Roof
NJSTRE1545363500 |  | Transition Incentive Program | Rumson | 7760 | 17 | 12.24 | Residential | No | Behind the Meter | Net-metered residential rooftop and canopy |  | None | Tesla Energy Operations Inc. | JCP&L | Accepted | 2020-07-29 | 2020-08-07 | 2021-10-30 | Hanwha Q-CELLS | Q.Peak DUO BLK-G6+ 340 | Solar Panels |  | 0.34 | 8 | 329 | 23 |  | Fixed | Roof
NJSTRE1545363572 |  | Transition Incentive Program | Berlin | 8009 | 14 | 6.3 | Residential | Yes | Behind the Meter | Net-metered residential rooftop and canopy |  | None | Pro Custom Solar dba Momentum Solar | AC Electric | Accepted | 2020-07-29 | 2020-08-07 | 2021-10-30 | LG ELECTRONICS | LG 350N1C-V5 | Solar Panels |  | 0.35 | 7 | 296 | 27 |  | Fixed | Roof
NJSTRE1545363613 |  | Transition Incentive Program | BAYONNE CITY | 7002 | 8 | 8.37 | Residential | Yes | Behind the Meter | Net-metered residential rooftop and canopy |  | None | Bright Planet Solar | PSE&G | Accepted | 2020-07-29 | 2020-08-07 | 2021-10-30 | LONGI | LR6-60HPB-310M | Solar Panels |  | 0.31 | 16 | 191 | 42 |  | Fixed | Roof
NJSTRE1545363684 | NJSRRE1542393468 | Transition Incentive Program | Princeton Meadows | 8536 | 11 | 16.43 | Residential | No | Behind the Meter | Behind the Meter |  | None | Solar Energy World | PSE&G | Eligible for TI Program | 2019-09-12 | 2019-09-16 | 2021-10-30 | LONGi Green Energy Technology | LR6-60PE-310M | Solar Panels |  | 0.31 | 53 | 60 | 33 |  | Fixed | Roof
NJSTRE1545363696 | NJSRRE1543042331 | Transition Incentive Program | Montgomery | 8502 | 5 | 14.57 | Residential | Yes | Behind the Meter | Net-metered residential rooftop and canopy |  | None | Solar Energy World | PSE&G | Accepted | 2019-11-06 | 2019-11-11 | 2021-10-30 | LONGi Green Energy Technology | LR6-60PE-310M | Solar Panels |  | 0.31 | 47 | 170 | 33 |  | Fixed | Roof
NJSTRE1545363700 | NJSRRE1544162045 | Transition Incentive Program | Burlington | 8016 | 13 | 7.44 | Residential | Yes | Behind the Meter | Net-metered residential rooftop and canopy |  | None | Solar Energy World | PSE&G | Accepted | 2020-01-13 | 2020-01-16 | 2021-10-30 | LONGi Green Energy Technology | LR6-60HPB-310M | Solar Panels |  | 0.31 | 8 | 316 | 27 |  | Fixed | Roof
NJSTRE1545363713 | NJSRRE1543821201 | Transition Incentive Program | Somerset | 8873 | 5 | 7.75 | Residential | Yes | Behind the Meter | Net-metered residential rooftop and canopy |  | None | Solar Energy World | PSE&G | Final As-Built Received | 2019-12-26 | 2019-12-31 | 2021-10-30 | LONGi Green Energy Technology | LR6-60HPB-310M | Solar Panels |  | 0.31 | 25 | 129 | 18 |  | Fixed | Roof
NJSTRE1545431012 |  | Transition Incentive Program | Woodbury | 8096 | 15 | 10.56 | Residential | Yes | Behind the Meter | Net-metered residential rooftop and canopy |  | None | Trinity Solar | PSE&G | Accepted | 2020-08-12 | 2020-08-17 | 2021-10-30 | Solar Edge | SE6000 | Inverters | 6000 |  | 1 |  |  | 0.97 |  | Outside | side of home
NJSTRE1545432062 |  | Transition Incentive Program | Vineland | 8360 | 20 | 8.05 | Residential | No | Behind the Meter | Net-metered residential rooftop and canopy |  | None | 1st Light Energy Inc | Vineland Muni Electric | Accepted | 2020-08-12 | 2020-08-18 | 2021-10-30 | SMA | SB 6.0-1SP-US-41 | Inverters | 6000 |  | 1 |  |  | 0.98 |  | Outside | Next to Meter
NJSTRE1545451649 |  | Transition Incentive Program | Clifton | 7011 | 6 | 2.38 | Residential | No | Behind the Meter | Net-metered residential rooftop and canopy |  | None | Trinity Solar | PSE&G | Accepted | 2020-08-13 | 2020-08-17 | 2021-10-30 | Enphase | IQ7PLUS-72-2-US | Inverters | 290 |  | 7 |  |  | 0.97 |  | Outside | outside
NJSTRE1545451775 |  | Transition Incentive Program | Indian Mills | 8088 | 13 | 16.32 | Residential | No | Behind the Meter | Net-metered residential rooftop and canopy |  | None | Tesla Energy Operations Inc | AC Electric | Accepted | 2020-08-13 | 2020-08-17 | 2021-10-30 | SolarEdge Technologies | SE10000H-US | Inverters | 10000 |  | 1 |  |  | 0.99 |  | Outside | Outside
NJSTRE1545451925 |  | Transition Incentive Program | Paterson City | 7522 | 6 | 3.3 | Residential | Yes | Behind the Meter | Net-metered residential rooftop and canopy |  | None | Sunrun Installation Services, Inc. | PSE&G | Accepted | 2020-08-13 | 2020-08-18 | 2021-10-30 | Enphase Energy | IQ7-60-x-US (240V) | Inverters | 240 |  | 10 |  |  | 0.96 |  | Outdoor | Rooftop
NJSTRE1545452098 |  | Transition Incentive Program | PLAINFIELD CITY | 7062 | 10 | 4.58 | Residential | Yes | Behind the Meter | Net-metered residential rooftop and canopy |  | None | Sunrun Installation Services, Inc. | PSE&G | Accepted | 2020-08-13 | 2020-08-18 | 2021-10-30 | Enphase Energy | IQ7-60-x-US (240V) | Inverters | 240 |  | 15 |  |  | 0.96 |  | Outdoor | Rooftop
NJSTRE1545452112 |  | Transition Incentive Program | West Orange | 7052 | 9 | 3.58 | Residential | Yes | Behind the Meter | Net-metered residential rooftop and canopy |  | None | Vivint Solar Developer, LLC | PSE&G | Accepted | 2020-08-13 | 2020-08-18 | 2021-10-30 | SOLAREDGE | SE3800H-US | Inverters | 3800 |  | 1 |  |  | 0.992 |  | Outdoor | Near the Utility Meter
NJSTRE1545452124 |  | Transition Incentive Program | Carneys Point | 8069 | 16 | 5.49 | Residential | Yes | Behind the Meter | Net-metered residential rooftop and canopy |  | None | Sunrun Installation Services, Inc. | AC Electric | Accepted | 2020-08-13 | 2020-08-19 | 2021-10-30 | Enphase Energy | IQ7-60-x-US (240V) | Inverters | 240 |  | 18 |  |  | 0.96 |  | Outdoor | Rooftop
NJSTRE1545452287 |  | Transition Incentive Program | Secaucus | 7094 | 8 | 4.5 | Residential | No | Behind the Meter | Net-metered residential rooftop and canopy |  | None | Eznergy | PSE&G | Accepted | 2020-08-13 | 2020-08-18 | 2021-10-30 | Enphase | IQ7 | Inverters | 240 |  | 15 |  |  | 0.97 |  | Outdoor | On rails under panels
NJSTRE1545452991 |  | Transition Incentive Program | TURNERSVILLE | 8012 | 14 | 6.4 | Residential | No | Behind the Meter | Net-metered residential rooftop and canopy |  | None | Orbit Energy & Power, LLC | AC Electric | Accepted | 2020-08-13 | 2020-08-18 | 2021-10-30 | ENPHASE | IQ7-60-2-US | Inverters | 0.24 |  | 20 |  |  | 0.96 |  | Other | BEHIND PANELS
NJSTRE1545453058 |  | Transition Incentive Program | Vineland | 8360 | 20 | 7.48 | Residential | No | Behind the Meter | Net-metered residential rooftop and canopy |  | None | NJ Solar Power, LLC | Vineland Muni Electric | Accepted | 2020-08-13 | 2020-08-18 | 2021-10-30 | Solaredge | SE5000H-US | Inverters | 5000 |  | 1 |  |  | 0.99 |  | Outdoor | garage
NJSTRE1545453360 |  | Transition Incentive Program | LINDEN CITY | 7036 | 10 | 4.88 | Residential | Yes | Behind the Meter | Net-metered residential rooftop and canopy |  | None | Sunrun Installation Services, Inc. | PSE&G | Accepted | 2020-08-13 | 2020-08-18 | 2021-10-30 | Enphase Energy | IQ7-60-x-US (240V) | Inverters | 240 |  | 16 |  |  | 0.96 |  | Outdoor | Rooftop
NJSTRE1545454807 |  | Transition Incentive Program | Mount Ephraim | 8059 | 14 | 8.5 | Residential | Yes | Behind the Meter | Net-metered residential rooftop and canopy |  | PSEG | Vision Solar LLC | PSE&G | Accepted | 2020-08-14 | 2020-08-19 | 2021-10-30 | ENPHASE | IQ7-60-2-US | Inverters | 0.24 |  | 25 |  |  | 0.96 |  | Other | behind each panel
NJSTRE1545382513 | NJSRRE1541907924 | Transition Incentive Program | Long Branch | 7740 | 17 | 8.06 | Residential | No | Behind the Meter | Behind the Meter |  | None | Skyline Solar LLC | JCP&L | Eligible for TI Program | 2019-08-29 | 2019-09-03 | 2021-10-30 | Axitec | 310M/60s | Solar Panels |  | 0.31 | 4 | 330 | 1 |  | Fixed | Roof
NJSTRE1545382526 | NJSRRE1541918471 | Transition Incentive Program | MOORESTOWN | 8057 | 13 | 26.46 | Residential | Yes | Behind the Meter | Net-metered residential rooftop and canopy |  | None | Vivint Solar Developer, LLC | PSE&G | Accepted | 2019-09-04 | 2019-09-05 | 2021-10-30 | HANWHA SOLAR | Q.PEAK BLK-G5 315 | Solar Panels |  | 0.315 | 15 | 197 | 24 |  | Fixed | Roof
NJSTRE1545382526 | NJSRRE1541918471 | Transition Incentive Program | MOORESTOWN | 8057 | 13 | 26.46 | Residential | Yes | Behind the Meter | Net-metered residential rooftop and canopy |  | None | Vivint Solar Developer, LLC | PSE&G | Accepted | 2019-09-04 | 2019-09-05 | 2021-10-30 | HANWHA SOLAR | Q.PEAK BLK-G5 315 | Solar Panels |  | 0.315 | 6 | 17 | 25 |  | Fixed | Roof
NJSTRE1545382529 | NJSRRE1542412000 | Transition Incentive Program | Warren | 7059 | 5 | 6.62 | Residential | Yes | Behind the Meter | Net-metered non-residential ground mount |  | None | Vivint Solar Developer, LLC | PSE&G | Accepted | 2019-09-17 | 2019-09-19 | 2021-10-30 | HANWHA SOLAR | Q.PEAK BLK-G5 315 | Solar Panels |  | 0.315 | 14 | 84 | 31 |  | Fixed | Roof
NJSTRE1545470797 |  | Transition Incentive Program | Perth Amboy | 8861 | 11 | 7.04 | Residential | No | Behind the Meter | Net-metered residential rooftop and canopy |  | None | Posigen NJ LLC | PSE&G | Accepted | 2020-08-17 | 2020-08-19 | 2021-10-30 | SolarEdge | SE7600H-US | Inverters | 7600 |  | 1 |  |  | 0.99 |  | Outside | within ten feet of meter
NJSTRE1545472209 |  | Transition Incentive Program | Smithville | 8205 | 19 | 7.04 | Residential | No | Behind the Meter | Net-metered residential rooftop and canopy |  | None | Posigen NJ LLC | AC Electric | Accepted | 2020-08-17 | 2020-08-19 | 2021-10-30 | SolarEdge | SE7600H-US | Inverters | 7600 |  | 1 |  |  | 0.99 |  | Outside | within ten feet of meter
NJSTRE1545472444 |  | Transition Incentive Program | Piscataway Twp | 8854 | 11 | 8.88 | Residential | No | Behind the Meter | Net-metered residential rooftop and canopy |  | None | Greeb Power Energy | PSE&G | Accepted | 2020-08-17 | 2020-08-20 | 2021-10-30 | Enphase Energy | IQ7PLUS-72-2-US | Inverters | 290 |  | 24 |  |  | 0.975 |  | Outside | next to meter
NJSTRE1545472629 |  | Transition Incentive Program | North Bergen | 7057 | 7 | 4.08 | Residential | No | Behind the Meter | Net-metered residential rooftop and canopy |  | None | Tesla Energy Operations Inc. | PSE&G | Accepted | 2020-08-17 | 2020-08-20 | 2021-10-30 | SolarEdge Technologies | SE3800H-US [240V] | Inverters | 3800 |  | 1 |  |  | 0.99 |  | Outside | Outside
NJSTRE1545473752 |  | Transition Incentive Program | Wayne | 7470 | 6 | 13.97 | Residential | No | Behind the Meter | Net-metered residential rooftop and canopy |  | None | Tesla Energy Operations Inc. | PSE&G | Accepted | 2020-08-17 | 2020-08-20 | 2021-10-30 | Delta | M8-TL-US [240V] | Inverters | 7680 |  | 2 |  |  | 0.975 |  | Outdoor | Outdoor
NJSTRE1545473791 |  | Transition Incentive Program | Jersey City | 7306 | 8 | 11.88 | Residential | No | Behind the Meter | Net-metered residential rooftop and canopy |  | None | SunPower Corporation, Systems | PSE&G | Accepted | 2020-08-18 | 2020-08-20 | 2021-10-30 | SunPower | SPR-X22-360-E-AC | Inverters | 320 |  | 33 |  |  | 0.96 |  | Other | under each panel
NJSTRE1545475361 |  | Transition Incentive Program | HAZLET | 7730 | 17 | 8.82 | Residential | No | Behind the Meter | Net-metered residential rooftop and canopy |  | None | Suntuity Solar LLC | JCP&L | Accepted | 2020-08-19 | 2020-08-20 | 2021-10-30 | Enphase Energy | IQ7-60-2-US | Inverters | 240 |  | 28 |  |  | 0.97 |  | Outdoor | Behind the PV Modules
NJSTRE1545475398 |  | Transition Incentive Program | ELMER | 8318 | 16 | 11.34 | Residential | Yes | Behind the Meter | Net-metered residential rooftop and canopy |  | None | Suntuity Solar LLC | AC Electric | Accepted | 2020-08-18 | 2020-08-20 | 2021-10-30 | Enphase Energy | IQ7-60-2-US | Inverters | 240 |  | 36 |  |  | 0.97 |  | Outdoor | Behind the PV Modules
NJSTRE1545475407 |  | Transition Incentive Program | Morganville | 7751 | 17 | 10.08 | Residential | No | Behind the Meter | Net-metered residential rooftop and canopy |  | None | Green Power Energy | JCP&L | Accepted | 2020-08-18 | 2020-08-20 | 2021-10-30 | Enphase Energy | IQ7PLUS-72-2-US | Inverters | 290 |  | 28 |  |  | 0.975 |  | Outside | next to meter
NJSTRE1545451932 |  | Transition Incentive Program | Leonia | 7605 | 7 | 8.45 | Residential | No | Behind the Meter | Net-metered residential rooftop and canopy |  | None | Integrity Solar Solutions | PSE&G | Final As-Built Received | 2020-08-13 | 2020-08-18 | 2021-10-30 | SolarEdge | SE7600H-US | Inverters | 7600 |  | 1 |  |  | 0.98 |  | Outdoor | Ouydoor next to existing meter
NJSTRE1545454839 |  | Transition Incentive Program | Willingboro | 8046 | 13 | 7.44 | Residential | No | Behind the Meter | Net-metered residential rooftop and canopy |  | None | Posigen NJ LLC | PSE&G | Accepted | 2020-08-14 | 2020-08-19 | 2021-10-30 | SolarEdge | SE7600H-US | Inverters | 7600 |  | 1 |  |  | 0.99 |  | Outside | within ten feet of meter
NJSTRE1545454847 |  | Transition Incentive Program | Sewell | 8080 | 15 | 11.52 | Residential | No | Behind the Meter | Net-metered residential rooftop and canopy |  | None | RCL Enterprises Inc. | AC Electric | Accepted | 2020-08-14 | 2020-08-19 | 2021-10-30 | Enphase | IQ7 | Inverters | 240 |  | 36 |  |  | 0.96 |  | Outdoor | under panels
NJSTRE1545454854 |  | Transition Incentive Program | Old Bridge | 8857 | 11 | 10.5 | Residential | Yes | Behind the Meter | Net-metered residential rooftop and canopy |  | None | Pro Custom Solar dba Momentum Solar | JCP&L | Accepted | 2020-08-14 | 2020-08-19 | 2021-10-30 | Enphase | IQ7PLUS-72-2-US | Inverters | 290 |  | 30 |  |  | 0.97 |  | Outdoor | Roof
NJSTRE1545454914 |  | Transition Incentive Program | Jersey City | 7305 | 8 | 3.84 | Residential | No | Behind the Meter | Net-metered residential rooftop and canopy |  | None | Posigen NJ LLC | PSE&G | Accepted | 2020-08-14 | 2020-08-19 | 2021-10-30 | SolarEdge | SE3800H-US | Inverters | 3800 |  | 1 |  |  | 0.99 |  | Outside | within ten feet of meter
NJSTRE1545454960 |  | Transition Incentive Program | Lake Hopatcong | 7849 | 3 | 7.37 | Residential | No | Behind the Meter | Net-metered residential rooftop and canopy |  | None | Green Power Energy | JCP&L | Accepted | 2020-08-14 | 2020-08-19 | 2021-10-30 | Enphase Energy | IQ7PLUS-72-2-US | Inverters | 290 |  | 22 |  |  | 0.975 |  | Outside | Next to meter
NJSTRE1545455031 |  | Transition Incentive Program | Palisades Park | 7650 | 7 | 4.55 | Residential | Yes | Behind the Meter | Net-metered residential rooftop and canopy |  | None | Pro Custom Solar dba Momentum Solar | PSE&G | Accepted | 2020-08-14 | 2020-08-19 | 2021-10-30 | Enphase | IQ7PLUS-72-2-US | Inverters | 290 |  | 13 |  |  | 0.97 |  | Outdoor | Roof
NJSTRE1545456090 |  | Transition Incentive Program | Roselle | 7203 | 10 | 5.95 | Residential | Yes | Behind the Meter | Net-metered residential rooftop and canopy |  | None | Pro Custom Solar dba Momentum Solar | PSE&G | Accepted | 2020-08-14 | 2020-08-19 | 2021-10-30 | Enphase | IQ7Plus-72-2-US | Inverters | 290 |  | 17 |  |  | 0.97 |  | Outdoor | Roof
NJSTRE1545463729 |  | Transition Incentive Program | Hillsborough | 8844 | 5 | 11.2 | Residential | No | Behind the Meter | Net-metered residential rooftop and canopy |  | None | Greentech Solar USA LLC | PSE&G | Accepted | 2020-08-19 | 2020-08-19 | 2021-10-30 | Growatt | 10000MTLP-US | Inverters | 10000 |  | 1 |  |  | 0.97 |  | Indoor | Basement Wall
NJSTRE1545464177 |  | Transition Incentive Program | Hackettstown | 7840 | 2 | 4.48 | Residential | No | Behind the Meter | Net-metered residential rooftop and canopy |  | None | United Solar LLC | JCP&L | Accepted | 2020-08-20 | 2020-08-20 | 2021-10-30 | aps | yc600 | Inverters | 240 |  | 7 |  |  | 0.965 |  | Outdoor | roof
NJSTRE1545472203 |  | Transition Incentive Program | BERGENFIELD | 7621 | 7 | 9.1 | Residential | Yes | Behind the Meter | Net-metered residential rooftop and canopy |  | None | Vivint Solar Developer, LLC | PSE&G | Accepted | 2020-08-18 | 2020-08-19 | 2021-10-30 | SOLAREDGE | SE7600H-US | Inverters | 7600 |  | 1 |  |  | 0.992 |  | Outdoor | Near the Utility Meter
NJSTRE1545472241 |  | Transition Incentive Program | clementon | 8021 | 14 | 5.78 | Residential | Yes | Behind the Meter | Net-metered residential rooftop and canopy |  | None | Vision Solar LLC | AC Electric | Accepted | 2020-08-17 | 2020-08-19 | 2021-10-30 | ENPHASE | IQ7-60-2-US | Inverters | 0.24 |  | 17 |  |  | 0.96 |  | Other | behind each panel
NJSTRE1545472411 |  | Transition Incentive Program | MORRISTOWN | 7960 | 3 | 12.35 | Residential | Yes | Behind the Meter | Net-metered residential rooftop and canopy |  | None | Vivint Solar Developer, LLC | JCP&L | Accepted | 2020-08-18 | 2020-08-20 | 2021-10-30 | SolarEdge | SE10000H-US | Inverters | 10000 |  | 1 |  |  | 0.992 |  | Outdoor | Near the Utility Meter
NJSTRE1545363715 | NJSRRE1544514423 | Transition Incentive Program | Blackwood | 8012 | 14 | 6.82 | Residential | Yes | Behind the Meter | Net-metered residential rooftop and canopy |  | None | Solar Energy World | PSE&G | Accepted | 2020-02-21 | 2020-02-25 | 2021-10-30 | LONGi Green Energy Technology | LR6-60HPB-310M | Solar Panels |  | 0.31 | 22 | 253 | 26 |  | Fixed | Roof
NJSTRE1545363719 | NJSRRE1544355010 | Transition Incentive Program | Colonia | 7067 | 10 | 15.5 | Residential | Yes | Behind the Meter | Behind the Meter |  | None | Solar Energy World | PSE&G | Eligible for TI Program | 2020-02-05 | 2020-02-07 | 2021-10-30 | LONGi Green Energy Technology | LR6-60HPB-310M | Solar Panels |  | 0.31 | 50 | 218 | 18 |  | Fixed | Roof
NJSTRE1545363722 | NJSRRE1544617434 | Transition Incentive Program | Allentown | 8501 | 17 | 12.71 | Residential | Yes | Behind the Meter | Net-metered residential rooftop and canopy |  | None | Solar Energy World | JCP&L | Final As-Built Received | 2020-03-06 | 2020-03-11 | 2021-10-30 | LONGi Green Energy Technology | LR6-60HPB-310M | Solar Panels |  | 0.31 | 41 | 177 | 18 |  | Fixed | Roof
NJSTRE1545363731 | NJSRRE1544583463 | Transition Incentive Program | Titusville | 8560 | 12 | 4.65 | Residential | No | Behind the Meter | Net-metered residential rooftop and canopy |  | None | Solar Energy World | JCP&L | Accepted | 2020-03-03 | 2020-03-06 | 2021-10-30 | Silfab | SLA-M | Solar Panels |  | 0.31 | 15 | 220 | 33 |  | Fixed | Roof
NJSTRE1545363736 | NJSRRE1544213665 | Transition Incentive Program | Neptune City | 7753 | 17 | 6.2 | Residential | Yes | Behind the Meter | Net-metered residential rooftop and canopy |  | None | Solar Energy World | JCP&L | Final As-Built Received | 2020-01-22 | 2020-01-27 | 2021-10-30 | LONGi Green Energy Technology | LR6-60HPB-310M | Solar Panels |  | 0.31 | 12 | 242 | 27 |  | Fixed | Roof
NJSTRE1545363743 | NJSRRE1544374141 | Transition Incentive Program | Ventor City | 8406 | 19 | 12.09 | Residential | No | Behind the Meter | Net-metered residential rooftop and canopy |  | None | Solar Energy World | AC Electric | Accepted | 2020-02-05 | 2020-02-10 | 2021-10-30 | LONGi Green Energy Technology | LR6-60HPB-310M | Solar Panels |  | 0.31 | 39 | 148 | 32 |  | Fixed | Roof
NJSTRE1545363747 | NJSRRE1544469367 | Transition Incentive Program | Montgomery | 8502 | 5 | 20.15 | Residential | Yes | Behind the Meter | Net-metered residential rooftop and canopy |  | None | Solar Energy World | PSE&G | Final As-Built Received | 2020-02-18 | 2020-02-20 | 2021-10-30 | LONGi Green Energy Technology | LR6-60HPB-310M | Solar Panels |  | 0.31 | 24 | 312 | 34 |  | Fixed | Roof
NJSTRE1545363753 | NJSRRE1544865901 | Transition Incentive Program | Washington Township | 8080 | 15 | 10.54 | Residential | Yes | Behind the Meter | Net-metered residential rooftop and canopy |  | None | Solar Energy World | AC Electric | Final As-Built Received | 2020-04-20 | 2020-04-24 | 2021-10-30 | LONGi Green Energy Technology | LR6-60HPB-310M | Solar Panels |  | 0.31 | 34 | 103 | 34 |  | Fixed | Roof
NJSTRE1545363766 | NJSRRE1544852640 | Transition Incentive Program | Howell Twp | 7731 | 17 | 14.57 | Residential | Yes | Behind the Meter | Net-metered residential rooftop and canopy |  | None | Solar Energy World | JCP&L | Final As-Built Received | 2020-04-16 | 2020-04-23 | 2021-10-30 | LONGi Green Energy Technology | LR6-60HPB-310M | Solar Panels |  | 0.31 | 6 | 189 | 34 |  | Fixed | Roof
NJSTRE1545363916 |  | Transition Incentive Program | Jersey City | 7305 | 8 | 6.65 | Residential | Yes | Behind the Meter | Net-metered residential rooftop and canopy |  | None | Pro Custom Solar dba Momentum Solar | PSE&G | Accepted | 2020-07-29 | 2020-08-07 | 2021-10-30 | LG | LG 350N1C-V5 | Solar Panels |  | 0.35 | 19 | 303 | 12 |  | Fixed | Roof
NJSTRE1545363915 |  | Transition Incentive Program | KEYPORT | 7735 | 17 | 4.23 | Residential | Yes | Behind the Meter | Net-metered residential rooftop and canopy |  | None | Vivint Solar Developer, LLC | JCP&L | Accepted | 2020-07-30 | 2020-08-07 | 2021-10-30 | Jinko Solar | JKM325M-60HBL | Solar Panels |  | 0.325 | 13 | 346 | 23 |  | Fixed | Roof
NJSTRE1545363938 |  | Transition Incentive Program | Carteret | 7008 | 11 | 7.7 | Residential | Yes | Behind the Meter | Net-metered residential rooftop and canopy |  | None | Pro Custom Solar dba Momentum Solar | PSE&G | Accepted | 2020-07-29 | 2020-08-07 | 2021-10-30 | LG ELECTRONICS | LG 350N1C-V5 | Solar Panels |  | 0.35 | 11 | 205 | 19 |  | Fixed | Roof
NJSTRE1545452094 |  | Transition Incentive Program | Manville | 8835 | 5 | 4.02 | Residential | Yes | Behind the Meter | Net-metered residential rooftop and canopy |  | None | Pro Custom Solar dba Momentum Solar | PSE&G | Accepted | 2020-08-13 | 2020-08-18 | 2021-10-30 | Enphase | IQ7-60-2-US | Inverters | 240 |  | 12 |  |  | 0.97 |  | Outdoor | Roof
NJSTRE1545452158 |  | Transition Incentive Program | CINNAMINSON | 8077 | 13 | 4.23 | Residential | Yes | Behind the Meter | Net-metered residential rooftop and canopy |  | None | Vivint Solar Developer, LLC | PSE&G | Accepted | 2020-08-13 | 2020-08-31 | 2021-10-30 | SOLAREDGE | SE3800H-US | Inverters | 3800 |  | 1 |  |  | 0.992 |  | Outdoor | Near the Utility Meter
NJSTRE1545453098 |  | Transition Incentive Program | Jackson | 8527 | 18 | 11.9 | Residential | No | Behind the Meter | Net-metered residential rooftop and canopy |  | None | NJ Solar Power, LLC | JCP&L | Accepted | 2020-08-13 | 2020-08-18 | 2021-10-30 | Solaredge | SE10000H-US | Inverters | 10000 |  | 1 |  |  | 0.99 |  | Outdoor | garage
NJSTRE1545453372 |  | Transition Incentive Program | Bergenfield Boro | 7621 | 7 | 4.65 | Residential | Yes | Behind the Meter | Net-metered residential rooftop and canopy |  | None | Bright Planet Solar | PSE&G | Accepted | 2020-08-13 | 2020-08-20 | 2021-10-30 | SOLAR EDGE | SE3800H-USRGM | Inverters | 3800 |  | 1 |  |  | 0.98 |  | Outdoor | OUTSIDE
NJSTRE1545454924 |  | Transition Incentive Program | Woodstown | 8098 | 16 | 9.6 | Residential | Yes | Behind the Meter | Net-metered residential rooftop and canopy |  | None | RCL Enterprises Inc. | AC Electric | Accepted | 2020-08-14 | 2020-08-19 | 2021-10-30 | Enphase | IQ7 | Inverters | 240 |  | 30 |  |  | 0.96 |  | Outdoor | under panels
NJSTRE1545454964 |  | Transition Incentive Program | Mahwah | 7430 | 7 | 4.08 | Residential | Yes | Behind the Meter | Net-metered residential rooftop and canopy |  | RECO | Vision Solar LLC | Orange Rockland Electric | Accepted | 2020-08-14 | 2020-08-19 | 2021-10-30 | ENPHASE | IQ7-60-2-US | Inverters | 0.24 |  | 14 |  |  | 0.96 |  | Other | BEHIND EACH PANEL
NJSTRE1545455010 |  | Transition Incentive Program | Union | 7083 | 10 | 5.2 | Residential | Yes | Behind the Meter | Net-metered residential rooftop and canopy |  | None | Vivint Solar Developer, LLC | PSE&G | Accepted | 2020-08-19 | 2020-08-20 | 2021-10-30 | SOLAR EDGE | SE7600H-US | Inverters | 7600 |  | 1 |  |  | 0.992 |  | Outdoor | Near the Utility Meter
NJSTRE1545455054 |  | Transition Incentive Program | Hampton | 8827 | 4 | 14.04 | Residential | No | Behind the Meter | Net-metered residential rooftop and canopy |  | None | Green Power Energy | JCP&L | Accepted | 2020-08-14 | 2020-08-19 | 2021-10-30 | Enphase Energy | IQ7PLUS-72-2-US | Inverters | 290 |  | 39 |  |  | 0.975 |  | Outside | Next to meter
NJSTRE1545455129 |  | Transition Incentive Program | jersey city | 7305 | 8 | 3.69 | Residential | Yes | Behind the Meter | Net-metered residential rooftop and canopy |  | None | Vision Solar LLC | PSE&G | Accepted | 2020-08-14 | 2020-08-19 | 2021-10-30 | ENPHASE | IQ7-60-2-US | Inverters | 0.24 |  | 11 |  |  | 0.96 |  | Other | behind each panel
NJSTRE1545456062 |  | Transition Incentive Program | NEWTON | 7860 | 1 | 7.94 | Residential | Yes | Behind the Meter | Net-metered residential rooftop and canopy |  | None | Sunrun Installation Services, Inc. | JCP&L | Accepted | 2020-08-14 | 2020-08-19 | 2021-10-30 | Enphase Energy | IQ7PLUS-72-x-US (240V) | Inverters | 290 |  | 23 |  |  | 0.96 |  | Outdoor | Rooftop
NJSTRE1545456083 |  | Transition Incentive Program | Hackettstown | 7840 | 2 | 3.51 | Residential | No | Behind the Meter | Net-metered residential rooftop and canopy |  | None | Tesla Energy Operations Inc. | JCP&L | Accepted | 2020-08-14 | 2020-08-19 | 2021-10-30 | Delta Electronics | M4-TL-US [240V] | Inverters | 3840 |  | 1 |  |  | 0.975 |  | Outside | Outside
NJSTRE1545464081 |  | Transition Incentive Program | BORDENTOWN Twp | 8505 | 13 | 10.71 | Residential | No | Behind the Meter | Net-metered residential rooftop and canopy |  | None | Suntuity Solar LLC | PSE&G | Accepted | 2020-08-18 | 2020-08-19 | 2021-10-30 | Enphase Energy | IQ7-60-2-US | Inverters | 240 |  | 34 |  |  | 0.97 |  | Outdoor | Behind the PV Modules
NJSTRE1545464082 |  | Transition Incentive Program | VINELAND | 8360 | 20 | 11.03 | Residential | Yes | Behind the Meter | Net-metered residential rooftop and canopy |  | None | Suntuity Solar LLC | Vineland Muni Electric | Accepted | 2020-08-19 | 2020-08-19 | 2021-10-30 | Enphase Energy | IQ7-60-2-US | Inverters | 240 |  | 35 |  |  | 0.97 |  | Outdoor | Behind the PV Modules
NJSTRE1545455164 |  | Transition Incentive Program | glassboro | 8028 | 15 | 5.76 | Residential | Yes | Behind the Meter | Net-metered residential rooftop and canopy |  | None | Orbit Energy & Power, LLC | AC Electric | Accepted | 2020-08-14 | 2020-08-19 | 2021-10-30 | enphase | iq7-60-2-us | Inverters | 0.24 |  | 18 |  |  | 0.99 |  | Other | behind panels
NJSTRE1545456035 |  | Transition Incentive Program | VENTNOR CITY | 8406 | 19 | 4.27 | Residential | Yes | Behind the Meter | Net-metered residential rooftop and canopy |  | None | Sunrun Installation Services, Inc. | AC Electric | Accepted | 2020-08-14 | 2020-08-19 | 2021-10-30 | Enphase Energy | IQ7-60-x-US (240V) | Inverters | 240 |  | 14 |  |  | 0.96 |  | Outdoor | Rooftop
NJSTRE1545456100 |  | Transition Incentive Program | Absecon | 8201 | 19 | 5.23 | Residential | Yes | Behind the Meter | Net-metered residential rooftop and canopy |  | None | Ad Energy | AC Electric | Accepted | 2020-08-14 | 2020-08-20 | 2021-10-30 | Enphase Energy | IQ7XS-96-ACM-US | Inverters | 315 |  | 16 |  |  | 0.975 |  | Outdoor | At each panel
NJSTRE1545456099 |  | Transition Incentive Program | Hillsborough Twp | 8844 | 5 | 9.52 | Residential | No | Behind the Meter | Net-metered residential rooftop and canopy |  | None | Tesla Energy Operations Inc. | PSE&G | Accepted | 2020-08-14 | 2020-08-19 | 2021-10-30 | SolarEdge Technologies | SE7600H-US [240V] | Inverters | 7600 |  | 1 |  |  | 0.975 |  | Indoor | Indoor
NJSTRE1545464078 |  | Transition Incentive Program | LINDENWOLD | 8021 | 14 | 9.77 | Residential | No | Behind the Meter | Net-metered residential rooftop and canopy |  | None | Suntuity Solar LLC | AC Electric | Accepted | 2020-08-18 | 2020-08-19 | 2021-10-30 | Enphase Energy | IQ7-60-2-US | Inverters | 240 |  | 31 |  |  | 0.97 |  | Outdoor | Behind the PV Modules
NJSTRE1545472252 |  | Transition Incentive Program | Plainfield | 7060 | 10 | 9.6 | Residential | No | Behind the Meter | Net-metered residential rooftop and canopy |  | None | Posigen NJ LLC | PSE&G | Accepted | 2020-08-17 | 2020-08-20 | 2021-10-30 | SolarEdge | SE10000H-US | Inverters | 10000 |  | 1 |  |  | 0.99 |  | Outside | within ten feet of meter
NJSTRE1545472296 |  | Transition Incentive Program | Brick | 8724 | 18 | 5.6 | Residential | Yes | Behind the Meter | Net-metered residential rooftop and canopy |  | None | Pro Custom Solar dba Momentum Solar | JCP&L | Accepted | 2020-08-17 | 2020-08-20 | 2021-10-30 | Enphase | IQ7Plus-72-2-US | Inverters | 290 |  | 16 |  |  | 0.97 |  | Outdoor | Roof
NJSTRE1545472303 |  | Transition Incentive Program | Roselle | 7203 | 10 | 6.3 | Residential | Yes | Behind the Meter | Net-metered residential rooftop and canopy |  | None | Pro Custom Solar dba Momentum Solar | PSE&G | Accepted | 2020-08-17 | 2020-08-20 | 2021-10-30 | Enphase | IQ7PLUS-72-2-US | Inverters | 290 |  | 18 |  |  | 0.97 |  | Outdoor | Roof
NJSTRE1545472456 |  | Transition Incentive Program | Barnegat | 8005 | 18 | 8.51 | Residential | No | Behind the Meter | Net-metered residential rooftop and canopy |  | None | Kopp Electric Company | JCP&L | Accepted | 2020-08-17 | 2020-08-20 | 2021-10-30 | Solar Edge | SE7600H-US | Inverters | 7600 |  | 1 |  |  | 0.975 |  | Outdoor | Next to meter
NJSTRE1545472464 |  | Transition Incentive Program | millville | 8332 | 20 | 3.35 | Residential | Yes | Behind the Meter | Net-metered residential rooftop and canopy |  | ACE | Vision Solar LLC | AC Electric | Accepted | 2020-08-17 | 2020-09-17 | 2021-10-30 | ENPHASE | IQ7-60-2-US | Inverters | 0.24 |  | 10 |  |  | 0.96 |  | Other | BEHIND EACH PANEL
NJSTRE1545382495 | NJSRRE1542411854 | Transition Incentive Program | Sicklerville | 8081 | 14 | 16.7 | Residential | Yes | Behind the Meter | Net-metered residential rooftop and canopy |  | None | Vivint Solar Developer, LLC | AC Electric | Accepted | 2019-09-17 | 2019-09-19 | 2021-10-30 | HANWHA SOLAR | Q.PEAK BLK-G5 315 | Solar Panels |  | 0.315 | 15 | 239 | 26 |  | Fixed | Roof
NJSTRE1545382501 | NJSRRE1541890970 | Transition Incentive Program | Elmer | 8318 | 16 | 3.1 | Residential | No | Behind the Meter | Net-metered residential rooftop and canopy |  | None | Suntuity Solar LLC | AC Electric | Accepted | 2019-08-28 | 2019-08-30 | 2021-10-30 | Yingli Green Energy | YL310D-30b | Solar Panels |  | 0.31 | 10 | 164 | 19 |  | Fixed | Roof
NJSTRE1545454790 |  | Transition Incentive Program | Marlton | 8053 | 13 | 6.3 | Residential | Yes | Behind the Meter | Net-metered residential rooftop and canopy |  | None | Pro Custom Solar dba Momentum Solar | PSE&G | Accepted | 2020-08-14 | 2020-08-19 | 2021-10-30 | Enphase | IQ7PLUS-72-2-US | Inverters | 290 |  | 18 |  |  | 0.97 |  | Outdoor | Roof
NJSTRE1545454837 |  | Transition Incentive Program | Pennsauken | 8110 | 14 | 8.45 | Residential | Yes | Behind the Meter | Net-metered residential rooftop and canopy |  | None | Vivint Solar Developer, LLC | PSE&G | Accepted | 2020-08-20 | 2020-08-20 | 2021-10-30 | SOLAREDGE | SE7600H-US | Inverters | 7600 |  | 1 |  |  | 0.992 |  | Outdoor | Near the Utility Meter
NJSTRE1545454858 |  | Transition Incentive Program | North Brunswick | 8902 | 11 | 5.12 | Residential | No | Behind the Meter | Net-metered residential rooftop and canopy |  | None | Posigen NJ LLC | PSE&G | Accepted | 2020-08-14 | 2020-08-19 | 2021-10-30 | SolarEdge | SE6000H-US | Inverters | 6000 |  | 1 |  |  | 0.99 |  | Outside | within ten feet of meter
NJSTRE1545454876 |  | Transition Incentive Program | union | 7083 | 10 | 5.6 | Residential | Yes | Behind the Meter | Net-metered residential rooftop and canopy |  | None | Pro Custom Solar dba Momentum Solar | PSE&G | Accepted | 2020-08-14 | 2020-08-19 | 2021-10-30 | Enphase | IQ7PLUS-72-2-US | Inverters | 290 |  | 16 |  |  | 0.97 |  | Outdoor | Roof
NJSTRE1545456076 |  | Transition Incentive Program | BURLINGTON | 8016 | 13 | 10.08 | Residential | Yes | Behind the Meter | Net-metered residential rooftop and canopy |  | None | Vivint Solar Developer, LLC | PSE&G | Accepted | 2020-08-24 | 2020-08-24 | 2021-10-30 | SolarEdge | SE7600H | Inverters | 7600 |  | 1 |  |  | 0.922 |  | Outdoor | Near the Utility Meter
NJSTRE1545456094 |  | Transition Incentive Program | HASBROUCK HEIGHTS | 7604 | 7 | 3.25 | Residential | Yes | Behind the Meter | Net-metered residential rooftop and canopy |  | None | Vivint Solar Developer, LLC | PSE&G | Accepted | 2020-08-20 | 2020-08-20 | 2021-10-30 | SOLAREDGE | SE3800H-US | Inverters | 3800 |  | 1 |  |  | 0.992 |  | Outdoor | Near the Utility Meter
NJSTRE1545456658 |  | Transition Incentive Program | MOUNT LAUREL | 8054 | 13 | 3.58 | Residential | Yes | Behind the Meter | Net-metered residential rooftop and canopy |  | None | Vivint Solar Developer, LLC | PSE&G | Accepted | 2020-08-18 | 2020-08-19 | 2021-10-30 | Solar Edge | SE3800H-US | Inverters | 3800 |  | 1 |  |  | 0.992 |  | Outdoor | Near the Utility Meter
NJSTRE1545464080 |  | Transition Incentive Program | Erial | 8081 | 14 | 5.67 | Residential | Yes | Behind the Meter | Net-metered residential rooftop and canopy |  | None | Suntuity Solar LLC | AC Electric | Accepted | 2020-08-18 | 2020-08-19 | 2021-10-30 | Enphase Energy | IQ7-60-2-US | Inverters | 240 |  | 18 |  |  | 0.97 |  | Outdoor | Behind the PV Modules
NJSTRE1545469979 |  | Transition Incentive Program | Little Egg Harbor | 8087 | 18 | 11.47 | Residential | No | Behind the Meter | Net-metered residential rooftop and canopy |  | ACE | Whitman Construction, LLC | AC Electric | Accepted | 2020-08-17 | 2020-08-19 | 2021-10-30 | ENPHASE | IQ7Plus72-2-US | Inverters | 240 |  | 31 |  |  | 0.975 |  | Outdoor | microinverters located under modules
NJSTRE1545467288 |  | Transition Incentive Program | Woodbury | 8096 | 15 | 6.5 | Residential | Yes | Behind the Meter | Net-metered residential rooftop and canopy |  | None | Vivint Solar Developer, LLC | PSE&G | Accepted | 2020-08-19 | 2020-08-20 | 2021-10-30 | SOLAREDGE | SE7600H-US | Inverters | 7600 |  | 1 |  |  | 0.992 |  | Outdoor | Near the Utility Meter
NJSTRE1545472229 |  | Transition Incentive Program | Port Monmouth | 7758 | 17 | 3.52 | Residential | Yes | Behind the Meter | Net-metered residential rooftop and canopy |  | None | Trinity Solar | JCP&L | Final As-Built Received | 2020-08-17 | 2020-08-20 | 2021-10-30 | SOLAR EDGE | SE3000 | Inverters | 3000 |  | 1 |  |  | 0.97 |  | Outside | SIDE OF HOME
NJSTRE1545382465 | NJSRRE1541809461 | Transition Incentive Program | Cedar Knolls | 7927 | 3 | 14.07 | Residential | Yes | Behind the Meter | Behind the Meter |  | None | Pro Custom Solar dba Momentum Solar | JCP&L | Eligible for TI Program | 2019-08-09 | 2019-08-23 | 2021-10-30 | LG ELECTRONICS | LG 335N1C-V | Solar Panels |  | 0.335 | 6 | 299 | 18 |  | Fixed | Roof
NJSTRE1545382507 | NJSRRE1541938658 | Transition Incentive Program | West Caldwell | 7006 | 9 | 6.96 | Residential | Yes | Behind the Meter | Behind the Meter |  | None | Sunrun Installation Services, Inc. | PSE&G | Eligible for TI Program | 2019-08-29 | 2019-09-04 | 2021-10-30 | REC Solar | REC290TP2 BLK | Solar Panels |  | 0.29 | 8 | 297 | 34 |  | Fixed | Roof
NJSTRE1545382512 | NJSRRE1542409722 | Transition Incentive Program | Dumont | 7628 | 7 | 17.33 | Residential | Yes | Behind the Meter | Net-metered residential rooftop and canopy |  | None | Vivint Solar Developer, LLC | PSE&G | Accepted | 2019-09-16 | 2019-09-19 | 2021-10-30 | HANWHA SOLAR | Q.PEAK BLK-G5 315 | Solar Panels |  | 0.315 | 33 | 356 | 24 |  | Fixed | Roof
NJSTRE1545382520 | NJSRRE1542411961 | Transition Incentive Program | JERSEY CITY | 7305 | 8 | 6.93 | Residential | Yes | Behind the Meter | Behind the Meter |  | None | Pro Custom Solar dba Momentum Solar | PSE&G | Eligible for TI Program | 2019-09-17 | 2019-09-19 | 2021-10-30 | HANWHA | Q.PEAK DUO BLK-G5 315 | Solar Panels |  | 0.315 | 22 | 310 | 5 |  | Fixed | Roof
NJSTRE1545382523 | NJSRRE1541888876 | Transition Incentive Program | Pennsauken TWP | 8109 | 14 | 9 | Residential | Yes | Behind the Meter | Behind the Meter |  | None | 1st Light Energy Inc | PSE&G | Eligible for TI Program | 2019-08-27 | 2019-10-16 | 2021-10-30 | Trina | TSM-300DD05A.05 | Solar Panels |  | 0.3 | 11 | 39 | 34 |  | Fixed | Roof
NJSTRE1545382524 | NJSRRE1541887893 | Transition Incentive Program | Mine Hill | 7803 | 3 | 3.6 | Residential | No | Behind the Meter | Net-metered residential rooftop and canopy |  | None | SunPower Capital LLC | JCP&L | Accepted | 2019-08-27 | 2019-08-29 | 2021-10-30 | sunpower | e20-327-e-ac | Solar Panels |  | 0.327 | 11 | 190 | 40 |  | Fixed | Roof
NJSTRE1545382526 | NJSRRE1541918471 | Transition Incentive Program | MOORESTOWN | 8057 | 13 | 26.46 | Residential | Yes | Behind the Meter | Net-metered residential rooftop and canopy |  | None | Vivint Solar Developer, LLC | PSE&G | Accepted | 2019-09-04 | 2019-09-05 | 2021-10-30 | HANWHA SOLAR | Q.PEAK BLK-G5 315 | Solar Panels |  | 0.315 | 7 | 107 | 19 |  | Fixed | Roof
NJSTRE1545382533 | NJSRRE1542411745 | Transition Incentive Program | Pittsgrove Township | 8318 | 16 | 11.78 | Residential | No | Behind the Meter | Net-metered residential rooftop and canopy |  | None | Suntuity Solar LLC | AC Electric | Accepted | 2019-09-17 | 2019-09-19 | 2021-10-30 | Yingli Green Energy | YL310D-30b | Solar Panels |  | 0.31 | 26 | 249 | 17 |  | Fixed | Roof
NJSTRE1545382541 | NJSRRE1542407188 | Transition Incentive Program | TOMS RIVER | 8757 | 18 | 6.62 | Residential | No | Behind the Meter | Net-metered residential rooftop and canopy |  | None | Vivint Solar Developer, LLC | JCP&L | Accepted | 2019-09-14 | 2019-09-17 | 2021-10-30 | Hanwha | Q.PEAK BLK-G5 315 | Solar Panels |  | 0.315 | 8 | 347 | 30 |  | Fixed | Roof
NJSTRE1545382542 | NJSRRE1541976884 | Transition Incentive Program | Strafford Township | 8050 | 18 | 12.75 | Residential | Yes | Behind the Meter | Net-metered residential rooftop and canopy |  | None | Vision Solar LLC | AC Electric | Accepted | 2019-08-30 | 2019-09-04 | 2021-10-30 | sunpower | e20-327-e-ac | Solar Panels |  | 0.327 | 19 | 228 | 30 |  | Fixed | Roof
NJSTRE1545382547 | NJSRRE1542394951 | Transition Incentive Program | Pittsgrove Township | 8318 | 16 | 11.97 | Residential | No | Behind the Meter | Net-metered residential rooftop and canopy |  | None | Suntuity Solar LLC | AC Electric | Accepted | 2019-09-13 | 2019-09-17 | 2021-10-30 | Yingli Green Energy | YL315D-30b | Solar Panels |  | 0.315 | 38 | 172 | 20 |  | Fixed | Roof
NJSTRE1545382553 | NJSRRE1542422599 | Transition Incentive Program | Keyport | 7735 | 17 | 5.99 | Residential | Yes | Behind the Meter | Net-metered residential rooftop and canopy |  | None | Vivint Solar Developer, LLC | JCP&L | Accepted | 2019-09-19 | 2019-09-23 | 2021-10-30 | Hanwha | Q.PEAK BLK-G5 315 | Solar Panels |  | 0.315 | 4 | 118 | 25 |  | Fixed | Roof
NJSTRE1545382560 | NJSRRE1542419871 | Transition Incentive Program | Burlington | 8016 | 13 | 3.78 | Residential | Yes | Behind the Meter | Behind the Meter |  | None | Trinity Solar | PSE&G | Eligible for TI Program | 2019-09-18 | 2019-09-20 | 2021-10-30 | Hanwha | Q.PEAK DUO BLK-G5 315 | Solar Panels |  | 0.315 | 12 | 240 | 27 |  | Fixed | Roof
NJSTRE1545382509 | NJSRRE1542248584 | Transition Incentive Program | Sicklerville | 8081 | 14 | 4.64 | Residential | Yes | Behind the Meter | Behind the Meter |  | None | Sunrun Installation Services, Inc. | AC Electric | Eligible for TI Program | 2019-09-05 | 2019-09-09 | 2021-10-30 | REC Solar | REC290TP2 BLK | Solar Panels |  | 0.29 | 6 | 238 | 18 |  | Fixed | Roof
NJSTRE1545382511 | NJSRRE1542410332 | Transition Incentive Program | Fairfield | 7004 | 9 | 11.03 | Residential | Yes | Behind the Meter | Net-metered residential rooftop and canopy |  | None | Vivint Solar Developer, LLC | PSE&G | Accepted | 2019-09-16 | 2019-09-19 | 2021-10-30 | HANWHA SOLAR | Q.PEAK BLK-G5 315 | Solar Panels |  | 0.315 | 23 | 31 | 18 |  | Fixed | Roof
NJSTRE1545382512 | NJSRRE1542409722 | Transition Incentive Program | Dumont | 7628 | 7 | 17.33 | Residential | Yes | Behind the Meter | Net-metered residential rooftop and canopy |  | None | Vivint Solar Developer, LLC | PSE&G | Accepted | 2019-09-16 | 2019-09-19 | 2021-10-30 | HANWHA SOLAR | Q.PEAK BLK-G5 315 | Solar Panels |  | 0.315 | 22 | 176 | 24 |  | Fixed | Roof
NJSTRE1545382515 | NJSRRE1542033369 | Transition Incentive Program | Kearny | 7032 | 8 | 11.06 | Residential | Yes | Behind the Meter | Behind the Meter |  | None | Pro Custom Solar dba Momentum Solar | PSE&G | Eligible for TI Program | 2019-09-03 | 2019-09-05 | 2021-10-30 | LG ELECTRONICS | LG 335N1C-V5 | Solar Panels |  | 0.335 | 5 | 127 | 45 |  | Fixed | Roof
NJSTRE1545382517 | NJSRRE1541871730 | Transition Incentive Program | Atco | 8004 | 14 | 8.51 | Residential | Yes | Behind the Meter | Behind the Meter |  | None | Trinity Solar | AC Electric | Eligible for TI Program | 2019-08-21 | 2019-08-26 | 2021-10-30 | Hanwha | Q.PEAK DUO BLK-G5 315 | Solar Panels |  | 0.315 | 12 | 290 | 27 |  | Fixed | Roof
NJSTRE1545382518 | NJSRRE1542044316 | Transition Incentive Program | Manahawkin | 8050 | 18 | 8.12 | Residential | Yes | Behind the Meter | Behind the Meter |  | None | Sunrun Installation Services, Inc. | AC Electric | Eligible for TI Program | 2019-09-03 | 2019-09-05 | 2021-10-30 | REC Solar | REC290TP2 BLK | Solar Panels |  | 0.29 | 17 | 105 | 18 |  | Fixed | Roof
NJSTRE1545475983 |  | Transition Incentive Program | Brick | 8724 | 18 | 6.8 | Residential | Yes | Behind the Meter | Net-metered residential rooftop and canopy |  | None | Trinity Solar | JCP&L | Accepted | 2020-08-18 | 2020-08-20 | 2021-10-30 | Solar Edge | SE6000 | Inverters | 6000 |  | 1 |  |  | 0.97 |  | Outside | side of home
NJSTRE1545475997 |  | Transition Incentive Program | Piscataway | 8854 | 11 | 3.41 | Residential | Yes | Behind the Meter | Net-metered residential rooftop and canopy |  | None | Bright Planet Solar | PSE&G | Accepted | 2020-08-18 | 2020-08-20 | 2021-10-30 | SOLAR EDGE | SE3000H-USRGM | Inverters | 3000 |  | 1 |  |  | 0.98 |  | Outdoor | OUTSIDE
NJSTRE1545476094 |  | Transition Incentive Program | Newark | 7106 | 9 | 2.04 | Residential | Yes | Behind the Meter | Net-metered residential rooftop and canopy |  | None | Vision Solar LLC | PSE&G | Accepted | 2020-08-18 | 2020-08-20 | 2021-10-30 | ENPHASE | IQ7-60-2-US | Inverters | 0.24 |  | 6 |  |  | 0.96 |  | Other | BEHIND EACH PANEL
NJSTRE1545476092 |  | Transition Incentive Program | Mount Laurel | 8054 | 13 | 5.89 | Residential | Yes | Behind the Meter | Net-metered residential rooftop and canopy |  | None | Ad Energy | PSE&G | Accepted | 2020-08-18 | 2020-08-20 | 2021-10-30 | Enphase Energy | IQ7XS-96-ACM-US | Inverters | 315 |  | 18 |  |  | 0.97 |  | Outdoor | at each panel
NJSTRE1545476112 |  | Transition Incentive Program | Penns Grove | 8069 | 16 | 14.34 | Residential | Yes | Behind the Meter | Net-metered residential rooftop and canopy |  | None | Bright Planet Solar | AC Electric | Accepted | 2020-08-18 | 2020-08-21 | 2021-10-30 | SOLAR EDGE | SE11400H-USRGM | Inverters | 11400 |  | 1 |  |  | 0.98 |  | Outdoor | OUTSIDE
NJSTRE1545476174 |  | Transition Incentive Program | LINDENWOLD | 8021 | 14 | 4.42 | Residential | Yes | Behind the Meter | Net-metered residential rooftop and canopy |  | None | Trinity Solar | AC Electric | Accepted | 2020-08-18 | 2020-08-20 | 2021-10-30 | Solar Edge | SE3800H-US000BNC4 | Inverters | 3800 |  | 1 |  |  | 0.97 |  | Outdoor | side of home
NJSTRE1545476257 |  | Transition Incentive Program | Galloway | 8205 | 19 | 5.56 | Residential | Yes | Behind the Meter | Net-metered residential rooftop and canopy |  | None | Ad Energy | AC Electric | Accepted | 2020-08-18 | 2020-08-25 | 2021-10-30 | Enphase Energy | IQ7XS-96-ACM-US | Inverters | 315 |  | 17 |  |  | 0.97 |  | Outdoor | at each panel
NJSTRE1545475419 |  | Transition Incentive Program | West Cape May | 8204 | 21 | 6.03 | Residential | No | Behind the Meter | Net-metered residential rooftop and canopy |  | None | Green Power Energy | AC Electric | Accepted | 2020-08-18 | 2020-08-20 | 2021-10-30 | Enphase Energy | IQ7PLUS-72-2-US | Inverters | 290 |  | 18 |  |  | 0.975 |  | Outside | next to meter
NJSTRE1545475467 |  | Transition Incentive Program | Newark | 7104 | 9 | 3.74 | Residential | Yes | Behind the Meter | Net-metered residential rooftop and canopy |  | None | Vision Solar LLC | PSE&G | Accepted | 2020-08-18 | 2020-08-20 | 2021-10-30 | ENPHASE | IQ7-60-2-US | Inverters | 0.24 |  | 11 |  |  | 0.96 |  | Other | BEHIND EACH PANEL
NJSTRE1545475473 |  | Transition Incentive Program | West Windsor Twp | 8550 | 12 | 18 | Residential | No | Behind the Meter | Net-metered residential rooftop and canopy |  | None | Green Power energy | PSE&G | Accepted | 2020-08-18 | 2020-08-20 | 2021-10-30 | Solar Edge | SE7600H-US | Inverters | 600 |  | 2 |  |  | 0.97 |  | Outside | Next to Meter
NJSTRE1545475863 |  | Transition Incentive Program | Bayville | 8721 | 18 | 5.12 | Residential | No | Behind the Meter | Net-metered residential rooftop and canopy |  | None | Posigen NJ LLC | JCP&L | Accepted | 2020-08-18 | 2020-08-20 | 2021-10-30 | SolarEdge | SE6000H-US | Inverters | 6000 |  | 1 |  |  | 0.99 |  | Outside | within ten feet of meter
NJSTRE1545475961 |  | Transition Incentive Program | Evesham | 8053 | 13 | 11.39 | Residential | No | Behind the Meter | Net-metered residential rooftop and canopy |  | None | Ad Energy | PSE&G | Accepted | 2020-08-18 | 2020-08-20 | 2021-10-30 | Enphase Energy | IQ7XS-96-ACM-US | Inverters | 315 |  | 34 |  |  | 0.97 |  | Outdoor | at each panel
NJSTRE1545475946 |  | Transition Incentive Program | Annandale | 8801 | 4 | 15.5 | Residential | Yes | Behind the Meter | Net-metered residential rooftop and canopy |  | None | Bright Planet Solar | JCP&L | Accepted | 2020-08-18 | 2020-08-20 | 2021-10-30 | SOLAR EDGE | SE10000H-USRGM | Inverters | 10000 |  | 1 |  |  | 0.98 |  | Outdoor | OUTSIDE
NJSTRE1545476100 |  | Transition Incentive Program | Pennsville | 8070 | 16 | 21.24 | Residential | No | Behind the Meter | Net-metered residential rooftop and canopy |  | None | Green Power Energy | AC Electric | Accepted | 2020-08-18 | 2020-08-20 | 2021-10-30 | Solar Edge | SE11400H-US | Inverters | 11400 |  | 2 |  |  | 0.97 |  | Outside | next to meter
NJSTRE1545476111 |  | Transition Incentive Program | Cherry Hill | 8003 | 14 | 5.04 | Residential | No | Behind the Meter | Net-metered residential rooftop and canopy |  | None | Public Service Solar | PSE&G | Accepted | 2020-08-18 | 2020-08-21 | 2021-10-30 | Enphase | IQ7+ | Inverters | 0.29 |  | 14 |  |  | 0.96 |  | Outside | Under panels
NJSTRE1545476115 |  | Transition Incentive Program | Sicklerville | 8081 | 14 | 2.38 | Residential | No | Behind the Meter | Net-metered residential rooftop and canopy |  | None | Vision Solar LLC | AC Electric | Accepted | 2020-08-18 | 2020-08-20 | 2021-10-30 | ENPHASE | IQ7-60-2-US | Inverters | 0.24 |  | 7 |  |  | 0.96 |  | Other | BEHIND EACH PANEL
NJSTRE1545476124 |  | Transition Incentive Program | ISELIN | 8830 | 11 | 15.3 | Residential | Yes | Behind the Meter | Net-metered residential rooftop and canopy |  | None | Trinity Solar | PSE&G | Accepted | 2020-08-18 | 2020-08-20 | 2021-10-30 | Solar Edge | SE11400H-US000BNC4 | Inverters | 11400 |  | 1 |  |  | 0.97 |  | Outdoor | side of home
NJSTRE1545382468 | NJSRRE1541820830 | Transition Incentive Program | Princeton | 8540 | 12 | 16.42 | Residential | Yes | Behind the Meter | Behind the Meter |  | None | Pro Custom Solar dba Momentum Solar | PSE&G | Eligible for TI Program | 2019-08-13 | 2019-08-23 | 2021-10-30 | LG ELECTRONICS | LG 335N1C-V5 | Solar Panels |  | 0.335 | 25 | 217 | 15 |  | Fixed | Roof
NJSTRE1545382477 | NJSRRE1541788601 | Transition Incentive Program | Plainfield | 7062 | 10 | 9.77 | Residential | Yes | Behind the Meter | Behind the Meter |  | None | Pro Custom Solar dba Momentum Solar | PSE&G | Eligible for TI Program | 2019-08-05 | 2019-08-08 | 2021-10-30 | HANWHA | Q.PEAK DUO BLK-G5 315 | Solar Panels |  | 0.315 | 19 | 216 | 36 |  | Fixed | Roof
NJSTRE1545382486 | NJSRRE1541810076 | Transition Incentive Program | Rutherford | 7070 | 7 | 7.54 | Residential | Yes | Behind the Meter | Behind the Meter |  | None | Sunrun Installation Services, Inc. | PSE&G | Eligible for TI Program | 2019-08-09 | 2019-08-23 | 2021-10-30 | REC Solar | REC290TP2 BLK | Solar Panels |  | 0.29 | 2 | 204 | 14 |  | Fixed | Roof
NJSTRE1545475664 |  | Transition Incentive Program | MAYS LANDING | 8330 | 19 | 4.76 | Residential | Yes | Behind the Meter | Net-metered residential rooftop and canopy |  | None | Trinity Solar | AC Electric | Accepted | 2020-08-18 | 2020-08-20 | 2021-10-30 | Solar Edge | SE3800H-US000BNC4 | Inverters | 3800 |  | 1 |  |  | 0.97 |  | Outdoor | side of home
NJSTRE1545475798 |  | Transition Incentive Program | Hamilton | 8619 | 12 | 274.4 | Commercial | No | Behind the Meter | Net-metered non-residential rooftop and canopy |  | None | Geoscape Solar | PSE&G | Accepted | 2020-08-18 | 2020-08-24 | 2021-10-30 | SolarEdge | SE100kus | Inverters | 100000 |  | 1 |  |  | 0.98 |  | Outside | adj. to utility meter
NJSTRE1545475844 |  | Transition Incentive Program | West Berlin | 8091 | 14 | 3.84 | Residential | No | Behind the Meter | Net-metered residential rooftop and canopy |  | None | Posigen NJ LLC | AC Electric | Accepted | 2020-08-18 | 2020-08-20 | 2021-10-30 | SolarEdge | SE3800H-US | Inverters | 3800 |  | 1 |  |  | 0.99 |  | Outside | within ten feet of meter
NJSTRE1545475905 |  | Transition Incentive Program | GLENDORA | 8029 | 14 | 4.76 | Residential | Yes | Behind the Meter | Net-metered residential rooftop and canopy |  | None | Trinity Solar | PSE&G | Accepted | 2020-08-18 | 2020-08-20 | 2021-10-30 | Solar Edge | SE3800H-US000BNC4 | Inverters | 3800 |  | 1 |  |  | 0.97 |  | Outdoor | side of home
NJSTRE1545475937 |  | Transition Incentive Program | Burlington | 8016 | 13 | 3.85 | Residential | Yes | Behind the Meter | Net-metered residential rooftop and canopy |  | None | Pro Custom Solar dba Momentum Solar | PSE&G | Accepted | 2020-08-18 | 2020-08-20 | 2021-10-30 | Enphase | IQ7PLUS-72-2-US | Inverters | 290 |  | 11 |  |  | 0.97 |  | Outdoor | Roof
NJSTRE1545475949 |  | Transition Incentive Program | EDISON | 8817 | 11 | 4.08 | Residential | No | Behind the Meter | Net-metered residential rooftop and canopy |  | None | Trinity Solar | PSE&G | Final As-Built Received | 2020-08-18 | 2020-08-20 | 2021-10-30 | Solar Edge | SE3800H-US000BNC4 | Inverters | 3800 |  | 1 |  |  | 0.97 |  | Outdoor | side of home
NJSTRE1545475965 |  | Transition Incentive Program | Egg Harbor Township | 8234 | 19 | 7.48 | Residential | Yes | Behind the Meter | Net-metered residential rooftop and canopy |  | None | Trinity Solar | AC Electric | Accepted | 2020-08-18 | 2020-08-20 | 2021-10-30 | SOLAR EDGE | SE6000H-US | Inverters | 6000 |  | 1 |  |  | 0.97 |  | Outside | SIDE OF HOME
NJSTRE1545476103 |  | Transition Incentive Program | Hammonton | 8037 | 19 | 4.76 | Residential | Yes | Behind the Meter | Net-metered residential rooftop and canopy |  | None | Vision Solar LLC | AC Electric | Accepted | 2020-08-18 | 2020-08-20 | 2021-10-30 | ENPHASE | IQ7-60-2-US | Inverters | 0.24 |  | 14 |  |  | 0.96 |  | Other | BEHIND EACH PANEL
NJSTRE1545476383 |  | Transition Incentive Program | Perth Amboy City | 8861 | 11 | 5.58 | Residential | Yes | Behind the Meter | Net-metered residential rooftop and canopy |  | None | Bright Planet Solar | PSE&G | Accepted | 2020-08-18 | 2020-08-21 | 2021-10-30 | SOLAR EDGE | SE5000H-USRGM | Inverters | 5000 |  | 1 |  |  | 0.98 |  | Outdoor | OUTSIDE
NJSTRE1545476420 |  | Transition Incentive Program | Cinnaminson | 8077 | 13 | 6.87 | Residential | No | Behind the Meter | Net-metered residential rooftop and canopy |  | None | SunPower Corporation, Systems | PSE&G | Accepted | 2020-08-19 | 2020-08-21 | 2021-10-30 | SunPower | SPR-E20-327-E-AC | Inverters | 320 |  | 21 |  |  | 0.96 |  | Other | under each panel
NJSTRE1545382529 | NJSRRE1542412000 | Transition Incentive Program | Warren | 7059 | 5 | 6.62 | Residential | Yes | Behind the Meter | Net-metered non-residential ground mount |  | None | Vivint Solar Developer, LLC | PSE&G | Accepted | 2019-09-17 | 2019-09-19 | 2021-10-30 | HANWHA SOLAR | Q.PEAK BLK-G5 315 | Solar Panels |  | 0.315 | 7 | 84 | 19 |  | Fixed | Roof
NJSTRE1545382535 | NJSRRE1541897472 | Transition Incentive Program | Point Pleasant | 8742 | 18 | 13.86 | Residential | No | Behind the Meter | Net-metered residential rooftop and canopy |  | None | Suntuity Solar LLC | JCP&L | Accepted | 2019-08-29 | 2019-09-03 | 2021-10-30 | Yingli Green Energy | YL315D-30b | Solar Panels |  | 0.315 | 8 | 202 | 33 |  | Fixed | Roof
NJSTRE1545382535 | NJSRRE1541897472 | Transition Incentive Program | Point Pleasant | 8742 | 18 | 13.86 | Residential | No | Behind the Meter | Net-metered residential rooftop and canopy |  | None | Suntuity Solar LLC | JCP&L | Accepted | 2019-08-29 | 2019-09-03 | 2021-10-30 | Yingli Green Energy | YL315D-30b | Solar Panels |  | 0.315 | 21 | 111 | 33 |  | Fixed | Roof
NJSTRE1545464103 |  | Transition Incentive Program | Sicklerville | 8081 | 14 | 8.45 | Residential | Yes | Behind the Meter | Net-metered residential rooftop and canopy |  | None | Sun Up Zero Down | AC Electric | Accepted | 2020-08-17 | 2020-08-19 | 2021-10-30 | Enphase | IQ7-60-2-US | Inverters | 240 |  | 26 |  |  | 0.976 |  | Outdoor | behind panel
NJSTRE1545472236 |  | Transition Incentive Program | Toms River | 8753 | 18 | 11.06 | Residential | No | Behind the Meter | Net-metered residential rooftop and canopy |  | None | Public Service Solar | JCP&L | Accepted | 2020-08-17 | 2020-08-19 | 2021-10-30 | Enphase | IQ7+ | Inverters | 0.29 |  | 33 |  |  | 0.96 |  | Outdoor | Under panels
NJSTRE1545456660 |  | Transition Incentive Program | Franklin Twp | 8873 | 5 | 8.85 | Residential | Yes | Behind the Meter | Net-metered residential rooftop and canopy |  | None | Sunrun Installation Services, Inc. | PSE&G | Accepted | 2020-08-14 | 2020-08-19 | 2021-10-30 | Enphase Energy | IQ7-60-x-US (240V) | Inverters | 240 |  | 29 |  |  | 0.96 |  | Outdoor | Rooftop
NJSTRE1545382457 | NJSRRE1541821184 | Transition Incentive Program | Watchung | 7069 | 5 | 22.04 | Residential | Yes | Behind the Meter | Behind the Meter |  | None | Sunrun Installation Services, Inc. | PSE&G | Eligible for TI Program | 2019-08-13 | 2019-08-23 | 2021-10-30 | REC Solar | REC290TP2 BLK | Solar Panels |  | 0.29 | 15 | 214 | 22 |  | Fixed | Roof
NJSTRE1545382462 | NJSRRE1541732033 | Transition Incentive Program | Westville | 8093 | 15 | 7.04 | Residential | Yes | Behind the Meter | Behind the Meter |  | None | Skyline Solar, LLC | PSE&G | Eligible for TI Program | 2019-08-02 | 2019-08-07 | 2021-10-30 | Hanwha Q-Cells | Q.PEAK DUO-G5 320 | Solar Panels |  | 0.32 | 22 | 227137 | 30 |  | Fixed | Roof
NJSTRE1545382479 | NJSRRE1541787826 | Transition Incentive Program | whiting | 8759 | 18 | 9.16 | Residential | Yes | Behind the Meter | Net-metered residential rooftop and canopy |  | None | Vision Solar LLC | JCP&L | Accepted | 2019-08-06 | 2019-08-07 | 2021-10-30 | sunpower | e20-327-e-ac | Solar Panels |  | 0.327 | 28 | 139 | 23 |  | Fixed | Roof
NJSTRE1545382480 | NJSRRE1541723946 | Transition Incentive Program | JERSEY CITY | 7304 | 8 | 10.05 | Residential | Yes | Behind the Meter | Behind the Meter |  | None | Pro Custom Solar dba Momentum Solar | PSE&G | Eligible for TI Program | 2019-07-31 | 2019-08-05 | 2021-10-30 | LG ELECTRONICS | LG 335N1C-V5 | Solar Panels |  | 0.335 | 14 | 305 | 25 |  | Fixed | Roof
NJSTRE1545382485 | NJSRRE1541810173 | Transition Incentive Program | Somerville | 8876 | 5 | 11.31 | Residential | Yes | Behind the Meter | Behind the Meter |  | None | Sunrun Installation Services, Inc. | JCP&L | Eligible for TI Program | 2019-08-09 | 2019-08-23 | 2021-10-30 | REC Solar | REC290TP2 BLK | Solar Panels |  | 0.29 | 4 | 215 | 28 |  | Fixed | Roof
NJSTRE1545382485 | NJSRRE1541810173 | Transition Incentive Program | Somerville | 8876 | 5 | 11.31 | Residential | Yes | Behind the Meter | Behind the Meter |  | None | Sunrun Installation Services, Inc. | JCP&L | Eligible for TI Program | 2019-08-09 | 2019-08-23 | 2021-10-30 | REC Solar | REC290TP2 BLK | Solar Panels |  | 0.29 | 26 | 125 | 27 |  | Fixed | Roof
NJSTRE1545382490 | NJSRRE1542411798 | Transition Incentive Program | Watchung Boro | 7069 | 5 | 16.68 | Residential | Yes | Behind the Meter | Net-metered residential rooftop and canopy |  | None | Vision Solar LLC | PSE&G | Accepted | 2019-09-17 | 2019-09-19 | 2021-10-30 | sunpower | e20-327-e-ac | Solar Panels |  | 0.327 | 16 | 229 | 43 |  | Fixed | Roof
NJSTRE1545382494 | NJSRRE1541873552 | Transition Incentive Program | Oradell | 7649 | 7 | 16.38 | Residential | Yes | Behind the Meter | Behind the Meter |  | None | Tesla Energy Operations Inc | PSE&G | Eligible for TI Program | 2019-08-22 | 2019-08-26 | 2021-10-30 | Hanwha Q-Cells | Q.Peak DUO BLK-G5/SC315 | Solar Panels |  | 0.315 | 9 | 109 | 27 |  | Fixed | Roof
NJSTRE1545382494 | NJSRRE1541873552 | Transition Incentive Program | Oradell | 7649 | 7 | 16.38 | Residential | Yes | Behind the Meter | Behind the Meter |  | None | Tesla Energy Operations Inc | PSE&G | Eligible for TI Program | 2019-08-22 | 2019-08-26 | 2021-10-30 | Hanwha Q-Cells | Q.Peak DUO BLK-G5/SC315 | Solar Panels |  | 0.315 | 12 | 19 | 27 |  | Fixed | Roof
NJSTRE1545382499 | NJSRRE1542376926 | Transition Incentive Program | Roselle Park | 7204 | 10 | 10.05 | Residential | Yes | Behind the Meter | Behind the Meter |  | None | Pro Custom Solar dba Momentum Solar | PSE&G | Eligible for TI Program | 2019-09-10 | 2019-09-12 | 2021-10-30 | LG ELECTRONICS | LG 335N1C-V5 | Solar Panels |  | 0.335 | 6 | 170 | 20 |  | Fixed | Roof
NJSTRE1545382566 | NJSRRE1542419570 | Transition Incentive Program | Princeton | 8540 | 12 | 6.03 | Residential | Yes | Behind the Meter | Behind the Meter |  | None | Pro Custom Solar dba Momentum Solar | PSE&G | Eligible for TI Program | 2019-09-18 | 2019-09-20 | 2021-10-30 | LG ELECTRONICS | LG 335N1C-V5 | Solar Panels |  | 0.335 | 18 | 249 | 30 |  | Fixed | Roof
NJSTRE1545382572 | NJSRRE1541864778 | Transition Incentive Program | Linden City | 7036 | 10 | 5.12 | Residential | Yes | Behind the Meter | Behind the Meter |  | None | Skyline Solar, LLC | PSE&G | Eligible for TI Program | 2019-08-21 | 2019-09-03 | 2021-10-30 | Hanwha Q-Cells | Q.PEAK DUO-G5 320 | Solar Panels |  | 0.32 | 16 | 128 | 20 |  | Fixed | Roof
NJSTRE1545382576 | NJSRRE1541861995 | Transition Incentive Program | TOMS RIVER | 8757 | 18 | 2.52 | Residential | Yes | Behind the Meter | Net-metered residential rooftop and canopy |  | None | Vivint Solar Developer, LLC | JCP&L | Accepted | 2019-08-20 | 2019-08-26 | 2021-10-30 | Hanwha Solar | Q.PEAK BLK-G5 315 | Solar Panels |  | 0.315 | 3 | 287 | 25 |  | Fixed | Roof
NJSTRE1545382577 | NJSRRE1542389872 | Transition Incentive Program | North Brunswick, | 8902 | 11 | 9.77 | Residential | Yes | Behind the Meter | Behind the Meter |  | None | Pro Custom Solar dba Momentum Solar | PSE&G | Eligible for TI Program | 2019-09-11 | 2019-09-13 | 2021-10-30 | HANWHA | Q.PEAK DUO BLK-G5 315 | Solar Panels |  | 0.315 | 20 | 202 | 20 |  | Fixed | Roof
NJSTRE1545382583 | NJSRRE1541976922 | Transition Incentive Program | Perth Amboy | 8861 | 11 | 5.36 | Residential | Yes | Behind the Meter | Behind the Meter |  | None | Pro Custom Solar dba Momentum Solar | PSE&G | Eligible for TI Program | 2019-08-30 | 2019-09-04 | 2021-10-30 | HANWHA | Q.PEAK DUO BLK-G5 315 | Solar Panels |  | 0.315 | 6 | 290 | 20 |  | Fixed | Roof
NJSTRE1545473750 |  | Transition Incentive Program | Somerset | 8873 | 5 | 8.32 | Residential | No | Behind the Meter | Net-metered residential rooftop and canopy |  | None | Ampericon | PSE&G | Accepted | 2020-08-17 | 2020-08-20 | 2021-10-30 | EnPhase | IQ7 | Inverters | 240 |  | 26 |  |  | 0.965 |  | Other | Roof
NJSTRE1545475661 |  | Transition Incentive Program | Hillsborough | 8844 | 5 | 7.04 | Residential | No | Behind the Meter | Net-metered residential rooftop and canopy |  | None | Posigen NJ LLC | PSE&G | Accepted | 2020-08-18 | 2020-08-20 | 2021-10-30 | SolarEdge | SE7600H-US | Inverters | 7600 |  | 1 |  |  | 0.99 |  | Outside | within ten feet of meter
NJSTRE1545475639 |  | Transition Incentive Program | Hamilton | 8619 | 12 | 200 | Commercial | No | Behind the Meter | Net-metered non-residential rooftop and canopy |  | None | Geoscape Solar | PSE&G | Accepted | 2020-08-18 | 2020-08-21 | 2021-10-30 | SolarEdge | SE100kus | Inverters | 100000 |  | 1 |  |  | 0.98 |  | Outside | adj. to utility meter
NJSTRE1545475639 |  | Transition Incentive Program | Hamilton | 8619 | 12 | 200 | Commercial | No | Behind the Meter | Net-metered non-residential rooftop and canopy |  | None | Geoscape Solar | PSE&G | Accepted | 2020-08-18 | 2020-08-21 | 2021-10-30 | SolarEdge | SE66.6kus | Inverters | 66600 |  | 1 |  |  | 0.98 |  | Outside | adj. to utility meter
NJSTRE1545475918 |  | Transition Incentive Program | Marlton | 8053 | 13 | 10.56 | Residential | Yes | Behind the Meter | Net-metered residential rooftop and canopy |  | None | EMT Renewables | PSE&G | Accepted | 2020-08-18 | 2020-08-20 | 2021-10-30 | Enphase | IQ7-60-2-US | Inverters | 240 |  | 33 |  |  | 0.97 |  | Outside | under panels
NJSTRE1545475946 |  | Transition Incentive Program | Annandale | 8801 | 4 | 15.5 | Residential | Yes | Behind the Meter | Net-metered residential rooftop and canopy |  | None | Bright Planet Solar | JCP&L | Accepted | 2020-08-18 | 2020-08-20 | 2021-10-30 | SOLAR EDGE | SE5000H-USRGM | Inverters | 5000 |  | 1 |  |  | 0.98 |  | Outdoor | OUTSIDE
NJSTRE1545476159 |  | Transition Incentive Program | Roselle Boro | 7203 | 10 | 6.82 | Residential | Yes | Behind the Meter | Net-metered residential rooftop and canopy |  | None | Bright Planet Solar | PSE&G | Accepted | 2020-08-18 | 2020-08-20 | 2021-10-30 | SOLAR EDGE | SE6000H-USRGM | Inverters | 6000 |  | 1 |  |  | 0.98 |  | Outdoor | OUTSIDE
NJSTRE1545476160 |  | Transition Incentive Program | Paulsboro | 8066 | 15 | 5.95 | Residential | Yes | Behind the Meter | Net-metered residential rooftop and canopy |  | None | Pro Custom Solar dba Momentum Solar | AC Electric | Accepted | 2020-08-18 | 2020-08-20 | 2021-10-30 | Enphase | IQ7PLUS-72-2-US | Inverters | 290 |  | 17 |  |  | 0.97 |  | Outdoor | Roof
NJSTRE1545476379 |  | Transition Incentive Program | West Milford | 7480 | 6 | 9.92 | Residential | Yes | Behind the Meter | Net-metered residential rooftop and canopy |  | None | Bright Planet Solar | Orange Rockland Electric | Accepted | 2020-08-18 | 2020-08-21 | 2021-10-30 | SOLAR EDGE | SE10000H-USRGM | Inverters | 10000 |  | 1 |  |  | 0.98 |  | Outdoor | OUTSIDE
NJSTRE1545476398 |  | Transition Incentive Program | Millville | 8332 | 20 | 12.09 | Residential | No | Behind the Meter | Net-metered residential rooftop and canopy |  | None | Bright Planet Solar | AC Electric | Accepted | 2020-08-18 | 2020-08-21 | 2021-10-30 | SOLAR EDGE | SE10000H-USRGM | Inverters | 10000 |  | 1 |  |  | 0.98 |  | Outdoor | OUTSIDE
NJSTRE1545478176 |  | Transition Incentive Program | Edison | 8837 | 11 | 15.98 | Residential | No | Behind the Meter | Net-metered residential rooftop and canopy |  | PSEG | Maier Solar Engineering dba Solar Me | PSE&G | Accepted | 2020-08-19 | 2020-08-24 | 2021-10-30 | Enphase | IQ7+ | Inverters | 290 |  | 47 |  |  | 0.96 |  | Outside | Next to meter
NJSTRE1545478240 |  | Transition Incentive Program | Passaic | 7055 | 6 | 4.02 | Residential | Yes | Behind the Meter | Net-metered residential rooftop and canopy |  | RECO | Trinity Solar | PSE&G | Accepted | 2020-08-19 | 2020-08-21 | 2021-10-30 | Solar Edge | SE3000 | Inverters | 3000 |  | 1 |  |  | 0.97 |  | Outside | side of home
NJSTRE1545478244 |  | Transition Incentive Program | Clifton | 7011 | 6 | 8.4 | Residential | Yes | Behind the Meter | Net-metered residential rooftop and canopy |  | None | Pro Custom Solar dba Momentum Solar | PSE&G | Accepted | 2020-08-19 | 2020-08-21 | 2021-10-30 | Enphase | IQ7PLUS-72-2-US | Inverters | 290 |  | 24 |  |  | 0.97 |  | Outdoor | Roof
NJSTRE1545478306 |  | Transition Incentive Program | WEST CALDWELL | 7006 | 9 | 8.24 | Residential | Yes | Behind the Meter | Net-metered residential rooftop and canopy |  | None | Sunrun Installation Services, Inc. | PSE&G | Accepted | 2020-08-19 | 2020-08-21 | 2021-10-30 | Enphase Energy | IQ7-60-x-US (240V) | Inverters | 240 |  | 27 |  |  | 0.96 |  | Outdoor | Rooftop
NJSTRE1545478410 |  | Transition Incentive Program | Williamstown | 8094 | 15 | 6.4 | Residential | No | Behind the Meter | Net-metered residential rooftop and canopy |  | None | EMT Renewables | PSE&G | Accepted | 2020-08-19 | 2020-08-21 | 2021-10-30 | Enphase | IQ7-60-2-US | Inverters | 240 |  | 20 |  |  | 0.97 |  | Outside | under panels
NJSTRE1545478501 |  | Transition Incentive Program | Rutherford | 7070 | 7 | 5.25 | Residential | Yes | Behind the Meter | Net-metered residential rooftop and canopy |  | None | Pro Custom Solar dba Momentum Solar | PSE&G | Accepted | 2020-08-19 | 2020-08-21 | 2021-10-30 | Enphase | IQ7PLUS-72-2-US | Inverters | 290 |  | 15 |  |  | 0.97 |  | Outdoor | Roof
NJSTRE1545478531 |  | Transition Incentive Program | HILLSIDE TWP | 7205 | 10 | 3.97 | Residential | Yes | Behind the Meter | Net-metered residential rooftop and canopy |  | None | Sunrun Installation Services, Inc. | PSE&G | Accepted | 2020-08-19 | 2020-08-21 | 2021-10-30 | Enphase Energy | IQ7-60-x-US (240V) | Inverters | 240 |  | 13 |  |  | 0.96 |  | Outdoor | Rooftop
NJSTRE1545478572 |  | Transition Incentive Program | Carlsdtadt | 7072 | 7 | 6.6 | Residential | No | Behind the Meter | Net-metered residential rooftop and canopy |  | None | Sunrun Installation Services, Inc. | PSE&G | Accepted | 2020-08-19 | 2020-08-21 | 2021-10-30 | Enphase Energy | IQ7-60-x-US (240V) | Inverters | 240 |  | 20 |  |  | 0.96 |  | Outdoor | Rooftop
NJSTRE1545479260 |  | Transition Incentive Program | Little Egg Harbor | 8087 | 18 | 7.36 | Residential | No | Behind the Meter | Net-metered residential rooftop and canopy |  | None | EMT Renewables | AC Electric | Accepted | 2020-08-19 | 2020-08-21 | 2021-10-30 | Enphase | IQ7-60-2-US | Inverters | 240 |  | 23 |  |  | 0.97 |  | Outside | under panels
NJSTRE1545479306 |  | Transition Incentive Program | Middletown | 7748 | 17 | 10.46 | Residential | No | Behind the Meter | Net-metered residential rooftop and canopy |  | None | GenRenew, LLC | JCP&L | Accepted | 2020-08-19 | 2020-08-24 | 2021-10-30 | Sunpower | MI-E-320-US208/240 | Inverters | 320 |  | 32 |  |  | 0.96 |  | Outdoor | microinverters under modules
NJSTRE1545382519 | NJSRRE1542407194 | Transition Incentive Program | Bridgewater | 8807 | 5 | 9.77 | Residential | Yes | Behind the Meter | Net-metered residential rooftop and canopy |  | None | Vivint Solar Developer, LLC | PSE&G | Accepted | 2019-09-18 | 2019-09-18 | 2021-10-30 | Hanwha | Q.PEAK DUO BLK-G5 315w | Solar Panels |  | 0.315 | 3 | 262 | 25 |  | Fixed | Roof
NJSTRE1545455130 |  | Transition Incentive Program | Annandale | 8801 | 4 | 16 | Residential | No | Behind the Meter | Net-metered residential rooftop and canopy |  | None | Green Power Energy | JCP&L | Accepted | 2020-08-14 | 2020-08-19 | 2021-10-30 | Enphase Energy | IQ7PLUS-72-2-US | Inverters | 290 |  | 50 |  |  | 0.975 |  | Outside | next to meter
NJSTRE1545456006 |  | Transition Incentive Program | FREEHOLD | 7728 | 17 | 6.71 | Residential | Yes | Behind the Meter | Net-metered residential rooftop and canopy |  | None | Sunrun Installation Services, Inc. | JCP&L | Accepted | 2020-08-14 | 2020-08-19 | 2021-10-30 | Enphase Energy | IQ7-60-x-US (240V) | Inverters | 240 |  | 22 |  |  | 0.96 |  | Outdoor | Rooftop
NJSTRE1545456061 |  | Transition Incentive Program | Paterson | 7514 | 6 | 9.1 | Residential | Yes | Behind the Meter | Net-metered residential rooftop and canopy |  | None | Vivint Solar Developer, LLC | PSE&G | Accepted | 2020-08-14 | 2020-08-19 | 2021-10-30 | SolarEdge | SE7600H-US | Inverters | 7600 |  | 1 |  |  | 0.992 |  | Outdoor | Near the Utility Meter
NJSTRE1545461549 |  | Transition Incentive Program | Upper Saddle Rv | 7458 | 7 | 11.34 | Residential | Yes | Behind the Meter | Net-metered residential rooftop and canopy |  | None | Tesla Energy Operations Inc. | Orange Rockland Electric | Accepted | 2020-08-15 | 2020-08-19 | 2021-10-30 | SolarEdge Technologies | SE10000H-US [240V] | Inverters | 10000 |  | 1 |  |  | 0.99 |  | Outside | Outside
NJSTRE1545464184 |  | Transition Incentive Program | Carteret | 7008 | 11 | 4.27 | Residential | No | Behind the Meter | Net-metered residential rooftop and canopy |  | None | Sunrun Installation Services, Inc. | PSE&G | Accepted | 2020-08-17 | 2020-08-19 | 2021-10-30 | Delta Electronics | M4-TL-US | Inverters | 4000 |  | 1 |  |  | 0.96 |  | Outdoor | Next To Meter
NJSTRE1545464228 |  | Transition Incentive Program | Metuchen boro | 8840 | 11 | 6.71 | Residential | Yes | Behind the Meter | Net-metered residential rooftop and canopy |  | None | Sunrun Installation Services, Inc. | PSE&G | Accepted | 2020-08-17 | 2020-08-19 | 2021-10-30 | Enphase Energy | IQ7-60-x-US (240V) | Inverters | 240 |  | 22 |  |  | 0.96 |  | Outdoor | Rooftop
NJSTRE1545472199 |  | Transition Incentive Program | MARLTON | 8053 | 13 | 13 | Residential | Yes | Behind the Meter | Net-metered residential rooftop and canopy |  | None | Vivint Solar Developer, LLC | PSE&G | Accepted | 2020-08-20 | 2020-08-20 | 2021-10-30 | SOLAREDGE | SE10000H-US | Inverters | 10000 |  | 1 |  |  | 0.992 |  | Outdoor | Near the Utility Meter
NJSTRE1545472234 |  | Transition Incentive Program | WALDWICK | 7463 | 7 | 7 | Residential | No | Behind the Meter | Net-metered residential rooftop and canopy |  | None | Infinity Solar Systems | PSE&G | Accepted | 2020-08-17 | 2020-08-19 | 2021-10-30 | ENPHASE | IQ7-60-X-US | Inverters | 240 |  | 20 |  |  | 0.97 |  | Outside | MICROINVERTERS
NJSTRE1545472312 |  | Transition Incentive Program | Little Ferry | 7643 | 7 | 3.06 | Residential | Yes | Behind the Meter | Net-metered residential rooftop and canopy |  | None | Trinity Solar | PSE&G | Final As-Built Received | 2020-08-17 | 2020-08-20 | 2021-10-30 | Solar Edge | SE3000 | Inverters | 3000 |  | 1 |  |  | 0.97 |  | Outside | side of home
NJSTRE1545472410 |  | Transition Incentive Program | Fords | 8863 | 11 | 8.05 | Residential | Yes | Behind the Meter | Net-metered residential rooftop and canopy |  | None | Pro Custom Solar dba Momentum Solar | PSE&G | Accepted | 2020-08-17 | 2020-08-20 | 2021-10-30 | Enphase | IQ7PLUS-72-2-US | Inverters | 290 |  | 23 |  |  | 0.97 |  | Outdoor | Roof
NJSTRE1545472429 |  | Transition Incentive Program | Linden | 7036 | 10 | 10.85 | Residential | Yes | Behind the Meter | Net-metered residential rooftop and canopy |  | None | Pro Custom Solar dba Momentum Solar | PSE&G | Accepted | 2020-08-17 | 2020-08-20 | 2021-10-30 | Enphase | IQ7PLUS-72-2-US | Inverters | 290 |  | 31 |  |  | 0.97 |  | Outdoor | Roof
NJSTRE1545475481 |  | Transition Incentive Program | Delran | 8104 | 14 | 5.12 | Residential | No | Behind the Meter | Net-metered residential rooftop and canopy |  | None | Posigen NJ LLC | PSE&G | Accepted | 2020-08-18 | 2020-08-20 | 2021-10-30 | SolarEdge | SE6000H-US | Inverters | 6000 |  | 1 |  |  | 0.99 |  | Outside | within ten feet of meter
NJSTRE1545475817 |  | Transition Incentive Program | Hamilton | 8619 | 12 | 131.2 | Commercial | No | Behind the Meter | Net-metered non-residential rooftop and canopy |  | None | Geoscape Solar | PSE&G | Accepted | 2020-08-18 | 2020-08-24 | 2021-10-30 | SolarEdge | SE100KUS | Inverters | 100000 |  | 1 |  |  | 0.98 |  | Outside | adj. to utility meter
NJSTRE1545382540 | NJSRRE1541883653 | Transition Incentive Program | Sea Girt | 8750 | 17 | 7.88 | Residential | Yes | Behind the Meter | Behind the Meter |  | None | Trinity Solar | JCP&L | Eligible for TI Program | 2019-08-26 | 2019-08-28 | 2021-10-30 | Hanwha 315 | Q.PEAK DUO BLK-G5 315 | Solar Panels |  | 0.315 | 22 | 114 | 18 |  | Fixed | Roof
NJSTRE1545382540 | NJSRRE1541883653 | Transition Incentive Program | Sea Girt | 8750 | 17 | 7.88 | Residential | Yes | Behind the Meter | Behind the Meter |  | None | Trinity Solar | JCP&L | Eligible for TI Program | 2019-08-26 | 2019-08-28 | 2021-10-30 | Hanwha 315 | Q.PEAK DUO BLK-G5 315 | Solar Panels |  | 0.315 | 3 | 204 | 34 |  | Fixed | Roof
NJSTRE1545382545 | NJSRRE1541888342 | Transition Incentive Program | Ridgefield | 7657 | 7 | 17.2 | Residential | Yes | Behind the Meter | Net-metered residential rooftop and canopy |  | None | SunPower Corporation, Systems | PSE&G | Accepted |  | 2019-08-30 | 2021-10-30 | SUNPOWER | SPR-A400-G-AC | Solar Panels |  | 0.4 | 19 | 216 | 27 |  | Fixed | Roof
NJSTRE1545382550 | NJSRRE1541861740 | Transition Incentive Program | Williamstown | 8094 | 15 | 8.68 | Residential | Yes | Behind the Meter | Net-metered residential rooftop and canopy |  | None | Suntuity Solar LLC | AC Electric | Accepted | 2019-08-20 | 2019-08-23 | 2021-10-30 | Yingli Green Energy | YL310D-30b | Solar Panels |  | 0.31 | 6 | 212 | 34 |  | Fixed | Roof
NJSTRE1545382557 | NJSRRE1541864899 | Transition Incentive Program | Camden City | 8102 | 14 | 5.12 | Residential | Yes | Behind the Meter | Behind the Meter |  | None | Skyline Solar, LLC | PSE&G | Eligible for TI Program | 2019-08-21 | 2019-08-26 | 2021-10-30 | Hanwha Q-Cells | Q.PEAK DUO-G5 320 | Solar Panels |  | 0.32 | 16 | 194 | 10 |  | Fixed | Roof
NJSTRE1545382563 | NJSRRE1542393209 | Transition Incentive Program | Cherry Hill | 8034 | 14 | 6.62 | Residential | No | Behind the Meter | Behind the Meter |  | None | Trinity Solar | PSE&G | Eligible for TI Program | 2019-09-12 | 2019-09-16 | 2021-10-30 | HANWHA | Q.PEAK DUO BLK-G5 315 | Solar Panels |  | 0.315 | 21 | 130 | 25 |  | Fixed | Roof
NJSTRE1545382569 | NJSRRE1541880548 | Transition Incentive Program | Glen Ridge | 7028 | 9 | 5.36 | Residential | Yes | Behind the Meter | Behind the Meter |  | None | Pro Custom Solar dba Momentum Solar | PSE&G | Eligible for TI Program | 2019-08-23 | 2019-08-27 | 2021-10-30 | LG ELECTRONICS | LG 335N1C-V5 | Solar Panels |  | 0.335 | 12 | 173 | 25 |  | Fixed | Roof
NJSTRE1545382569 | NJSRRE1541880548 | Transition Incentive Program | Glen Ridge | 7028 | 9 | 5.36 | Residential | Yes | Behind the Meter | Behind the Meter |  | None | Pro Custom Solar dba Momentum Solar | PSE&G | Eligible for TI Program | 2019-08-23 | 2019-08-27 | 2021-10-30 | LG ELECTRONICS | LG 335N1C-V5 | Solar Panels |  | 0.335 | 4 | 353 | 25 |  | Fixed | Roof
NJSTRE1545382476 |  | Transition Incentive Program | Avenel | 7001 | 11 | 3.5 | Residential | Yes | Behind the Meter | Net-metered residential rooftop and canopy |  | None | Pro Custom Solar dba Momentum Solar | PSE&G | Accepted | 2020-07-31 | 2020-08-07 | 2021-10-30 | LG ELECTRONICS | LG 350N1C-V5 | Solar Panels |  | 0.35 | 5 | 271 | 28 |  | Fixed | Roof
NJSTRE1545382580 | NJSRRE1542389713 | Transition Incentive Program | FREEHOLD | 7728 | 17 | 12.29 | Residential | Yes | Behind the Meter | Net-metered residential rooftop and canopy |  | None | Vivint Solar Developer, LLC | JCP&L | Accepted | 2019-09-11 | 2019-09-13 | 2021-10-30 | Hanwha Solar | Q.PEAK BLK-G5 315 | Solar Panels |  | 0.315 | 33 | 244 | 26 |  | Fixed | Roof
NJSTRE1545382584 | NJSRRE1541888061 | Transition Incentive Program | Old Bridge | 8857 | 11 | 14.21 | Residential | Yes | Behind the Meter | Behind the Meter |  | None | Sunrun Installation Services, Inc. | JCP&L | Eligible for TI Program | 2019-08-27 | 2019-08-29 | 2021-10-30 | REC Solar | REC290TP2 BLK | Solar Panels |  | 0.29 | 10 | 325 | 18 |  | Fixed | Roof
NJSTRE1545382584 | NJSRRE1541888061 | Transition Incentive Program | Old Bridge | 8857 | 11 | 14.21 | Residential | Yes | Behind the Meter | Behind the Meter |  | None | Sunrun Installation Services, Inc. | JCP&L | Eligible for TI Program | 2019-08-27 | 2019-08-29 | 2021-10-30 | REC Solar | REC290TP2 BLK | Solar Panels |  | 0.29 | 4 | 147 | 23 |  | Fixed | Roof
NJSTRE1545382589 | NJSRRE1541894954 | Transition Incentive Program | Bayville | 8721 | 18 | 6.54 | Residential | Yes | Behind the Meter | Net-metered residential rooftop and canopy |  | None | SunPower Corporation, Systems | JCP&L | Accepted |  | 2019-09-03 | 2021-10-30 | SUNPOWER | SPR-E20-327-E-AC | Solar Panels |  | 0.327 | 16 | 88 | 18 |  | Fixed | Roof
NJSTRE1545382481 | NJSRRE1541851051 | Transition Incentive Program | Woodbridge Township | 8830 | 11 | 7.83 | Residential | No | Behind the Meter | Behind the Meter |  | None | Sunrun Installation Services, Inc. | PSE&G | Eligible for TI Program | 2019-08-16 | 2019-08-23 | 2021-10-30 | REC Solar | REC290TP2 BLK | Solar Panels |  | 0.29 | 12 | 104 | 27 |  | Fixed | Roof
NJSTRE1545382488 | NJSRRE1541989798 | Transition Incentive Program | Blackwood | 8012 | 14 | 4.1 | Residential | Yes | Behind the Meter | Net-metered residential rooftop and canopy |  | None | Vivint Solar Developer, LLC | PSE&G | Accepted | 2019-09-04 | 2019-09-05 | 2021-10-30 | HANWHA SOLAR | Q.PEAK BLK-G5 315 | Solar Panels |  | 0.315 | 13 | 262 | 25 |  | Fixed | Roof
NJSTRE1545382489 | NJSRRE1541891089 | Transition Incentive Program | SUCCASUNNA | 7876 | 3 | 6.3 | Residential | Yes | Behind the Meter | Net-metered residential rooftop and canopy |  | None | Vivint Solar Developer, LLC | JCP&L | Accepted | 2019-09-03 | 2019-09-04 | 2021-10-30 | Hanwha | Q.PEAK BLK-G5 315 | Solar Panels |  | 0.315 | 20 | 48 | 19 |  | Fixed | Roof
NJSTRE1545382492 | NJSRRE1542394993 | Transition Incentive Program | Deptford | 8096 | 15 | 14.18 | Residential | Yes | Behind the Meter | Behind the Meter |  | None | Trinity Solar | PSE&G | Eligible for TI Program | 2019-09-13 | 2019-09-17 | 2021-10-30 | Hanwha 315 | Q.PEAK DUO BLK-G5 315 | Solar Panels |  | 0.315 | 11 | 152 | 23 |  | Fixed | Roof
NJSTRE1545382496 | NJSRRE1542043939 | Transition Incentive Program | Pompton Plains | 7444 | 3 | 31.32 | Residential | No | Behind the Meter | Net-metered residential rooftop and canopy |  | None | Vision Solar LLC | JCP&L | Accepted | 2019-09-03 | 2019-09-05 | 2021-10-30 | sunpower | spr-x22-360-e-ac | Solar Panels |  | 0.36 | 10 | 272 | 20 |  | Fixed | Roof
NJSTRE1545382500 | NJSRRE1541888583 | Transition Incentive Program | Hazlet | 7730 | 17 | 95.55 | Commercial | No | Behind the Meter | Behind the Meter |  | None | 1st Light Energy Inc | JCP&L | Eligible for TI Program | 2019-08-27 | 2019-08-30 | 2021-10-30 | Axitec | AC-325P/156-72S | Solar Panels |  | 0.325 | 294 | 172 | 5 |  | Fixed | Roof
NJSTRE1545382509 | NJSRRE1542248584 | Transition Incentive Program | Sicklerville | 8081 | 14 | 4.64 | Residential | Yes | Behind the Meter | Behind the Meter |  | None | Sunrun Installation Services, Inc. | AC Electric | Eligible for TI Program | 2019-09-05 | 2019-09-09 | 2021-10-30 | REC Solar | REC290TP2 BLK | Solar Panels |  | 0.29 | 10 | 58 | 18 |  | Fixed | Roof
NJSTRE1545382511 | NJSRRE1542410332 | Transition Incentive Program | Fairfield | 7004 | 9 | 11.03 | Residential | Yes | Behind the Meter | Net-metered residential rooftop and canopy |  | None | Vivint Solar Developer, LLC | PSE&G | Accepted | 2019-09-16 | 2019-09-19 | 2021-10-30 | HANWHA SOLAR | Q.PEAK BLK-G5 315 | Solar Panels |  | 0.315 | 2 | 211 | 18 |  | Fixed | Roof
NJSTRE1545382516 | NJSRRE1541897613 | Transition Incentive Program | Tuckerton | 8087 | 18 | 6.3 | Residential | Yes | Behind the Meter | Net-metered residential rooftop and canopy |  | None | Bright Planet Solar | AC Electric | Accepted |  | 2019-09-03 | 2021-10-30 | TRINA SOLAR | TSM-DD05A.18(II) 300W | Solar Panels |  | 0.3 | 21 | 155 | 18 |  | Fixed | Roof
NJSTRE1545382517 | NJSRRE1541871730 | Transition Incentive Program | Atco | 8004 | 14 | 8.51 | Residential | Yes | Behind the Meter | Behind the Meter |  | None | Trinity Solar | AC Electric | Eligible for TI Program | 2019-08-21 | 2019-08-26 | 2021-10-30 | Hanwha | Q.PEAK DUO BLK-G5 315 | Solar Panels |  | 0.315 | 15 | 110 | 27 |  | Fixed | Roof
NJSTRE1545382519 | NJSRRE1542407194 | Transition Incentive Program | Bridgewater | 8807 | 5 | 9.77 | Residential | Yes | Behind the Meter | Net-metered residential rooftop and canopy |  | None | Vivint Solar Developer, LLC | PSE&G | Accepted | 2019-09-18 | 2019-09-18 | 2021-10-30 | Hanwha | Q.PEAK DUO BLK-G5 315w | Solar Panels |  | 0.315 | 19 | 262 | 41 |  | Fixed | Roof
NJSTRE1545382525 | NJSRRE1541873652 | Transition Incentive Program | NUTLEY | 7110 | 9 | 9.77 | Residential | Yes | Behind the Meter | Net-metered residential rooftop and canopy |  | None | Vivint Solar Developer, LLC | PSE&G | Accepted | 2019-08-22 | 2019-08-27 | 2021-10-30 | Hanwha Solar | Q.PEAK BLK-G5 315 | Solar Panels |  | 0.315 | 11 | 31 | 29 |  | Fixed | Roof
NJSTRE1545382525 | NJSRRE1541873652 | Transition Incentive Program | NUTLEY | 7110 | 9 | 9.77 | Residential | Yes | Behind the Meter | Net-metered residential rooftop and canopy |  | None | Vivint Solar Developer, LLC | PSE&G | Accepted | 2019-08-22 | 2019-08-27 | 2021-10-30 | Hanwha Solar | Q.PEAK BLK-G5 315 | Solar Panels |  | 0.315 | 8 | 121 | 23 |  | Fixed | Roof
NJSTRE1545382521 | NJSRRE1542248645 | Transition Incentive Program | Nutley | 7110 | 9 | 13.23 | Residential | Yes | Behind the Meter | Net-metered residential rooftop and canopy |  | None | Vivint Solar Developer, LLC | PSE&G | Accepted | 2019-09-05 | 2019-09-10 | 2021-10-30 | Hanwha Solar | Q.PEAK BLK-G5 315 | Solar Panels |  | 0.315 | 5 | 121 | 47 |  | Fixed | Roof
NJSTRE1545382525 | NJSRRE1541873652 | Transition Incentive Program | NUTLEY | 7110 | 9 | 9.77 | Residential | Yes | Behind the Meter | Net-metered residential rooftop and canopy |  | None | Vivint Solar Developer, LLC | PSE&G | Accepted | 2019-08-22 | 2019-08-27 | 2021-10-30 | Hanwha Solar | Q.PEAK BLK-G5 315 | Solar Panels |  | 0.315 | 8 | 301 | 23 |  | Fixed | Roof
NJSTRE1545382526 | NJSRRE1541918471 | Transition Incentive Program | MOORESTOWN | 8057 | 13 | 26.46 | Residential | Yes | Behind the Meter | Net-metered residential rooftop and canopy |  | None | Vivint Solar Developer, LLC | PSE&G | Accepted | 2019-09-04 | 2019-09-05 | 2021-10-30 | HANWHA SOLAR | Q.PEAK BLK-G5 315 | Solar Panels |  | 0.315 | 2 | 17 | 24 |  | Fixed | Roof
NJSTRE1545382528 | NJSRRE1542033470 | Transition Incentive Program | paterson | 7504 | 6 | 8.83 | Residential | Yes | Behind the Meter | Net-metered residential rooftop and canopy |  | None | Vision Solar LLC | PSE&G | Accepted | 2019-09-03 | 2019-09-05 | 2021-10-30 | sunpower | e20-327-e-ac | Solar Panels |  | 0.327 | 11 | 188 | 36 |  | Fixed | Roof
NJSTRE1545382531 | NJSRRE1541873587 | Transition Incentive Program | Pompton Plains | 7444 | 3 | 7.56 | Residential | Yes | Behind the Meter | Net-metered residential rooftop and canopy |  | None | Vivint Solar Developer, LLC | JCP&L | Accepted | 2019-08-22 | 2019-08-26 | 2021-10-30 | Hanwha Solar | Q.PEAK BLK-G5 315 | Solar Panels |  | 0.315 | 15 | 174 | 15 |  | Fixed | Roof
NJSTRE1545382534 | NJSRRE1541987047 | Transition Incentive Program | Ventnor | 8406 | 19 | 9 | Residential | No | Behind the Meter | Net-metered residential rooftop and canopy |  | None | Bright Planet Solar | AC Electric | Accepted |  | 2019-09-05 | 2021-10-30 | Trina Solar | TSM-DD05A.18(II) 300W | Solar Panels |  | 0.3 | 13 | 237 | 18 |  | Fixed | Roof
NJSTRE1545382541 | NJSRRE1542407188 | Transition Incentive Program | TOMS RIVER | 8757 | 18 | 6.62 | Residential | No | Behind the Meter | Net-metered residential rooftop and canopy |  | None | Vivint Solar Developer, LLC | JCP&L | Accepted | 2019-09-14 | 2019-09-17 | 2021-10-30 | Hanwha | Q.PEAK BLK-G5 315 | Solar Panels |  | 0.315 | 4 | 347 | 30 |  | Fixed | Roof
NJSTRE1545382542 | NJSRRE1541976884 | Transition Incentive Program | Strafford Township | 8050 | 18 | 12.75 | Residential | Yes | Behind the Meter | Net-metered residential rooftop and canopy |  | None | Vision Solar LLC | AC Electric | Accepted | 2019-08-30 | 2019-09-04 | 2021-10-30 | sunpower | e20-327-e-ac | Solar Panels |  | 0.327 | 3 | 48 | 7 |  | Fixed | Roof
NJSTRE1545382546 | NJSRRE1541863013 | Transition Incentive Program | Bergenfield | 7621 | 7 | 5.51 | Residential | Yes | Behind the Meter | Net-metered residential rooftop and canopy |  | None | Sunrun Installation Services, Inc. | PSE&G | Accepted | 2019-08-20 | 2019-08-26 | 2021-10-30 | REC Solar | REC290TP2 BLK | Solar Panels |  | 0.29 | 3 | 356 | 27 |  | Fixed | Roof
NJSTRE1545382549 | NJSRRE1541864808 | Transition Incentive Program | JERSEY CITY | 7305 | 8 | 9.72 | Residential | Yes | Behind the Meter | Behind the Meter |  | None | Pro Custom Solar dba Momentum Solar | PSE&G | Eligible for TI Program | 2019-08-21 | 2019-08-26 | 2021-10-30 | LG ELECTRONICS | LG 335N1C-V5 | Solar Panels |  | 0.335 | 14 | 39 | 35 |  | Fixed | Roof
NJSTRE1545382552 | NJSRRE1542409653 | Transition Incentive Program | Galloway | 8205 | 19 | 14.07 | Residential | Yes | Behind the Meter | Behind the Meter |  | None | Pro Custom Solar dba Momentum Solar | AC Electric | Eligible for TI Program | 2019-09-16 | 2019-09-19 | 2021-10-30 | LG ELECTRONICS | LG 335N1C-V5 | Solar Panels |  | 0.335 | 20 | 275 | 34 |  | Fixed | Roof
NJSTRE1545382561 | NJSRRE1541863009 | Transition Incentive Program | Hamilton Township | 8690 | 12 | 6.38 | Residential | No | Behind the Meter | Behind the Meter |  | None | Sunrun Installation Services, Inc. | PSE&G | Eligible for TI Program | 2019-08-20 | 2019-08-26 | 2021-10-30 | REC Solar | REC290TP2 BLK | Solar Panels |  | 0.29 | 22 | 124 | 40 |  | Fixed | Roof
NJSTRE1545475996 |  | Transition Incentive Program | NEWARK | 7108 | 9 | 6.3 | Residential | No | Behind the Meter | Net-metered residential rooftop and canopy |  | None | Infinity Solar Systems | PSE&G | Accepted | 2020-08-18 | 2020-08-20 | 2021-10-30 | ENPHASE | IQ7-60-X-US | Inverters | 240 |  | 20 |  |  | 0.97 |  | Outside | MICROINVERTERS
NJSTRE1545476017 |  | Transition Incentive Program | Brigantine | 8203 | 19 | 4.76 | Residential | Yes | Behind the Meter | Net-metered residential rooftop and canopy |  | None | Trinity Solar | AC Electric | Final As-Built Received | 2020-08-18 | 2020-08-20 | 2021-10-30 | Solar Edge | SE3800 | Inverters | 3800 |  | 1 |  |  | 0.97 |  | Outside | side of home
NJSTRE1545476152 |  | Transition Incentive Program | vineland | 8361 | 20 | 6.8 | Residential | Yes | Behind the Meter | Net-metered residential ground mount |  | None | Vision Solar LLC | Vineland Muni Electric | Accepted | 2020-08-18 | 2020-08-21 | 2021-10-30 | ENPHASE | IQ7-60-2-US | Inverters | 0.24 |  | 20 |  |  | 0.96 |  | Other | behind each panel
NJSTRE1545382451 | NJSRRE1541805447 | Transition Incentive Program | Mays Landing | 8330 | 19 | 20.77 | Residential | No | Behind the Meter | Net-metered residential rooftop and canopy |  | None | Castle Energy, LLC | AC Electric | Accepted | 2019-08-08 | 2019-08-23 | 2021-10-30 | LG Electronics | LG335N1C-V5 | Solar Panels |  | 0.335 | 4 | 131 | 15 |  | Fixed | Roof
NJSTRE1545382451 | NJSRRE1541805447 | Transition Incentive Program | Mays Landing | 8330 | 19 | 20.77 | Residential | No | Behind the Meter | Net-metered residential rooftop and canopy |  | None | Castle Energy, LLC | AC Electric | Accepted | 2019-08-08 | 2019-08-23 | 2021-10-30 | LG Electronics | LG335N1C-V5 | Solar Panels |  | 0.335 | 32 | 41 | 15 |  | Fixed | Roof
NJSTRE1545382460 | NJSRRE1541851347 | Transition Incentive Program | Lake Hiawatha | 7034 | 3 | 6.7 | Residential | Yes | Behind the Meter | Behind the Meter |  | None | Pro Custom Solar dba Momentum Solar | JCP&L | Eligible for TI Program | 2019-08-16 | 2019-08-23 | 2021-10-30 | LG ELECTRONICS | LG 335N1C-V5 | Solar Panels |  | 0.335 | 4 | 95 | 29 |  | Fixed | Roof
NJSTRE1545382460 | NJSRRE1541851347 | Transition Incentive Program | Lake Hiawatha | 7034 | 3 | 6.7 | Residential | Yes | Behind the Meter | Behind the Meter |  | None | Pro Custom Solar dba Momentum Solar | JCP&L | Eligible for TI Program | 2019-08-16 | 2019-08-23 | 2021-10-30 | LG ELECTRONICS | LG 335N1C-V5 | Solar Panels |  | 0.335 | 8 | 187 | 33 |  | Fixed | Roof
NJSTRE1545382463 | NJSRRE1541850934 | Transition Incentive Program | Englewood | 7631 | 7 | 14.06 | Residential | Yes | Behind the Meter | Net-metered residential rooftop and canopy |  | None | SunPower Corporation, Systems | PSE&G | Accepted |  | 2019-08-23 | 2021-10-30 | SUNPOWER | SPR-E20-327-E-AC | Solar Panels |  | 0.327 | 25 | 355 | 30 |  | Fixed | Roof
NJSTRE1545382463 | NJSRRE1541850934 | Transition Incentive Program | Englewood | 7631 | 7 | 14.06 | Residential | Yes | Behind the Meter | Net-metered residential rooftop and canopy |  | None | SunPower Corporation, Systems | PSE&G | Accepted |  | 2019-08-23 | 2021-10-30 | SUNPOWER | SPR-E20-327-E-AC | Solar Panels |  | 0.327 | 4 | 175 | 10 |  | Fixed | Roof
NJSTRE1545382469 | NJSRRE1541790616 | Transition Incentive Program | Englewood Cliffs | 7632 | 7 | 7.88 | Residential | Yes | Behind the Meter | Behind the Meter |  | None | Pro Custom Solar dba Momentum Solar | PSE&G | Eligible for TI Program | 2019-08-06 | 2019-08-09 | 2021-10-30 | HANWHA | Q.PEAK DUO BLK-G5 315 | Solar Panels |  | 0.315 | 5 | 172 | 20 |  | Fixed | Roof
NJSTRE1545382484 | NJSRRE1541844469 | Transition Incentive Program | Villas | 8251 | 21 | 4.73 | Residential | Yes | Behind the Meter | Net-metered residential rooftop and canopy |  | None | Vivint Solar Developer, LLC | AC Electric | Accepted | 2019-09-12 | 2019-09-13 | 2021-10-30 | HANWHA SOLAR | Q.PEAK BLK-G5 315 | Solar Panels |  | 0.315 | 8 | 305 | 17 |  | Fixed | Roof
NJSTRE1545382486 | NJSRRE1541810076 | Transition Incentive Program | Rutherford | 7070 | 7 | 7.54 | Residential | Yes | Behind the Meter | Behind the Meter |  | None | Sunrun Installation Services, Inc. | PSE&G | Eligible for TI Program | 2019-08-09 | 2019-08-23 | 2021-10-30 | REC Solar | REC290TP2 BLK | Solar Panels |  | 0.29 | 6 | 203 | 43 |  | Fixed | Roof
NJSTRE1545382504 | NJSRRE1542242622 | Transition Incentive Program | Somerville | 8876 | 5 | 6.67 | Residential | Yes | Behind the Meter | Behind the Meter |  | None | Sunrun Installation Services, Inc. | PSE&G | Eligible for TI Program | 2019-09-05 | 2019-09-09 | 2021-10-30 | REC Solar | REC290TP2 BLK | Solar Panels |  | 0.29 | 16 | 97 | 34 |  | Fixed | Roof
NJSTRE1545382513 | NJSRRE1541907924 | Transition Incentive Program | Long Branch | 7740 | 17 | 8.06 | Residential | No | Behind the Meter | Behind the Meter |  | None | Skyline Solar LLC | JCP&L | Eligible for TI Program | 2019-08-29 | 2019-09-03 | 2021-10-30 | Axitec | 310M/60s | Solar Panels |  | 0.31 | 4 | 150 | 28 |  | Fixed | Roof
NJSTRE1545382513 | NJSRRE1541907924 | Transition Incentive Program | Long Branch | 7740 | 17 | 8.06 | Residential | No | Behind the Meter | Behind the Meter |  | None | Skyline Solar LLC | JCP&L | Eligible for TI Program | 2019-08-29 | 2019-09-03 | 2021-10-30 | Axitec | 310M/60s | Solar Panels |  | 0.31 | 8 | 240 | 29 |  | Fixed | Roof
NJSTRE1545382518 | NJSRRE1542044316 | Transition Incentive Program | Manahawkin | 8050 | 18 | 8.12 | Residential | Yes | Behind the Meter | Behind the Meter |  | None | Sunrun Installation Services, Inc. | AC Electric | Eligible for TI Program | 2019-09-03 | 2019-09-05 | 2021-10-30 | REC Solar | REC290TP2 BLK | Solar Panels |  | 0.29 | 6 | 285 | 37 |  | Fixed | Roof
NJSTRE1545382518 | NJSRRE1542044316 | Transition Incentive Program | Manahawkin | 8050 | 18 | 8.12 | Residential | Yes | Behind the Meter | Behind the Meter |  | None | Sunrun Installation Services, Inc. | AC Electric | Eligible for TI Program | 2019-09-03 | 2019-09-05 | 2021-10-30 | REC Solar | REC290TP2 BLK | Solar Panels |  | 0.29 | 5 | 197 | 37 |  | Fixed | Roof
NJSTRE1545382521 | NJSRRE1542248645 | Transition Incentive Program | Nutley | 7110 | 9 | 13.23 | Residential | Yes | Behind the Meter | Net-metered residential rooftop and canopy |  | None | Vivint Solar Developer, LLC | PSE&G | Accepted | 2019-09-05 | 2019-09-10 | 2021-10-30 | Hanwha Solar | Q.PEAK BLK-G5 315 | Solar Panels |  | 0.315 | 6 | 31 | 36 |  | Fixed | Roof
NJSTRE1545382526 | NJSRRE1541918471 | Transition Incentive Program | MOORESTOWN | 8057 | 13 | 26.46 | Residential | Yes | Behind the Meter | Net-metered residential rooftop and canopy |  | None | Vivint Solar Developer, LLC | PSE&G | Accepted | 2019-09-04 | 2019-09-05 | 2021-10-30 | HANWHA SOLAR | Q.PEAK BLK-G5 315 | Solar Panels |  | 0.315 | 18 | 17 | 24 |  | Fixed | Roof
NJSTRE1545382530 | NJSRRE1542192606 | Transition Incentive Program | UNION | 7083 | 10 | 11.06 | Residential | Yes | Behind the Meter | Behind the Meter |  | None | Pro Custom Solar dba Momentum Solar | PSE&G | Eligible for TI Program | 2019-09-04 | 2019-09-06 | 2021-10-30 | LG ELECTRONICS | LG 335N1C-V5 | Solar Panels |  | 0.335 | 25 | 228 | 30 |  | Fixed | Roof
NJSTRE1545382530 | NJSRRE1542192606 | Transition Incentive Program | UNION | 7083 | 10 | 11.06 | Residential | Yes | Behind the Meter | Behind the Meter |  | None | Pro Custom Solar dba Momentum Solar | PSE&G | Eligible for TI Program | 2019-09-04 | 2019-09-06 | 2021-10-30 | LG ELECTRONICS | LG 335N1C-V5 | Solar Panels |  | 0.335 | 8 | 48 | 30 |  | Fixed | Roof
NJSTRE1545472243 |  | Transition Incentive Program | Hackensack | 7601 | 7 | 7.35 | Residential | Yes | Behind the Meter | Net-metered residential rooftop and canopy |  | None | Pro Custom Solar dba Momentum Solar | PSE&G | Accepted | 2020-08-17 | 2020-08-19 | 2021-10-30 | Enphase | IQ7Plus-72-2-US | Inverters | 290 |  | 21 |  |  | 0.97 |  | Outdoor | Roof
NJSTRE1545472227 |  | Transition Incentive Program | Cinnaminson | 8077 | 13 | 49.68 | Commercial | No | Behind the Meter | Net-metered non-residential rooftop and canopy |  | None | Spectacular Solar | PSE&G | Accepted | 2020-09-08 | 2020-09-08 | 2021-10-30 | Solar Edge | SE14.4KUS | Inverters | 14400 |  | 1 |  |  | 0.97 |  | Indoor | Next to meter
NJSTRE1545472445 |  | Transition Incentive Program | Franklin Park | 8823 | 5 | 8.84 | Residential | Yes | Behind the Meter | Net-metered residential rooftop and canopy |  | None | Vision Solar LLC | PSE&G | Accepted | 2020-08-17 | 2020-08-20 | 2021-10-30 | ENPHASE | IQ7-60-2-US | Inverters | 0.24 |  | 26 |  |  | 0.96 |  | Other | BEHIND EACH PANEL
NJSTRE1545472472 |  | Transition Incentive Program | Millburn | 7041 | 9 | 12.24 | Residential | No | Behind the Meter | Net-metered residential rooftop and canopy |  | None | Tesla Energy Operations Inc. | PSE&G | Accepted | 2020-08-17 | 2020-08-20 | 2021-10-30 | Delta Electronics | M10-TL-US [240V] | Inverters | 9600 |  | 1 |  |  | 0.975 |  | Outside | Outside
NJSTRE1545382487 | NJSRRE1542375362 | Transition Incentive Program | Bogota Boro | 7603 | 7 | 6.82 | Residential | No | Behind the Meter | Net-metered residential rooftop and canopy |  | None | Palmetto Solar LLC | PSE&G | Accepted | 2019-09-10 | 2019-09-12 | 2021-10-30 | Hanwha | 310W All Black Module | Solar Panels |  | 0.31 | 22 | 180 | 25 |  | Fixed | Roof
NJSTRE1545382493 | NJSRRE1541880953 | Transition Incentive Program | PLEASANTVILLE | 8232 | 19 | 15.75 | Residential | Yes | Behind the Meter | Behind the Meter |  | None | Pro Custom Solar dba Momentum Solar | AC Electric | Eligible for TI Program | 2019-08-23 | 2019-08-28 | 2021-10-30 | HANWHA | Q.PEAK DUO BLK-G5 315 | Solar Panels |  | 0.315 | 14 | 28 | 27 |  | Fixed | Roof
NJSTRE1545382496 | NJSRRE1542043939 | Transition Incentive Program | Pompton Plains | 7444 | 3 | 31.32 | Residential | No | Behind the Meter | Net-metered residential rooftop and canopy |  | None | Vision Solar LLC | JCP&L | Accepted | 2019-09-03 | 2019-09-05 | 2021-10-30 | sunpower | spr-x22-360-e-ac | Solar Panels |  | 0.36 | 34 | 272 | 20 |  | Fixed | Roof
NJSTRE1545382502 | NJSRRE1541883900 | Transition Incentive Program | KEYPORT | 7735 | 17 | 18.59 | Residential | Yes | Behind the Meter | Net-metered residential rooftop and canopy |  | None | Vivint Solar Developer, LLC | JCP&L | Accepted | 2019-09-04 | 2019-09-05 | 2021-10-30 | Hanwha Solar | Q.PEAK BLK-G5 315 | Solar Panels |  | 0.315 | 8 | 30 | 26 |  | Fixed | Roof
NJSTRE1545382505 | NJSRRE1542422596 | Transition Incentive Program | TOMS RIVER | 8753 | 18 | 10.08 | Residential | Yes | Behind the Meter | Net-metered residential rooftop and canopy |  | None | Vivint Solar Developer, LLC | JCP&L | Accepted | 2019-09-19 | 2019-09-23 | 2021-10-30 | HANWHA SOLAR | Q.PEAK BLK-G5 315 | Solar Panels |  | 0.315 | 10 | 65 | 28 |  | Fixed | Roof
NJSTRE1545382507 | NJSRRE1541938658 | Transition Incentive Program | West Caldwell | 7006 | 9 | 6.96 | Residential | Yes | Behind the Meter | Behind the Meter |  | None | Sunrun Installation Services, Inc. | PSE&G | Eligible for TI Program | 2019-08-29 | 2019-09-04 | 2021-10-30 | REC Solar | REC290TP2 BLK | Solar Panels |  | 0.29 | 16 | 117 | 27 |  | Fixed | Roof
NJSTRE1545382511 | NJSRRE1542410332 | Transition Incentive Program | Fairfield | 7004 | 9 | 11.03 | Residential | Yes | Behind the Meter | Net-metered residential rooftop and canopy |  | None | Vivint Solar Developer, LLC | PSE&G | Accepted | 2019-09-16 | 2019-09-19 | 2021-10-30 | HANWHA SOLAR | Q.PEAK BLK-G5 315 | Solar Panels |  | 0.315 | 5 | 31 | 18 |  | Fixed | Roof
NJSTRE1545382515 | NJSRRE1542033369 | Transition Incentive Program | Kearny | 7032 | 8 | 11.06 | Residential | Yes | Behind the Meter | Behind the Meter |  | None | Pro Custom Solar dba Momentum Solar | PSE&G | Eligible for TI Program | 2019-09-03 | 2019-09-05 | 2021-10-30 | LG ELECTRONICS | LG 335N1C-V5 | Solar Panels |  | 0.335 | 6 | 37 | 50 |  | Fixed | Roof
NJSTRE1545382519 | NJSRRE1542407194 | Transition Incentive Program | Bridgewater | 8807 | 5 | 9.77 | Residential | Yes | Behind the Meter | Net-metered residential rooftop and canopy |  | None | Vivint Solar Developer, LLC | PSE&G | Accepted | 2019-09-18 | 2019-09-18 | 2021-10-30 | Hanwha | Q.PEAK DUO BLK-G5 315w | Solar Panels |  | 0.315 | 6 | 82 | 41 |  | Fixed | Roof
NJSTRE1545382526 | NJSRRE1541918471 | Transition Incentive Program | MOORESTOWN | 8057 | 13 | 26.46 | Residential | Yes | Behind the Meter | Net-metered residential rooftop and canopy |  | None | Vivint Solar Developer, LLC | PSE&G | Accepted | 2019-09-04 | 2019-09-05 | 2021-10-30 | HANWHA SOLAR | Q.PEAK BLK-G5 315 | Solar Panels |  | 0.315 | 18 | 287 | 19 |  | Fixed | Roof
NJSTRE1545382527 | NJSRRE1541929817 | Transition Incentive Program | Paramus | 7652 | 7 | 9.76 | Residential | No | Behind the Meter | Net-metered non-residential rooftop and canopy |  | None | Aston Solar | PSE&G | Accepted |  | 2019-09-04 | 2021-10-30 | Trina Solar | TSM-305M | Solar Panels |  | 0.305 | 32 | 175 | 30 |  | Fixed | Roof
NJSTRE1545382486 | NJSRRE1541810076 | Transition Incentive Program | Rutherford | 7070 | 7 | 7.54 | Residential | Yes | Behind the Meter | Behind the Meter |  | None | Sunrun Installation Services, Inc. | PSE&G | Eligible for TI Program | 2019-08-09 | 2019-08-23 | 2021-10-30 | REC Solar | REC290TP2 BLK | Solar Panels |  | 0.29 | 12 | 293 | 30 |  | Fixed | Roof
NJSTRE1545382494 | NJSRRE1541873552 | Transition Incentive Program | Oradell | 7649 | 7 | 16.38 | Residential | Yes | Behind the Meter | Behind the Meter |  | None | Tesla Energy Operations Inc | PSE&G | Eligible for TI Program | 2019-08-22 | 2019-08-26 | 2021-10-30 | Hanwha Q-Cells | Q.Peak DUO BLK-G5/SC315 | Solar Panels |  | 0.315 | 5 | 199 | 27 |  | Fixed | Roof
NJSTRE1545382494 | NJSRRE1541873552 | Transition Incentive Program | Oradell | 7649 | 7 | 16.38 | Residential | Yes | Behind the Meter | Behind the Meter |  | None | Tesla Energy Operations Inc | PSE&G | Eligible for TI Program | 2019-08-22 | 2019-08-26 | 2021-10-30 | Hanwha Q-Cells | Q.Peak DUO BLK-G5/SC315 | Solar Panels |  | 0.315 | 6 | 289 | 27 |  | Fixed | Roof
NJSTRE1545382502 | NJSRRE1541883900 | Transition Incentive Program | KEYPORT | 7735 | 17 | 18.59 | Residential | Yes | Behind the Meter | Net-metered residential rooftop and canopy |  | None | Vivint Solar Developer, LLC | JCP&L | Accepted | 2019-09-04 | 2019-09-05 | 2021-10-30 | Hanwha Solar | Q.PEAK BLK-G5 315 | Solar Panels |  | 0.315 | 24 | 210 | 26 |  | Fixed | Roof
NJSTRE1545382502 | NJSRRE1541883900 | Transition Incentive Program | KEYPORT | 7735 | 17 | 18.59 | Residential | Yes | Behind the Meter | Net-metered residential rooftop and canopy |  | None | Vivint Solar Developer, LLC | JCP&L | Accepted | 2019-09-04 | 2019-09-05 | 2021-10-30 | Hanwha Solar | Q.PEAK BLK-G5 315 | Solar Panels |  | 0.315 | 6 | 210 | 28 |  | Fixed | Roof
NJSTRE1545382505 | NJSRRE1542422596 | Transition Incentive Program | TOMS RIVER | 8753 | 18 | 10.08 | Residential | Yes | Behind the Meter | Net-metered residential rooftop and canopy |  | None | Vivint Solar Developer, LLC | JCP&L | Accepted | 2019-09-19 | 2019-09-23 | 2021-10-30 | HANWHA SOLAR | Q.PEAK BLK-G5 315 | Solar Panels |  | 0.315 | 4 | 65 | 28 |  | Fixed | Roof
NJSTRE1545382513 | NJSRRE1541907924 | Transition Incentive Program | Long Branch | 7740 | 17 | 8.06 | Residential | No | Behind the Meter | Behind the Meter |  | None | Skyline Solar LLC | JCP&L | Eligible for TI Program | 2019-08-29 | 2019-09-03 | 2021-10-30 | Axietc | 310M/60s | Solar Panels |  | 0.31 | 2 | 150 | 28 |  | Fixed | Roof
NJSTRE1545382515 | NJSRRE1542033369 | Transition Incentive Program | Kearny | 7032 | 8 | 11.06 | Residential | Yes | Behind the Meter | Behind the Meter |  | None | Pro Custom Solar dba Momentum Solar | PSE&G | Eligible for TI Program | 2019-09-03 | 2019-09-05 | 2021-10-30 | LG ELECTRONICS | LG 335N1C-V5 | Solar Panels |  | 0.335 | 17 | 217 | 45 |  | Fixed | Roof
NJSTRE1545382515 | NJSRRE1542033369 | Transition Incentive Program | Kearny | 7032 | 8 | 11.06 | Residential | Yes | Behind the Meter | Behind the Meter |  | None | Pro Custom Solar dba Momentum Solar | PSE&G | Eligible for TI Program | 2019-09-03 | 2019-09-05 | 2021-10-30 | LG ELECTRONICS | LG 335N1C-V5 | Solar Panels |  | 0.335 | 5 | 307 | 45 |  | Fixed | Roof
NJSTRE1545382521 | NJSRRE1542248645 | Transition Incentive Program | Nutley | 7110 | 9 | 13.23 | Residential | Yes | Behind the Meter | Net-metered residential rooftop and canopy |  | None | Vivint Solar Developer, LLC | PSE&G | Accepted | 2019-09-05 | 2019-09-10 | 2021-10-30 | Hanwha Solar | Q.PEAK BLK-G5 315 | Solar Panels |  | 0.315 | 15 | 301 | 14 |  | Fixed | Roof
NJSTRE1545382521 | NJSRRE1542248645 | Transition Incentive Program | Nutley | 7110 | 9 | 13.23 | Residential | Yes | Behind the Meter | Net-metered residential rooftop and canopy |  | None | Vivint Solar Developer, LLC | PSE&G | Accepted | 2019-09-05 | 2019-09-10 | 2021-10-30 | Hanwha Solar | Q.PEAK BLK-G5 315 | Solar Panels |  | 0.315 | 5 | 211 | 36 |  | Fixed | Roof
NJSTRE1545363934 |  | Transition Incentive Program | paterson | 7504 | 6 | 7.8 | Residential | No | Behind the Meter | Net-metered residential rooftop and canopy |  | None | United Solar LLC | PSE&G | Accepted | 2020-07-29 | 2020-08-07 | 2021-10-30 | Hanwha Q-Cells | Q.Peak Duo-G5 325 | Solar Panels |  | 0.325 | 24 | 190 | 25 |  | Fixed | Roof
NJSTRE1545363989 |  | Transition Incentive Program | East Orange | 7018 | 9 | 6.3 | Residential | Yes | Behind the Meter | Net-metered residential rooftop and canopy |  | None | Pro Custom Solar dba Momentum Solar | PSE&G | Accepted | 2020-07-29 | 2020-08-07 | 2021-10-30 | LG | LG 350N1C-V5 | Solar Panels |  | 0.35 | 13 | 111 | 40 |  | Fixed | Roof
NJSTRE1545364025 |  | Transition Incentive Program | Edison | 8820 | 11 | 6.3 | Residential | No | Behind the Meter | Net-metered residential rooftop and canopy |  | None | Pro Custom Solar dba Momentum Solar | PSE&G | Accepted | 2020-07-29 | 2020-08-07 | 2021-10-30 | LG ELECTRONICS | LG 350N1C-V5 | Solar Panels |  | 0.35 | 18 | 169 | 23 |  | Fixed | Roof
NJSTRE1545366419 |  | Transition Incentive Program | Long Branch | 7740 | 17 | 7.48 | Residential | Yes | Behind the Meter | Net-metered residential rooftop and canopy |  | None | Vivint Solar Developer, LLC | JCP&L | Accepted | 2020-07-31 | 2020-08-07 | 2021-10-30 | Jinko Solar | JKM325M-60HBL | Solar Panels |  | 0.325 | 5 | 243 | 29 |  | Fixed | Roof
NJSTRE1545369975 |  | Transition Incentive Program | Wayne | 7470 | 6 | 4.16 | Residential | No | Behind the Meter | Net-metered residential rooftop and canopy |  | PSEG | Amergy Solar Inc | PSE&G | Accepted | 2020-07-30 | 2020-08-07 | 2021-10-30 | Hanwha Q-Cells | Q.PEAK DUO BLK-G5 320 | Solar Panels |  | 0.32 | 13 | 160 | 23 |  | Fixed | Roof
NJSTRE1545369990 |  | Transition Incentive Program | MARLTON | 8053 | 13 | 10.71 | Residential | Yes | Behind the Meter | Net-metered residential rooftop and canopy |  | None | Suntuity Solar LLC | PSE&G | Accepted | 2020-08-10 | 2020-08-10 | 2021-10-30 | Longi | LR6-60HPB-315M | Solar Panels |  | 0.315 | 10 | 234 | 24 |  | Fixed | Roof
NJSTRE1545369994 |  | Transition Incentive Program | Plainfield | 7060 | 10 | 7.82 | Residential | Yes | Behind the Meter | Net-metered residential rooftop and canopy |  | PSEG | Vision Solar LLC | PSE&G | Accepted | 2020-07-30 | 2020-08-07 | 2021-10-30 | HANWHA Q-CELLS | Q.PEAK DUO-G6 340 | Solar Panels |  | 0.34 | 13 | 262 | 35 |  | Fixed | Roof
NJSTRE1545369999 |  | Transition Incentive Program | Parlin | 8859 | 11 | 5.44 | Residential | No | Behind the Meter | Net-metered residential rooftop and canopy |  | JCPL | Maier Solar Engineering dba Solar Me | JCP&L | Final As-Built Received | 2020-07-30 | 2020-08-07 | 2021-10-30 | Hanwha | Q.Cell DUO BLK-G6 340W | Solar Panels |  | 0.34 | 16 | 171 | 5 |  | Fixed | Roof
NJSTRE1545370012 |  | Transition Incentive Program | penns grove | 8069 | 16 | 13.44 | Residential | No | Behind the Meter | Net-metered residential rooftop and canopy |  | None | Orbit Energy & Power, LLC | AC Electric | Accepted | 2020-07-30 | 2020-08-07 | 2021-10-30 | hanwha qcells | qpeak320w | Solar Panels |  | 0.32 | 25 | 220 | 30 |  | Fixed | Roof
NJSTRE1545370033 |  | Transition Incentive Program | Rahway | 7065 | 10 | 12.58 | Residential | No | Behind the Meter | Net-metered residential rooftop and canopy |  | None | Whitman Construction, LLC | PSE&G | Accepted | 2020-07-30 | 2020-08-07 | 2021-10-30 | Hanwha Q Cell | Duo G5-340 | Solar Panels |  | 0.34 | 31 | 101 | 20 |  | Fixed | Roof
NJSTRE1545370038 |  | Transition Incentive Program | Wayne | 7470 | 6 | 5.44 | Residential | No | Behind the Meter | Net-metered residential rooftop and canopy |  | PSEG | Maier Solar Engineering dba Solar Me | PSE&G | Accepted | 2020-07-30 | 2020-08-07 | 2021-10-30 | Hanwha | Q.CELL DUO BLK-G6 340W | Solar Panels |  | 0.34 | 16 | 148 | 23 |  | Fixed | Roof
NJSTRE1545370103 |  | Transition Incentive Program | Morris plains | 7950 | 3 | 11.56 | Residential | No | Behind the Meter | Net-metered residential rooftop and canopy |  | JCPL | Vision Solar LLC | JCP&L | Accepted | 2020-07-30 | 2020-08-07 | 2021-10-30 | HANWHA Q-CELLS | Q.PEAK DUO-G6 340 | Solar Panels |  | 0.34 | 4 | 148 | 20 |  | Fixed | Roof
NJSTRE1545370215 |  | Transition Incentive Program | Piscataway | 8854 | 11 | 10.46 | Residential | No | Behind the Meter | Net-metered residential rooftop and canopy |  | None | GenRenew, LLC | PSE&G | Accepted | 2020-07-30 | 2020-08-11 | 2021-10-30 | Sunpower | SPR-E20-327-E-AC | Solar Panels |  | 0.327 | 32 | 152 | 18 |  | Fixed | Roof
NJSTRE1545382526 | NJSRRE1541918471 | Transition Incentive Program | MOORESTOWN | 8057 | 13 | 26.46 | Residential | Yes | Behind the Meter | Net-metered residential rooftop and canopy |  | None | Vivint Solar Developer, LLC | PSE&G | Accepted | 2019-09-04 | 2019-09-05 | 2021-10-30 | HANWHA SOLAR | Q.PEAK BLK-G5 315 | Solar Panels |  | 0.315 | 3 | 197 | 25 |  | Fixed | Roof
NJSTRE1545382526 | NJSRRE1541918471 | Transition Incentive Program | MOORESTOWN | 8057 | 13 | 26.46 | Residential | Yes | Behind the Meter | Net-metered residential rooftop and canopy |  | None | Vivint Solar Developer, LLC | PSE&G | Accepted | 2019-09-04 | 2019-09-05 | 2021-10-30 | HANWHA SOLAR | Q.PEAK BLK-G5 315 | Solar Panels |  | 0.315 | 6 | 197 | 16 |  | Fixed | Roof
NJSTRE1545382534 | NJSRRE1541987047 | Transition Incentive Program | Ventnor | 8406 | 19 | 9 | Residential | No | Behind the Meter | Net-metered residential rooftop and canopy |  | None | Bright Planet Solar | AC Electric | Accepted |  | 2019-09-05 | 2021-10-30 | Trina Solar | TSM-DD05A.18(II) 300W | Solar Panels |  | 0.3 | 8 | 237 | 18 |  | Fixed | Roof
NJSTRE1545382535 | NJSRRE1541897472 | Transition Incentive Program | Point Pleasant | 8742 | 18 | 13.86 | Residential | No | Behind the Meter | Net-metered residential rooftop and canopy |  | None | Suntuity Solar LLC | JCP&L | Accepted | 2019-08-29 | 2019-09-03 | 2021-10-30 | Yingli Green Energy | YL315D-30b | Solar Panels |  | 0.315 | 7 | 111 | 33 |  | Fixed | Roof
NJSTRE1545382542 | NJSRRE1541976884 | Transition Incentive Program | Strafford Township | 8050 | 18 | 12.75 | Residential | Yes | Behind the Meter | Net-metered residential rooftop and canopy |  | None | Vision Solar LLC | AC Electric | Accepted | 2019-08-30 | 2019-09-04 | 2021-10-30 | sunpower | e20-327-e-ac | Solar Panels |  | 0.327 | 10 | 228 | 30 |  | Fixed | Roof
NJSTRE1545472253 |  | Transition Incentive Program | Somerville | 8876 | 5 | 4.9 | Residential | Yes | Behind the Meter | Net-metered residential rooftop and canopy |  | None | Pro Custom Solar dba Momentum Solar | PSE&G | Accepted | 2020-08-17 | 2020-08-19 | 2021-10-30 | Enphase | IQ7Plus-72-2-US | Inverters | 290 |  | 14 |  |  | 0.97 |  | Outdoor | Roof
NJSTRE1545472281 |  | Transition Incentive Program | COLONIA | 7067 | 10 | 3.9 | Residential | Yes | Behind the Meter | Net-metered residential rooftop and canopy |  | None | Vivint Solar Developer, LLC | PSE&G | Accepted | 2020-08-19 | 2020-08-20 | 2021-10-30 | Solar Edge | SE3800H-US | Inverters | 3800 |  | 1 |  |  | 0.992 |  | Outdoor | Near the Utility Meter
NJSTRE1545475355 |  | Transition Incentive Program | Princeton Junction | 8550 | 12 | 301.76 | Commercial | No | Behind the Meter | Net-metered non-residential rooftop and canopy |  | None | Summit Solar Company LLC | PSE&G | Accepted | 2020-08-18 | 2020-08-20 | 2021-10-30 | SolarEdge | SE 100KUS | Inverters | 100000 |  | 2 |  |  | 0.985 |  | Outside | Wall or roof
NJSTRE1545475355 |  | Transition Incentive Program | Princeton Junction | 8550 | 12 | 301.76 | Commercial | No | Behind the Meter | Net-metered non-residential rooftop and canopy |  | None | Summit Solar Company LLC | PSE&G | Accepted | 2020-08-18 | 2020-08-20 | 2021-10-30 | SolarEdge | SE 66.6KUS | Inverters | 66600 |  | 1 |  |  | 0.985 |  | Outside | Wall or roof
NJSTRE1545475425 |  | Transition Incentive Program | DEPTFORD | 8096 | 15 | 7.37 | Residential | Yes | Behind the Meter | Net-metered residential rooftop and canopy |  | None | Vision Solar LLC | PSE&G | Accepted | 2020-08-18 | 2020-08-20 | 2021-10-30 | ENPHASE | IQ7-60-2-US | Inverters | 0.24 |  | 22 |  |  | 0.96 |  | Other | BEHIND EACH PANEL
NJSTRE1545475424 |  | Transition Incentive Program | Warren | 7059 | 5 | 25.5 | Residential | No | Behind the Meter | Net-metered residential rooftop and canopy |  | None | Sundial Solar Innovations | PSE&G | Accepted | 2020-08-24 | 2020-08-24 | 2021-10-30 | Enphase | IQ7+ | Inverters | 290 |  | 68 |  |  | 0.97 |  | Outdoor | Roof
NJSTRE1545475431 |  | Transition Incentive Program | Norwood | 7648 | 7 | 10.73 | Residential | Yes | Behind the Meter | Net-metered residential rooftop and canopy |  | None | Vivint Solar Developer, LLC | Orange Rockland Electric | Accepted | 2020-08-19 | 2020-08-20 | 2021-10-30 | SOLAREDGE | SE7600H-US | Inverters | 7600 |  | 1 |  |  | 0.992 |  | Outdoor | Underneath each module
NJSTRE1545382533 | NJSRRE1542411745 | Transition Incentive Program | Pittsgrove Township | 8318 | 16 | 11.78 | Residential | No | Behind the Meter | Net-metered residential rooftop and canopy |  | None | Suntuity Solar LLC | AC Electric | Accepted | 2019-09-17 | 2019-09-19 | 2021-10-30 | Yingli Green Energy | YL310D-30b | Solar Panels |  | 0.31 | 12 | 69 | 17 |  | Fixed | Roof
NJSTRE1545382537 | NJSRRE1541861850 | Transition Incentive Program | KEYPORT | 7735 | 17 | 4.1 | Residential | Yes | Behind the Meter | Net-metered residential rooftop and canopy |  | None | Vivint Solar Developer, LLC | JCP&L | Accepted | 2019-08-23 | 2019-08-23 | 2021-10-30 | HANWHA SOLAR | Q.PEAK BLK-G5 315 | Solar Panels |  | 0.315 | 13 | 255 | 34 |  | Fixed | Roof
NJSTRE1545382541 | NJSRRE1542407188 | Transition Incentive Program | TOMS RIVER | 8757 | 18 | 6.62 | Residential | No | Behind the Meter | Net-metered residential rooftop and canopy |  | None | Vivint Solar Developer, LLC | JCP&L | Accepted | 2019-09-14 | 2019-09-17 | 2021-10-30 | Hanwha | Q.PEAK BLK-G5 315 | Solar Panels |  | 0.315 | 2 | 257 | 37 |  | Fixed | Roof
NJSTRE1545382546 | NJSRRE1541863013 | Transition Incentive Program | Bergenfield | 7621 | 7 | 5.51 | Residential | Yes | Behind the Meter | Net-metered residential rooftop and canopy |  | None | Sunrun Installation Services, Inc. | PSE&G | Accepted | 2019-08-20 | 2019-08-26 | 2021-10-30 | REC Solar | REC290TP2 BLK | Solar Panels |  | 0.29 | 16 | 177 | 27 |  | Fixed | Roof
NJSTRE1545476155 |  | Transition Incentive Program | Sicklerville | 8081 | 14 | 11.22 | Residential | Yes | Behind the Meter | Net-metered residential rooftop and canopy |  | None | Trinity Solar | AC Electric | Accepted | 2020-08-18 | 2020-08-20 | 2021-10-30 | SOLAR EDGE | SE10000H-US | Inverters | 10000 |  | 1 |  |  | 0.97 |  | Outdoor | SIDE OF HOME
NJSTRE1545476200 |  | Transition Incentive Program | UNION | 7083 | 10 | 2.6 | Residential | Yes | Behind the Meter | Net-metered residential rooftop and canopy |  | None | Vivint Solar Developer, LLC | PSE&G | Accepted | 2020-08-19 | 2020-08-20 | 2021-10-30 | Solar Edge | SE3800H-US | Inverters | 3800 |  | 1 |  |  | 0.992 |  | Outdoor | Near the Utility Meter
NJSTRE1545476249 |  | Transition Incentive Program | Jersey City | 7307 | 8 | 6.82 | Residential | Yes | Behind the Meter | Net-metered residential rooftop and canopy |  | None | Bright Planet Solar | PSE&G | Accepted | 2020-08-18 | 2020-08-20 | 2021-10-30 | SOLAR EDGE | SE6000H-USRGM | Inverters | 6000 |  | 1 |  |  | 0.98 |  | Outdoor | OUTSIDE
NJSTRE1545476281 |  | Transition Incentive Program | Middletown | 7748 | 17 | 18.3 | Residential | Yes | Behind the Meter | Net-metered residential rooftop and canopy |  | None | Bright Planet Solar | JCP&L | Accepted | 2020-08-18 | 2020-08-20 | 2021-10-30 | SOLAR EDGE | SE10000H-USRGM | Inverters | 10000 |  | 1 |  |  | 0.98 |  | Outdoor | OUTSIDE
NJSTRE1545476362 |  | Transition Incentive Program | Woodbridge Twp | 7067 | 10 | 8.99 | Residential | Yes | Behind the Meter | Net-metered residential rooftop and canopy |  | None | Bright Planet Solar | PSE&G | Accepted | 2020-08-18 | 2020-08-21 | 2021-10-30 | SOLAR EDGE | SE7600H-USRGM | Inverters | 7600 |  | 1 |  |  | 0.98 |  | Outdoor | OUTSIDE
NJSTRE1545476374 |  | Transition Incentive Program | Egg Harbor Township | 8234 | 19 | 9.3 | Residential | Yes | Behind the Meter | Net-metered residential rooftop and canopy |  | None | Bright Planet Solar | AC Electric | Accepted | 2020-08-18 | 2020-08-21 | 2021-10-30 | SOLAR EDGE | SE7600H-USRGM | Inverters | 7600 |  | 1 |  |  | 0.98 |  | Outdoor | OUTSIDE
NJSTRE1545476414 |  | Transition Incentive Program | Union Beach | 7735 | 17 | 9.92 | Residential | No | Behind the Meter | Net-metered residential rooftop and canopy |  | None | Bright Planet Solar | JCP&L | Accepted | 2020-08-18 | 2020-08-21 | 2021-10-30 | SOLAR EDGE | SE10000H-USRGM | Inverters | 10000 |  | 1 |  |  | 0.98 |  | Outdoor | OUTSIDE
NJSTRE1545478056 |  | Transition Incentive Program | Waldwick | 7463 | 7 | 5.36 | Residential | No | Behind the Meter | Net-metered residential rooftop and canopy |  | None | Suntuity Solar LLC | PSE&G | Accepted | 2020-08-21 | 2020-08-21 | 2021-10-30 | Enphase Energy | IQ7-60-2-US | Inverters | 240 |  | 17 |  |  | 0.97 |  | Outdoor | Behind the PV Modules
NJSTRE1545382528 | NJSRRE1542033470 | Transition Incentive Program | paterson | 7504 | 6 | 8.83 | Residential | Yes | Behind the Meter | Net-metered residential rooftop and canopy |  | None | Vision Solar LLC | PSE&G | Accepted | 2019-09-03 | 2019-09-05 | 2021-10-30 | sunpower | e20-327-e-ac | Solar Panels |  | 0.327 | 16 | 8 | 12 |  | Fixed | Roof
NJSTRE1545382531 | NJSRRE1541873587 | Transition Incentive Program | Pompton Plains | 7444 | 3 | 7.56 | Residential | Yes | Behind the Meter | Net-metered residential rooftop and canopy |  | None | Vivint Solar Developer, LLC | JCP&L | Accepted | 2019-08-22 | 2019-08-26 | 2021-10-30 | Hanwha Solar | Q.PEAK BLK-G5 315 | Solar Panels |  | 0.315 | 5 | 174 | 15 |  | Fixed | Roof
NJSTRE1545382538 | NJSRRE1542373548 | Transition Incentive Program | Morristown | 7960 | 3 | 1660.5 | Commercial | Yes | Behind the Meter | Behind the Meter |  | None | Green Energy Construction & Consulting | JCP&L | Eligible for TI Program | 2019-09-09 | 2019-09-12 | 2021-10-30 | GCL | GCL M3/72 375 | Solar Panels |  | 0.375 | 3692 | 113 | 5 |  | Fixed | Parking Lot
NJSTRE1545382541 | NJSRRE1542407188 | Transition Incentive Program | TOMS RIVER | 8757 | 18 | 6.62 | Residential | No | Behind the Meter | Net-metered residential rooftop and canopy |  | None | Vivint Solar Developer, LLC | JCP&L | Accepted | 2019-09-14 | 2019-09-17 | 2021-10-30 | Hanwha | Q.PEAK BLK-G5 315 | Solar Panels |  | 0.315 | 5 | 167 | 30 |  | Fixed | Roof
NJSTRE1545382541 | NJSRRE1542407188 | Transition Incentive Program | TOMS RIVER | 8757 | 18 | 6.62 | Residential | No | Behind the Meter | Net-metered residential rooftop and canopy |  | None | Vivint Solar Developer, LLC | JCP&L | Accepted | 2019-09-14 | 2019-09-17 | 2021-10-30 | Hanwha | Q.PEAK BLK-G5 315 | Solar Panels |  | 0.315 | 2 | 77 | 37 |  | Fixed | Roof
NJSTRE1545382549 | NJSRRE1541864808 | Transition Incentive Program | JERSEY CITY | 7305 | 8 | 9.72 | Residential | Yes | Behind the Meter | Behind the Meter |  | None | Pro Custom Solar dba Momentum Solar | PSE&G | Eligible for TI Program | 2019-08-21 | 2019-08-26 | 2021-10-30 | LG ELECTRONICS | LG 335N1C-V5 | Solar Panels |  | 0.335 | 15 | 219 | 35 |  | Fixed | Roof
NJSTRE1545382552 | NJSRRE1542409653 | Transition Incentive Program | Galloway | 8205 | 19 | 14.07 | Residential | Yes | Behind the Meter | Behind the Meter |  | None | Pro Custom Solar dba Momentum Solar | AC Electric | Eligible for TI Program | 2019-09-16 | 2019-09-19 | 2021-10-30 | LG ELECTRONICS | LG 335N1C-V5 | Solar Panels |  | 0.335 | 22 | 95 | 34 |  | Fixed | Roof
NJSTRE1545382562 | NJSRRE1541880952 | Transition Incentive Program | Twp of Washington | 7676 | 7 | 4.06 | Residential | Yes | Behind the Meter | Behind the Meter |  | None | Code Green Solar, LLC | PSE&G | Eligible for TI Program | 2019-08-28 | 2019-09-16 | 2021-10-30 | Q-Cells | Q-Cells-Q.PEAK BLK G4 290 | Solar Panels |  | 0.29 | 14 | 163 | 31 |  | Fixed | Roof
NJSTRE1545382565 | NJSRRE1542314731 | Transition Incentive Program | Kearny | 7032 | 8 | 9.3 | Residential | No | Behind the Meter | Behind the Meter |  | None | Maier Solar Engineering dba Solar Me | PSE&G | Eligible for TI Program | 2019-09-06 | 2019-09-10 | 2021-10-30 | Hyundai | HiS-S300MG | Solar Panels |  | 0.3 | 6 | 23 | 35 |  | Fixed | Roof
NJSTRE1545382565 | NJSRRE1542314731 | Transition Incentive Program | Kearny | 7032 | 8 | 9.3 | Residential | No | Behind the Meter | Behind the Meter |  | None | Maier Solar Engineering dba Solar Me | PSE&G | Eligible for TI Program | 2019-09-06 | 2019-09-10 | 2021-10-30 | Hyundai | HiS-S300MG | Solar Panels |  | 0.3 | 5 | 123 | 35 |  | Fixed | Roof
NJSTRE1545382573 | NJSRRE1541938485 | Transition Incentive Program | Bayville | 8721 | 18 | 20.59 | Residential | Yes | Behind the Meter | Behind the Meter |  | None | Sunrun Installation Services, Inc. | JCP&L | Eligible for TI Program | 2019-08-29 | 2019-09-04 | 2021-10-30 | REC Solar | REC290TP2 BLK | Solar Panels |  | 0.29 | 21 | 175 | 23 |  | Fixed | Roof
NJSTRE1545382575 | NJSRRE1541861879 | Transition Incentive Program | Beachwood | 8722 | 18 | 8.19 | Residential | Yes | Behind the Meter | Net-metered residential rooftop and canopy |  | None | Vivint Solar Developer, LLC | JCP&L | Accepted | 2019-09-04 | 2019-09-04 | 2021-10-30 | Hanwha Solar | Q.PEAK BLK-G5 315 | Solar Panels |  | 0.315 | 8 | 36 | 20 |  | Fixed | Roof
NJSTRE1545475457 |  | Transition Incentive Program | South Plainfield | 7080 | 11 | 8.78 | Residential | Yes | Behind the Meter | Net-metered residential rooftop and canopy |  | None | Vivint Solar Developer, LLC | PSE&G | Accepted | 2020-08-19 | 2020-08-20 | 2021-10-30 | SOLAREDGE | SE7600H-US | Inverters | 7600 |  | 1 |  |  | 0.992 |  | Outdoor | Near the Utility Meter
NJSTRE1545475798 |  | Transition Incentive Program | Hamilton | 8619 | 12 | 274.4 | Commercial | No | Behind the Meter | Net-metered non-residential rooftop and canopy |  | None | Geoscape Solar | PSE&G | Accepted | 2020-08-18 | 2020-08-24 | 2021-10-30 | SolarEdge | SE66.6kus | Inverters | 66600 |  | 2 |  |  | 0.98 |  | Outside | adj. to utility meter
NJSTRE1545475975 |  | Transition Incentive Program | Toms River | 8753 | 18 | 12.58 | Residential | No | Behind the Meter | Net-metered residential rooftop and canopy |  | None | Whitman Construction, LLC | JCP&L | Accepted | 2020-08-18 | 2020-08-20 | 2021-10-30 | enphase energy | IQ7Plus-72-2-US | Inverters | 240 |  | 34 |  |  | 0.975 |  | Outdoor | MICROINVERTERS LOCATED UNDER MODULES
NJSTRE1545476108 |  | Transition Incentive Program | Vineland | 8360 | 20 | 5.1 | Residential | Yes | Behind the Meter | Net-metered residential rooftop and canopy |  | None | Trinity Solar | Vineland Muni Electric | Accepted | 2020-08-18 | 2020-08-21 | 2021-10-30 | SOLAR EDGE | SE3800H-US | Inverters | 3800 |  | 1 |  |  | 0.97 |  | Outdoor | SIDE OF HOME
NJSTRE1545476142 |  | Transition Incentive Program | Deptford Township | 8096 | 15 | 7.04 | Residential | No | Behind the Meter | Net-metered residential rooftop and canopy |  | None | Castle Energy, LLC | PSE&G | Accepted | 2020-08-18 | 2020-08-21 | 2021-10-30 | Enphase Energy | IQ7-60-2-US | Inverters | 240 |  | 22 |  |  | 0.967 |  | Outdoor | on the rooftop under each solar panel
NJSTRE1545476217 |  | Transition Incentive Program | SWEDESBORO | 8085 | 15 | 10.88 | Residential | Yes | Behind the Meter | Net-metered residential rooftop and canopy |  | None | Trinity Solar | AC Electric | Final As-Built Received | 2020-08-18 | 2020-08-20 | 2021-10-30 | Solar Edge | SE10000H-US000BNC4 | Inverters | 10000 |  | 1 |  |  | 0.97 |  | Indoor | GARGAE
NJSTRE1545476226 |  | Transition Incentive Program | UNION | 7083 | 10 | 12.68 | Residential | Yes | Behind the Meter | Net-metered residential rooftop and canopy |  | None | Vivint Solar Developer, LLC | PSE&G | Accepted | 2020-08-19 | 2020-08-20 | 2021-10-30 | Solar Edge | SE7600H-US | Inverters | 7600 |  | 1 |  |  | 0.992 |  | Outdoor | Near the Utility Meter
NJSTRE1545476252 |  | Transition Incentive Program | Boonton | 7005 | 3 | 8.13 | Residential | Yes | Behind the Meter | Net-metered residential rooftop and canopy |  | None | Vivint Solar Developer, LLC | JCP&L | Accepted | 2020-08-19 | 2020-08-20 | 2021-10-30 | Solar Edge | SE7600H-US | Inverters | 7600 |  | 1 |  |  | 0.992 |  | Outdoor | Near the Utility Meter
NJSTRE1545476396 |  | Transition Incentive Program | Maplewood Twp | 7040 | 9 | 7.75 | Residential | No | Behind the Meter | Net-metered residential rooftop and canopy |  | None | Bright Planet Solar | PSE&G | Accepted | 2020-08-18 | 2020-08-21 | 2021-10-30 | SOLAR EDGE | SE7600H-USRGM | Inverters | 7600 |  | 1 |  |  | 0.98 |  | Outdoor | OUTSIDE
NJSTRE1545478053 |  | Transition Incentive Program | BLACKWOOD | 8012 | 14 | 8.51 | Residential | Yes | Behind the Meter | Net-metered residential rooftop and canopy |  | None | Suntuity Solar LLC | PSE&G | Accepted | 2020-08-20 | 2020-08-21 | 2021-10-30 | Enphase Energy | IQ7-60-2-US | Inverters | 240 |  | 27 |  |  | 0.97 |  | Outdoor | Behind the PV Modules
NJSTRE1545478197 |  | Transition Incentive Program | Passaic | 7055 | 6 | 3.69 | Residential | Yes | Behind the Meter | Net-metered residential rooftop and canopy |  | None | Trinity Solar | PSE&G | Accepted | 2020-08-19 | 2020-08-21 | 2021-10-30 | Solar Edge | SE3000 | Inverters | 3000 |  | 1 |  |  | 0.97 |  | Outside | side of home
NJSTRE1545478238 |  | Transition Incentive Program | Rockaway | 7866 | 3 | 5.2 | Commercial | No | Behind the Meter | Net-metered non-residential rooftop and canopy |  | None | Green Power Energy | JCP&L | Accepted | 2020-08-19 | 2020-08-21 | 2021-10-30 | Solar Edge | SE5000H-US | Inverters | 5000 |  | 1 |  |  | 0.97 |  | Outside | next to meter
NJSTRE1545478277 |  | Transition Incentive Program | Sewell | 8080 | 15 | 6.5 | Residential | No | Behind the Meter | Net-metered residential rooftop and canopy |  | None | SunnyMac LLC | AC Electric | Accepted | 2020-08-19 | 2020-08-21 | 2021-10-30 | Solaredge | SE5000H-US | Inverters | 5000 |  | 1 |  |  | 0.99 |  | Outside | Next to Meter
NJSTRE1545370212 |  | Transition Incentive Program | Princeton | 8558 | 5 | 14.7 | Residential | Yes | Behind the Meter | Net-metered residential ground mount |  | None | Pro Custom Solar dba Momentum Solar | PSE&G | Accepted | 2020-07-30 | 2020-08-07 | 2021-10-30 | LG | LG 345N1C-V5 | Solar Panels |  | 0.35 | 42 | 180 | 18 |  | Fixed | Ground
NJSTRE1545372581 |  | Transition Incentive Program | Westville | 8093 | 15 | 11.05 | Residential | Yes | Behind the Meter | Net-metered residential rooftop and canopy |  | None | SunnyMac LLC | PSE&G | Accepted | 2020-07-30 | 2020-08-07 | 2021-10-30 | REC | REC 325 TwinPeak 2 mono | Solar Panels |  | 0.325 | 18 | 201 | 37 |  | Fixed | Roof
NJSTRE1545372583 |  | Transition Incentive Program | Trenton | 8691 | 12 | 11.73 | Residential | No | Behind the Meter | Net-metered residential rooftop and canopy |  | None | Ad Energy | JCP&L | Accepted | 2020-07-30 | 2020-08-07 | 2021-10-30 | SunPower | SPR-X21-335-BLK-E-AC | Solar Panels |  | 0.335 | 2 | 79 | 45 |  | Fixed | Roof
NJSTRE1545372639 |  | Transition Incentive Program | PATERSON CITY | 7524 | 6 | 11.55 | Residential | Yes | Behind the Meter | Net-metered residential rooftop and canopy |  | None | Sunrun, Inc. | PSE&G | Accepted | 2020-07-31 | 2020-08-07 | 2021-10-30 | LG Electronics | LG330N1C-A5 | Solar Panels |  | 0.33 | 8 | 283 | 37 |  | Fixed | Roof
NJSTRE1545372690 |  | Transition Incentive Program | Williamstown | 8094 | 15 | 6.4 | Residential | Yes | Behind the Meter | Net-metered residential rooftop and canopy |  | None | Trinity Solar | AC Electric | Final As-Built Received | 2020-07-30 | 2020-08-07 | 2021-10-30 | Hanwha | Q.PEAK DUO BLK-G5 320 | Solar Panels |  | 0.32 | 14 | 176 | 23 |  | Fixed | Roof
NJSTRE1545372696 |  | Transition Incentive Program | FAIR LAWN BORO | 7410 | 7 | 6.82 | Residential | Yes | Behind the Meter | Net-metered residential rooftop and canopy |  | None | Sunrun Installation Services, Inc. | PSE&G | Accepted | 2020-07-31 | 2020-08-07 | 2021-10-30 | LONGi Green Energy Technology Co Ltd | LR6-60HPB-310M | Solar Panels |  | 0.31 | 5 | 71 | 44 |  | Fixed | Roof
NJSTRE1545372696 |  | Transition Incentive Program | FAIR LAWN BORO | 7410 | 7 | 6.82 | Residential | Yes | Behind the Meter | Net-metered residential rooftop and canopy |  | None | Sunrun Installation Services, Inc. | PSE&G | Accepted | 2020-07-31 | 2020-08-07 | 2021-10-30 | LONGi Green Energy Technology Co Ltd | LR6-60HPB-310M | Solar Panels |  | 0.31 | 17 | 251 | 44 |  | Fixed | Pole
NJSTRE1545373768 |  | Transition Incentive Program | KIRKWOOD | 8043 | 14 | 6.41 | Residential | Yes | Behind the Meter | Net-metered residential rooftop and canopy |  | None | Sunrun Installation Services, Inc. | AC Electric | Accepted | 2020-07-30 | 2020-08-07 | 2021-10-30 | LONGi Green Energy Technology Co Ltd | LR6-60HPB-305M | Solar Panels |  | 0.305 | 6 | 131 | 13 |  | Fixed | Roof
NJSTRE1545373768 |  | Transition Incentive Program | KIRKWOOD | 8043 | 14 | 6.41 | Residential | Yes | Behind the Meter | Net-metered residential rooftop and canopy |  | None | Sunrun Installation Services, Inc. | AC Electric | Accepted | 2020-07-30 | 2020-08-07 | 2021-10-30 | LONGi Green Energy Technology Co Ltd | LR6-60HPB-305M | Solar Panels |  | 0.305 | 5 | 131 | 19 |  | Fixed | Roof
NJSTRE1545375352 |  | Transition Incentive Program | Clementon | 8021 | 14 | 14.39 | Residential | Yes | Behind the Meter | Net-metered residential rooftop and canopy |  | None | Ad Energy | AC Electric | Accepted | 2020-07-30 | 2020-08-07 | 2021-10-30 | SunPower | SPR-E20-327-E-AC | Solar Panels |  | 0.327 | 12 | 324 | 17 |  | Fixed | Roof
NJSTRE1545375372 |  | Transition Incentive Program | North Arlington | 7031 | 7 | 6.3 | Residential | Yes | Behind the Meter | Net-metered residential rooftop and canopy |  | None | Pro Custom Solar dba Momentum Solar | PSE&G | Accepted | 2020-07-30 | 2020-08-07 | 2021-10-30 | LG | LG 350N1C-V5 | Solar Panels |  | 0.35 | 10 | 123 | 26 |  | Fixed | Roof
NJSTRE1545375402 |  | Transition Incentive Program | Franklin Township | 8873 | 5 | 15.08 | Residential | No | Behind the Meter | Net-metered residential rooftop and canopy |  | None | Ad Energy | PSE&G | Accepted | 2020-07-30 | 2020-08-07 | 2021-10-30 | SunPower | SPR-X21-335-BLK-E-AC | Solar Panels |  | 0.335 | 25 | 218 | 32 |  | Fixed | Roof
NJSTRE1545377969 |  | Transition Incentive Program | Brick | 8724 | 18 | 13.73 | Residential | Yes | Behind the Meter | Net-metered residential rooftop and canopy |  | None | Sunrun Installation Services, Inc. | JCP&L | Accepted | 2020-07-30 | 2020-08-07 | 2021-10-30 | LONGi Green Energy Technology Co Ltd | LR6-60HPB-305M | Solar Panels |  | 0.305 | 14 | 290 | 22 |  | Fixed | Roof
NJSTRE1545475901 |  | Transition Incentive Program | Vineland | 8360 | 20 | 7.44 | Residential | No | Behind the Meter | Net-metered residential rooftop and canopy |  | None | Bright Planet Solar | Vineland Muni Electric | Accepted | 2020-08-18 | 2020-08-20 | 2021-10-30 | SOLAR EDGE | SE5000H-USRGM | Inverters | 5000 |  | 1 |  |  | 0.98 |  | Outdoor | OUTSIDE
NJSTRE1545475929 |  | Transition Incentive Program | Sicklerville | 8081 | 14 | 8.18 | Residential | No | Behind the Meter | Net-metered residential rooftop and canopy |  | None | SunnyMac LLC | AC Electric | Accepted | 2020-08-18 | 2020-08-20 | 2021-10-30 | Enphase | IQ7XS-96-ACM-US | Inverters | 0.315 |  | 25 |  |  | 0.99 |  | Outside | Roof
NJSTRE1545475971 |  | Transition Incentive Program | Rio grande | 8242 | 21 | 7.37 | Residential | Yes | Behind the Meter | Net-metered residential rooftop and canopy |  | None | Vision Solar LLC | AC Electric | Accepted | 2020-08-18 | 2020-08-20 | 2021-10-30 | ENPHASE | IQ7-60-2-US | Inverters | 0.24 |  | 22 |  |  | 0.96 |  | Other | BEHIND EACH PANEL
NJSTRE1545476091 |  | Transition Incentive Program | SHAMONG | 8088 | 13 | 11.22 | Residential | Yes | Behind the Meter | Net-metered residential rooftop and canopy |  | None | Trinity Solar | AC Electric | Final As-Built Received | 2020-08-18 | 2020-08-20 | 2021-10-30 | Solar Edge | SE10000H-US000BNC4 | Inverters | 10000 |  | 1 |  |  | 0.97 |  | Outdoor | side of home
NJSTRE1545476099 |  | Transition Incentive Program | Cherry Hill | 8003 | 14 | 7.77 | Residential | No | Behind the Meter | Net-metered residential rooftop and canopy |  | None | Skyline Solar LLC | PSE&G | Accepted | 2020-08-18 | 2020-08-20 | 2021-10-30 | Enphase | IQ7+ | Inverters | 240 |  | 21 |  |  | 0.99 |  | Other | Under Panels
NJSTRE1545476264 |  | Transition Incentive Program | Clayton | 8312 | 15 | 12.95 | Residential | Yes | Behind the Meter | Net-metered residential rooftop and canopy |  | None | Pro Custom Solar dba Momentum Solar | AC Electric | Accepted | 2020-08-18 | 2020-08-21 | 2021-10-30 | Enphase | IQ7Plus-72-2-US | Inverters | 290 |  | 37 |  |  | 0.97 |  | Outdoor | Roof
NJSTRE1545476281 |  | Transition Incentive Program | Middletown | 7748 | 17 | 18.3 | Residential | Yes | Behind the Meter | Net-metered residential rooftop and canopy |  | None | Bright Planet Solar | JCP&L | Accepted | 2020-08-18 | 2020-08-20 | 2021-10-30 | SOLAR EDGE | SE5000H-USRGM | Inverters | 5000 |  | 1 |  |  | 0.98 |  | Outdoor | OUTSIDE
NJSTRE1545476411 |  | Transition Incentive Program | Vineland | 8361 | 20 | 6.48 | Residential | No | Behind the Meter | Net-metered residential rooftop and canopy |  | None | Bright Planet Solar | Vineland Muni Electric | Accepted | 2020-08-18 | 2020-08-21 | 2021-10-30 | SOLAR EDGE | SE6000H-USRGM | Inverters | 6000 |  | 1 |  |  | 0.98 |  | Outdoor | OUTSIDE
NJSTRE1545478163 |  | Transition Incentive Program | Lawrence Twp | 8648 | 12 | 10.4 | Residential | No | Behind the Meter | Net-metered residential rooftop and canopy |  | None | Kopp Electric Company | PSE&G | Accepted | 2020-08-19 | 2020-08-21 | 2021-10-30 | Solar Edge | SE3800H-US | Inverters | 3800 |  | 1 |  |  | 0.975 |  | Outdoor | Next to meter
NJSTRE1545478184 |  | Transition Incentive Program | Berlin | 8009 | 14 | 8.19 | Residential | No | Behind the Meter | Net-metered residential rooftop and canopy |  | None | Advanced Renewable Solutions | AC Electric | Accepted | 2020-08-19 | 2020-08-21 | 2021-10-30 | ENPHASE | IQ7-60-2-US | Inverters | 6240 |  | 26 |  |  | 0.976 |  | Outdoor | Micro-inverters are mounted to the underside of each so
NJSTRE1545478284 |  | Transition Incentive Program | Toms River | 8753 | 18 | 10.68 | Residential | Yes | Behind the Meter | Net-metered residential rooftop and canopy |  | None | Sunrun Installation Services, Inc. | JCP&L | Accepted | 2020-08-19 | 2020-08-21 | 2021-10-30 | Enphase Energy | IQ7-60-x-US (240V) | Inverters | 240 |  | 35 |  |  | 0.96 |  | Outdoor | Rooftop
NJSTRE1545478420 |  | Transition Incentive Program | Madison | 7940 | 3 | 10.38 | Residential | No | Behind the Meter | Net-metered residential rooftop and canopy |  | None | Green House Solar | Borough of Madison | Accepted | 2020-08-21 | 2020-08-21 | 2021-10-30 | Enphase | IQ 7AS | Inverters | 349 |  | 25 |  |  | 0.97 |  | Other | Panel Mounted
NJSTRE1545382542 | NJSRRE1541976884 | Transition Incentive Program | Strafford Township | 8050 | 18 | 12.75 | Residential | Yes | Behind the Meter | Net-metered residential rooftop and canopy |  | None | Vision Solar LLC | AC Electric | Accepted | 2019-08-30 | 2019-09-04 | 2021-10-30 | sunpower | e20-327-e-ac | Solar Panels |  | 0.327 | 7 | 138 | 44 |  | Fixed | Roof
NJSTRE1545478163 |  | Transition Incentive Program | Lawrence Twp | 8648 | 12 | 10.4 | Residential | No | Behind the Meter | Net-metered residential rooftop and canopy |  | None | Kopp Electric Company | PSE&G | Accepted | 2020-08-19 | 2020-08-21 | 2021-10-30 | Solar Edge | SE10000H-US | Inverters | 10000 |  | 1 |  |  | 0.975 |  | Other | Outside
NJSTRE1545478291 |  | Transition Incentive Program | MOUNT LAUREL | 8054 | 13 | 13.65 | Residential | No | Behind the Meter | Net-metered residential rooftop and canopy |  | None | Infinity Solar Systems | PSE&G | Accepted | 2020-08-19 | 2020-08-21 | 2021-10-30 | ENPHASE | IQ7-60-X-US | Inverters | 240 |  | 42 |  |  | 0.97 |  | Outside | MICROINVERTERS
NJSTRE1545478430 |  | Transition Incentive Program | Bellmawr | 8031 | 14 | 8.16 | Residential | Yes | Behind the Meter | Net-metered residential rooftop and canopy |  | PSEG | Vision Solar LLC | PSE&G | Accepted | 2020-08-19 | 2020-08-21 | 2021-10-30 | ENPHASE | IQ7-60-2-US | Inverters | 0.24 |  | 24 |  |  | 0.96 |  | Other | behind each panel
NJSTRE1545478455 |  | Transition Incentive Program | Tinton Falls | 7724 | 17 | 4.08 | Residential | No | Behind the Meter | Net-metered residential rooftop and canopy |  | None | Tesla Energy Operations Inc. | JCP&L | Accepted | 2020-08-19 | 2020-08-24 | 2021-10-30 | SolarEdge Technologies | SE3800H-US [240V] | Inverters | 3800 |  | 1 |  |  | 0.99 |  | Outside | Outside
NJSTRE1545478515 |  | Transition Incentive Program | Woolwich | 8085 | 15 | 9.6 | Residential | No | Behind the Meter | Net-metered residential rooftop and canopy |  | None | Posigen NJ LLC | AC Electric | Accepted | 2020-08-19 | 2020-08-24 | 2021-10-30 | SolarEdge | SE10000H-US | Inverters | 10000 |  | 1 |  |  | 0.99 |  | Outside | within ten feet of meter
NJSTRE1545478524 |  | Transition Incentive Program | Woolwich | 8085 | 15 | 5.12 | Residential | No | Behind the Meter | Net-metered residential rooftop and canopy |  | None | Posigen NJ LLC | AC Electric | Accepted | 2020-08-19 | 2020-08-24 | 2021-10-30 | SolarEdge | SE6000H-US | Inverters | 6000 |  | 1 |  |  | 0.99 |  | Outside | within ten feet of meter
NJSTRE1545478647 |  | Transition Incentive Program | Springfield | 7081 | 10 | 11.05 | Residential | Yes | Behind the Meter | Net-metered residential rooftop and canopy |  | None | Vivint Solar Developer, LLC | JCP&L | Accepted | 2020-08-19 | 2020-08-21 | 2021-10-30 | Solar Edge | SE7600H-US | Inverters | 7600 |  | 1 |  |  | 0.992 |  | Outdoor | Near the Utility Meter
NJSTRE1545479220 |  | Transition Incentive Program | Glassboro | 8028 | 15 | 7.82 | Residential | Yes | Behind the Meter | Net-metered residential rooftop and canopy |  | None | Vision Solar LLC | AC Electric | Accepted | 2020-08-19 | 2020-08-21 | 2021-10-30 | ENPHASE | IQ7-60-2-US | Inverters | 0.24 |  | 23 |  |  | 0.96 |  | Other | BEHIND EACH PANEL
NJSTRE1545479223 |  | Transition Incentive Program | Linden | 7036 | 10 | 5.25 | Residential | Yes | Behind the Meter | Net-metered residential rooftop and canopy |  | None | Pro Custom Solar dba Momentum Solar | PSE&G | Accepted | 2020-08-19 | 2020-08-24 | 2021-10-30 | Enphase | IQ7PLUS-72-2-US | Inverters | 290 |  | 15 |  |  | 0.97 |  | Outdoor | Roof
NJSTRE1545479274 |  | Transition Incentive Program | Sayreville | 8872 | 11 | 6.12 | Residential | No | Behind the Meter | Net-metered residential rooftop and canopy |  | None | Public Service Solar | JCP&L | Accepted | 2020-08-19 | 2020-08-24 | 2021-10-30 | Enphase | IQ7+ | Inverters | 0.29 |  | 17 |  |  | 0.96 |  | Outside | Under panels
NJSTRE1545479387 |  | Transition Incentive Program | Jersey City | 7304 | 8 | 4.88 | Residential | Yes | Behind the Meter | Net-metered residential rooftop and canopy |  | None | Sunrun Installation Services, Inc. | PSE&G | Accepted | 2020-08-19 | 2020-08-24 | 2021-10-30 | Enphase Energy | IQ7-60-x-US (240V) | Inverters | 240 |  | 16 |  |  | 0.96 |  | Outdoor | Rooftop
NJSTRE1545382553 | NJSRRE1542422599 | Transition Incentive Program | Keyport | 7735 | 17 | 5.99 | Residential | Yes | Behind the Meter | Net-metered residential rooftop and canopy |  | None | Vivint Solar Developer, LLC | JCP&L | Accepted | 2019-09-19 | 2019-09-23 | 2021-10-30 | Hanwha | Q.PEAK BLK-G5 315 | Solar Panels |  | 0.315 | 15 | 118 | 25 |  | Fixed | Roof
NJSTRE1545382559 | NJSRRE1542376823 | Transition Incentive Program | EAST BRUNSWICK | 8816 | 11 | 5.04 | Residential | Yes | Behind the Meter | Net-metered residential rooftop and canopy |  | None | Vivint Solar Developer, LLC | PSE&G | Accepted | 2019-09-10 | 2019-09-12 | 2021-10-30 | HANWHA SOLAR | Q.PEAK BLK-G5 315 | Solar Panels |  | 0.315 | 16 | 148 | 37 |  | Fixed | Roof
NJSTRE1545382605 | NJSRRE1541907807 | Transition Incentive Program | Edison | 8817 | 11 | 8.51 | Residential | Yes | Behind the Meter | Behind the Meter |  | None | Pro Custom Solar dba Momentum Solar | PSE&G | Eligible for TI Program | 2019-08-29 | 2019-09-03 | 2021-10-30 | HANWHA | Q.PEAK DUO BLK-G5 315 | Solar Panels |  | 0.315 | 13 | 138 | 20 |  | Fixed | Roof
NJSTRE1545382609 | NJSRRE1541861863 | Transition Incentive Program | ELIZABETH | 7202 | 10 | 10.05 | Residential | Yes | Behind the Meter | Behind the Meter |  | None | Pro Custom Solar dba Momentum Solar | PSE&G | Eligible for TI Program | 2019-08-20 | 2019-08-23 | 2021-10-30 | LG ELECTRONICS | LG 335N1C-V5 | Solar Panels |  | 0.335 | 3 | 336 | 19 |  | Fixed | Roof
NJSTRE1545478101 |  | Transition Incentive Program | Newark City | 7104 | 9 | 4.91 | Residential | Yes | Behind the Meter | Net-metered residential rooftop and canopy |  | None | EMT Renewables | PSE&G | Accepted | 2020-08-19 | 2020-08-21 | 2021-10-30 | Enphase | IQ7-60-2-US | Inverters | 240 |  | 15 |  |  | 0.97 |  | Outside | under panels
NJSTRE1545478126 |  | Transition Incentive Program | Plainsboro Twp | 8536 | 11 | 20.16 | Residential | No | Behind the Meter | Net-metered residential rooftop and canopy |  | None | Green Power Energy | PSE&G | Accepted | 2020-08-19 | 2020-08-21 | 2021-10-30 | Enphase Energy | IQ7PLUS-72-2-US | Inverters | 290 |  | 56 |  |  | 0.975 |  | Outside | next to meter
NJSTRE1545478185 |  | Transition Incentive Program | Hamilton | 8690 | 12 | 7.71 | Residential | Yes | Behind the Meter | Net-metered residential rooftop and canopy |  | None | Trinity Solar | PSE&G | Accepted | 2020-08-19 | 2020-08-21 | 2021-10-30 | SOLAR EDGE | SE6000H-US | Inverters | 6000 |  | 1 |  |  | 0.97 |  | Outside | SIDE OF HOME
NJSTRE1545478239 |  | Transition Incentive Program | HAZLET | 7747 | 17 | 10.54 | Residential | Yes | Behind the Meter | Net-metered residential rooftop and canopy |  | None | Trinity Solar | JCP&L | Accepted | 2020-08-19 | 2020-08-25 | 2021-10-30 | Solar Edge | SE10000H-US000BNC4 | Inverters | 10000 |  | 1 |  |  | 0.97 |  | Outdoor | side of home
NJSTRE1545478566 |  | Transition Incentive Program | Cherry Hill | 8002 | 14 | 8.51 | Residential | No | Behind the Meter | Net-metered residential rooftop and canopy |  | None | Vision Solar LLC | PSE&G | Accepted | 2020-08-19 | 2020-08-21 | 2021-10-30 | ENPHASE | IQ7-60-2-US | Inverters | 0.24 |  | 27 |  |  | 0.96 |  | Other | BEHIND EACH PANEL
NJSTRE1545479279 |  | Transition Incentive Program | Manahawkin | 8050 | 18 | 10.85 | Residential | Yes | Behind the Meter | Net-metered residential rooftop and canopy |  | None | Pro Custom Solar dba Momentum Solar | AC Electric | Accepted | 2020-08-19 | 2020-08-24 | 2021-10-30 | Enphase | IQ7PLUS-72-2-US | Inverters | 290 |  | 31 |  |  | 0.97 |  | Outdoor | Roof
NJSTRE1545481405 |  | Transition Incentive Program | Port Republic | 8241 | 19 | 5.44 | Residential | Yes | Behind the Meter | Net-metered residential rooftop and canopy |  | None | Trinity Solar | AC Electric | Accepted | 2020-08-20 | 2020-08-24 | 2021-10-30 | Solar Edge | SE5000 | Inverters | 5000 |  | 1 |  |  | 0.97 |  | Outside | side of home
NJSTRE1545481436 |  | Transition Incentive Program | Pompton lakes | 7442 | 6 | 2.04 | Residential | Yes | Behind the Meter | Net-metered residential rooftop and canopy |  | None | Vision Solar LLC | JCP&L | Accepted | 2020-08-20 | 2020-08-24 | 2021-10-30 | ENPHASE | IQ7-60-2-US | Inverters | 0.24 |  | 6 |  |  | 0.96 |  | Other | BEHIND EACH PANEL
NJSTRE1545481631 |  | Transition Incentive Program | West Caldwell | 7006 | 9 | 4.96 | Residential | Yes | Behind the Meter | Net-metered residential rooftop and canopy |  | None | Sunrun Installation Services, Inc. | PSE&G | Accepted | 2020-08-20 | 2020-08-24 | 2021-10-30 | Enphase Energy | IQ7-60-x-US (240V) | Inverters | 240 |  | 16 |  |  | 0.96 |  | Outdoor | Rooftop
NJSTRE1545481641 |  | Transition Incentive Program | Lodi | 7644 | 7 | 5.1 | Residential | Yes | Behind the Meter | Net-metered residential rooftop and canopy |  | None | Trinity Solar | PSE&G | Accepted | 2020-08-20 | 2020-08-24 | 2021-10-30 | SOLAR EDGE | SE3800H-US | Inverters | 3800 |  | 1 |  |  | 0.97 |  | Outside | SIDE OF HOME
NJSTRE1545481765 |  | Transition Incentive Program | ROCKAWAY | 7866 | 3 | 8.58 | Residential | Yes | Behind the Meter | Net-metered residential rooftop and canopy |  | None | Vivint Solar Developer, LLC | JCP&L | Accepted | 2020-08-21 | 2020-08-25 | 2021-10-30 | Enphase | M215-60-2LL-S22-IG | Inverters | 215 |  | 33 |  |  | 0.96 |  | Outdoor | Underneath each module
NJSTRE1545382565 | NJSRRE1542314731 | Transition Incentive Program | Kearny | 7032 | 8 | 9.3 | Residential | No | Behind the Meter | Behind the Meter |  | None | Maier Solar Engineering dba Solar Me | PSE&G | Eligible for TI Program | 2019-09-06 | 2019-09-10 | 2021-10-30 | Hyundai | HiS-S300MG | Solar Panels |  | 0.3 | 4 | 213 | 35 |  | Fixed | Roof
NJSTRE1545382568 | NJSRRE1542394947 | Transition Incentive Program | South Plainfield | 7080 | 11 | 12.29 | Residential | Yes | Behind the Meter | Net-metered residential rooftop and canopy |  | None | Suntuity Solar LLC | PSE&G | Accepted | 2019-09-13 | 2019-09-17 | 2021-10-30 | Yingli Green Energy | YL315D-30b | Solar Panels |  | 0.315 | 21 | 66 | 8 |  | Fixed | Roof
NJSTRE1545382570 | NJSRRE1542081707 | Transition Incentive Program | ROSELLE | 7203 | 10 | 5.36 | Residential | Yes | Behind the Meter | Net-metered residential rooftop and canopy |  | None | Vivint Solar Developer, LLC | PSE&G | Accepted | 2019-09-03 | 2019-09-06 | 2021-10-30 | HANWHA SOLAR | Q.PEAK BLK-G5 315 | Solar Panels |  | 0.315 | 10 | 134 | 15 |  | Fixed | Roof
NJSTRE1545382575 | NJSRRE1541861879 | Transition Incentive Program | Beachwood | 8722 | 18 | 8.19 | Residential | Yes | Behind the Meter | Net-metered residential rooftop and canopy |  | None | Vivint Solar Developer, LLC | JCP&L | Accepted | 2019-09-04 | 2019-09-04 | 2021-10-30 | Hanwha Solar | Q.PEAK BLK-G5 315 | Solar Panels |  | 0.315 | 18 | 216 | 20 |  | Fixed | Roof
NJSTRE1545382588 | NJSRRE1541880808 | Transition Incentive Program | Fanwood | 7023 | 10 | 10.92 | Residential | Yes | Behind the Meter | Behind the Meter |  | None | Code Green Solar, LLC | PSE&G | Eligible for TI Program | 2019-08-28 | 2019-09-16 | 2021-10-30 | Trina Solar | Trina Solar 295 Mono | Solar Panels |  | 0.295 | 7 | 37 | 24 |  | Fixed | Roof
NJSTRE1545382596 | NJSRRE1541877915 | Transition Incentive Program | North Plainfield | 7063 | 10 | 6.67 | Residential | Yes | Behind the Meter | Behind the Meter |  | None | Sunrun Installation Services, Inc. | PSE&G | Eligible for TI Program | 2019-08-22 | 2019-08-27 | 2021-10-30 | REC Solar | REC290TP2 BLK | Solar Panels |  | 0.29 | 3 | 325 | 40 |  | Fixed | Roof
NJSTRE1545479955 |  | Transition Incentive Program | Scotch Plains TWP | 7076 | 10 | 16.32 | Residential | No | Behind the Meter | Net-metered residential rooftop and canopy |  | None | Tesla Energy Operations Inc. | PSE&G | Accepted | 2020-08-19 | 2020-08-24 | 2021-10-30 | SolarEdge Technologies | SE7600H-US [240V] | Inverters | 7600 |  | 2 |  |  | 0.99 |  | Indoor | Inside
NJSTRE1545479956 |  | Transition Incentive Program | Barnegat | 8005 | 18 | 9.46 | Residential | Yes | Behind the Meter | Net-metered residential rooftop and canopy |  | None | Sunrun Installation Services, Inc. | AC Electric | Accepted | 2020-08-19 | 2020-08-24 | 2021-10-30 | Enphase Energy | IQ7-60-x-US (240V) | Inverters | 240 |  | 31 |  |  | 0.96 |  | Outdoor | Rooftop
NJSTRE1545481700 |  | Transition Incentive Program | Edison | 8817 | 11 | 6.6 | Residential | No | Behind the Meter | Net-metered residential rooftop and canopy |  | None | Powerlutions | PSE&G | Accepted | 2020-08-20 | 2020-08-24 | 2021-10-30 | SolarEdge | SE5000H-US | Inverters | 5 |  | 1 |  |  | 0.99 |  | Outdoor | Near Meter
NJSTRE1545481842 |  | Transition Incentive Program | Wharton | 7885 | 3 | 14.28 | Residential | Yes | Behind the Meter | Net-metered residential rooftop and canopy |  | None | Vision Solar LLC | JCP&L | Accepted | 2020-08-20 | 2020-08-24 | 2021-10-30 | ENPHASE | IQ7-60-2-US | Inverters | 0.24 |  | 42 |  |  | 0.96 |  | Other | BEHIND EACH PANEL
NJSTRE1545481883 |  | Transition Incentive Program | Princeton | 8540 | 12 | 3.4 | Residential | Yes | Behind the Meter | Net-metered residential rooftop and canopy |  | None | Trinity Solar | PSE&G | Accepted | 2020-08-20 | 2020-08-25 | 2021-10-30 | SOLAR EDGE | SE3000H-US | Inverters | 3000 |  | 1 |  |  | 0.97 |  | Outdoor | SIDE OF HOME
NJSTRE1545481910 |  | Transition Incentive Program | Bound Brook | 8805 | 5 | 5.25 | Residential | Yes | Behind the Meter | Net-metered residential rooftop and canopy |  | None | Pro Custom Solar dba Momentum Solar | PSE&G | Accepted | 2020-08-20 | 2020-08-25 | 2021-10-30 | Enphase | IQ7PLUS-72-2-US | Inverters | 290 |  | 15 |  |  | 0.97 |  | Outdoor | Roof
NJSTRE1545481931 |  | Transition Incentive Program | Mount Ephraim | 8059 | 14 | 10.88 | Residential | Yes | Behind the Meter | Net-metered residential rooftop and canopy |  | None | Trinity Solar | PSE&G | Accepted | 2020-08-20 | 2020-08-25 | 2021-10-30 | Solar Edge | SE10000 | Inverters | 10000 |  | 1 |  |  | 0.97 |  | Outside | side of home
NJSTRE1545478331 |  | Transition Incentive Program | Paramus | 7652 | 7 | 6.12 | Residential | Yes | Behind the Meter | Net-metered residential rooftop and canopy |  | PSEG | Vision Solar LLC | PSE&G | Accepted | 2020-08-19 | 2020-08-21 | 2021-10-30 | ENPHASE | IQ7-60-2-US | Inverters | 0.24 |  | 18 |  |  | 0.96 |  | Other | behind each panel
NJSTRE1545478336 |  | Transition Incentive Program | WEEHAWKEN | 7086 | 8 | 4.88 | Residential | No | Behind the Meter | Net-metered residential rooftop and canopy |  | None | Sunrun Installation Services, Inc. | PSE&G | Accepted | 2020-08-19 | 2020-08-21 | 2021-10-30 | Delta Electronics | M4-TL-US | Inverters | 4000 |  | 1 |  |  | 0.99 |  | Outdoor | Exterior Wall
NJSTRE1545382534 | NJSRRE1541987047 | Transition Incentive Program | Ventnor | 8406 | 19 | 9 | Residential | No | Behind the Meter | Net-metered residential rooftop and canopy |  | None | Bright Planet Solar | AC Electric | Accepted |  | 2019-09-05 | 2021-10-30 | Trina Solar | TSM-DD05A.18(II) 300W | Solar Panels |  | 0.3 | 9 | 57 | 18 |  | Fixed | Roof
NJSTRE1545382535 | NJSRRE1541897472 | Transition Incentive Program | Point Pleasant | 8742 | 18 | 13.86 | Residential | No | Behind the Meter | Net-metered residential rooftop and canopy |  | None | Suntuity Solar LLC | JCP&L | Accepted | 2019-08-29 | 2019-09-03 | 2021-10-30 | Yingli Green Energy | YL315D-30b | Solar Panels |  | 0.315 | 8 | 111 | 33 |  | Fixed | Roof
NJSTRE1545382539 | NJSRRE1541871860 | Transition Incentive Program | Cliffwood | 7721 | 17 | 7.04 | Residential | Yes | Behind the Meter | Behind the Meter |  | None | Skyline Solar, LLC | JCP&L | Eligible for TI Program | 2019-08-21 | 2019-08-26 | 2021-10-30 | Hanwha Q-Cells | Q.PEAK DUO-G5 320 | Solar Panels |  | 0.32 | 22 | 250,70 | 41 |  | Fixed | Roof
NJSTRE1545382544 | NJSRRE1541891209 | Transition Incentive Program | MILLVILLE | 8332 | 20 | 5.99 | Residential | Yes | Behind the Meter | Net-metered residential rooftop and canopy |  | None | Vivint Solar Developer, LLC | AC Electric | Accepted | 2019-09-03 | 2019-09-04 | 2021-10-30 | Hanwha Solar | Q.PEAK BLK-G5 315 | Solar Panels |  | 0.315 | 19 | 58 | 20 |  | Fixed | Roof
NJSTRE1545382550 | NJSRRE1541861740 | Transition Incentive Program | Williamstown | 8094 | 15 | 8.68 | Residential | Yes | Behind the Meter | Net-metered residential rooftop and canopy |  | None | Suntuity Solar LLC | AC Electric | Accepted | 2019-08-20 | 2019-08-23 | 2021-10-30 | Yingli Green Energy | YL310D-30b | Solar Panels |  | 0.31 | 22 | 212 | 34 |  | Fixed | Roof
NJSTRE1545382551 | NJSRRE1542409009 | Transition Incentive Program | Toms River | 8755 | 18 | 10.23 | Residential | No | Behind the Meter | Net-metered residential rooftop and canopy |  | None | Powerlutions | JCP&L | Accepted |  | 2019-09-18 | 2021-10-30 | Axitec | AC-310P/156-72S | Solar Panels |  | 0.31 | 33 | 201 | 20 |  | Fixed | Roof
NJSTRE1545382556 | NJSRRE1541989793 | Transition Incentive Program | Sicklerville | 8081 | 14 | 7.88 | Residential | Yes | Behind the Meter | Net-metered residential rooftop and canopy |  | None | Vivint Solar Developer, LLC | AC Electric | Accepted | 2019-09-04 | 2019-09-05 | 2021-10-30 | HANWHA SOLAR | Q.PEAK BLK-G5 315 | Solar Panels |  | 0.315 | 19 | 39 | 33 |  | Fixed | Roof
NJSTRE1545382556 | NJSRRE1541989793 | Transition Incentive Program | Sicklerville | 8081 | 14 | 7.88 | Residential | Yes | Behind the Meter | Net-metered residential rooftop and canopy |  | None | Vivint Solar Developer, LLC | AC Electric | Accepted | 2019-09-04 | 2019-09-05 | 2021-10-30 | HANWHA SOLAR | Q.PEAK BLK-G5 315 | Solar Panels |  | 0.315 | 6 | 39 | 33 |  | Fixed | Roof
NJSTRE1545382564 | NJSRRE1542412245 | Transition Incentive Program | Somers Point | 8244 | 19 | 13.02 | Residential | Yes | Behind the Meter | Behind the Meter |  | None | All Season Solar | AC Electric | Eligible for TI Program | 2019-09-17 | 2019-09-19 | 2021-10-30 | Trina | TSM DD05A.05II 310W AUG 2019 | Solar Panels |  | 0.31 | 42 | 206 | 19 |  | Fixed | Roof
NJSTRE1545382573 | NJSRRE1541938485 | Transition Incentive Program | Bayville | 8721 | 18 | 20.59 | Residential | Yes | Behind the Meter | Behind the Meter |  | None | Sunrun Installation Services, Inc. | JCP&L | Eligible for TI Program | 2019-08-29 | 2019-09-04 | 2021-10-30 | REC Solar | REC290TP2 BLK | Solar Panels |  | 0.29 | 38 | 355 | 23 |  | Fixed | Roof
NJSTRE1545382584 | NJSRRE1541888061 | Transition Incentive Program | Old Bridge | 8857 | 11 | 14.21 | Residential | Yes | Behind the Meter | Behind the Meter |  | None | Sunrun Installation Services, Inc. | JCP&L | Eligible for TI Program | 2019-08-27 | 2019-08-29 | 2021-10-30 | REC Solar | REC290TP2 BLK | Solar Panels |  | 0.29 | 23 | 146 | 18 |  | Fixed | Roof
NJSTRE1545382586 | NJSRRE1542409017 | Transition Incentive Program | Barnegat | 8005 | 18 | 12.4 | Residential | Yes | Behind the Meter | Behind the Meter |  | None | All Season Solar | JCP&L | Eligible for TI Program | 2019-09-16 | 2019-09-18 | 2021-10-30 | Trina | TSM DD05A.05II 310W AUG 2019 | Solar Panels |  | 0.31 | 13 | 127 | 26 |  | Fixed | Roof
NJSTRE1545382586 | NJSRRE1542409017 | Transition Incentive Program | Barnegat | 8005 | 18 | 12.4 | Residential | Yes | Behind the Meter | Behind the Meter |  | None | All Season Solar | JCP&L | Eligible for TI Program | 2019-09-16 | 2019-09-18 | 2021-10-30 | Trina | TSM DD05A.05II 310W AUG 2019 | Solar Panels |  | 0.31 | 15 | 127 | 26 |  | Fixed | Roof
NJSTRE1545382595 | NJSRRE1542416587 | Transition Incentive Program | Sicklerville | 8081 | 14 | 3.78 | Residential | Yes | Behind the Meter | Behind the Meter |  | None | Trinity Solar | AC Electric | Eligible for TI Program | 2019-09-18 | 2019-09-20 | 2021-10-30 | Hanwha | Q.PEAK DUO BLK-G5 315 | Solar Panels |  | 0.315 | 12 | 220 | 27 |  | Fixed | Roof
NJSTRE1545382601 | NJSRRE1541880814 | Transition Incentive Program | BLOOMFIELD | 7003 | 9 | 8.51 | Residential | Yes | Behind the Meter | Net-metered residential rooftop and canopy |  | None | Vivint Solar Developer, LLC | PSE&G | Accepted | 2019-08-28 | 2019-08-29 | 2021-10-30 | Hanwha Solar | Q.PEAK BLK-G5 315 | Solar Panels |  | 0.315 | 16 | 112 | 33 |  | Fixed | Roof
NJSTRE1545478087 |  | Transition Incentive Program | Mount Laurel | 8054 | 13 | 7.48 | Residential | Yes | Behind the Meter | Net-metered residential rooftop and canopy |  | None | Trinity Solar | PSE&G | Accepted | 2020-08-19 | 2020-08-21 | 2021-10-30 | SOLAR EDGE | SE6000H-US | Inverters | 6000 |  | 1 |  |  | 0.97 |  | Outdoor | SIDE OF HOME
NJSTRE1545478105 |  | Transition Incentive Program | Somerset | 8873 | 5 | 18.02 | Residential | No | Behind the Meter | Net-metered residential rooftop and canopy |  | None | Trinity Solar | PSE&G | Accepted | 2020-08-19 | 2020-08-21 | 2021-10-30 | SOLAR EDGE | SE6000H-US | Inverters | 6000 |  | 1 |  |  | 0.97 |  | Outside | SIDE OF HOME
NJSTRE1545478149 |  | Transition Incentive Program | Bloomfield | 7003 | 9 | 3.15 | Residential | Yes | Behind the Meter | Net-metered residential rooftop and canopy |  | None | Pro Custom Solar dba Momentum Solar | PSE&G | Accepted | 2020-08-19 | 2020-08-21 | 2021-10-30 | Enphase | IQ7PLUS-72-2-US | Inverters | 290 |  | 9 |  |  | 0.97 |  | Outdoor | Roof
NJSTRE1545478173 |  | Transition Incentive Program | Hillside | 7205 | 10 | 6.4 | Residential | No | Behind the Meter | Net-metered residential rooftop and canopy |  | None | New Jersey Suntech | PSE&G | Accepted | 2020-08-19 | 2020-08-21 | 2021-10-30 | Solaredge | SE5000-US | Inverters | 5000 |  | 1 |  |  | 0.97 |  | Outside | Side of house next to meter
NJSTRE1545478221 |  | Transition Incentive Program | Passaic | 7055 | 6 | 5.36 | Residential | Yes | Behind the Meter | Net-metered residential rooftop and canopy |  | None | Trinity Solar | PSE&G | Accepted | 2020-08-19 | 2020-08-21 | 2021-10-30 | Solar Edge | SE5000 | Inverters | 5000 |  | 1 |  |  | 0.97 |  | Outside | side of home
NJSTRE1545478409 |  | Transition Incentive Program | Millville | 8332 | 20 | 5.25 | Residential | Yes | Behind the Meter | Net-metered residential rooftop and canopy |  | None | Pro Custom Solar dba Momentum Solar | AC Electric | Accepted | 2020-08-19 | 2020-08-21 | 2021-10-30 | Enphase | IQ7PLUS-72-2-US | Inverters | 290 |  | 15 |  |  | 0.97 |  | Outdoor | Roof
NJSTRE1545478486 |  | Transition Incentive Program | Atlantic City | 8401 | 19 | 9.6 | Residential | No | Behind the Meter | Net-metered residential rooftop and canopy |  | None | Posigen NJ LLC | AC Electric | Accepted | 2020-08-19 | 2020-08-21 | 2021-10-30 | SolarEdge | SE10000H-US | Inverters | 10000 |  | 1 |  |  | 0.99 |  | Outside | within ten feet of meter
NJSTRE1545478538 |  | Transition Incentive Program | Clementon | 8021 | 14 | 5.7 | Residential | Yes | Behind the Meter | Net-metered residential rooftop and canopy |  | None | Pro Custom Solar dba Momentum Solar | PSE&G | Accepted | 2020-08-19 | 2020-08-21 | 2021-10-30 | Enphase | IQ7-60-2-US | Inverters | 240 |  | 17 |  |  | 0.97 |  | Outdoor | Roof
NJSTRE1545382545 | NJSRRE1541888342 | Transition Incentive Program | Ridgefield | 7657 | 7 | 17.2 | Residential | Yes | Behind the Meter | Net-metered residential rooftop and canopy |  | None | SunPower Corporation, Systems | PSE&G | Accepted |  | 2019-08-30 | 2021-10-30 | SUNPOWER | SPR-A400-G-AC | Solar Panels |  | 0.4 | 24 | 216 | 27 |  | Fixed | Roof
NJSTRE1545382555 | NJSRRE1542377447 | Transition Incentive Program | Green Brook Township | 8812 | 11 | 14.79 | Residential | No | Behind the Meter | Behind the Meter |  | None | Sunrun Installation Services, Inc. | PSE&G | Eligible for TI Program | 2019-09-10 | 2019-09-12 | 2021-10-30 | REC Solar | REC290TP2 BLK | Solar Panels |  | 0.29 | 20 | 229 | 37 |  | Fixed | Roof
NJSTRE1545382555 | NJSRRE1542377447 | Transition Incentive Program | Green Brook Township | 8812 | 11 | 14.79 | Residential | No | Behind the Meter | Behind the Meter |  | None | Sunrun Installation Services, Inc. | PSE&G | Eligible for TI Program | 2019-09-10 | 2019-09-12 | 2021-10-30 | REC Solar | REC290TP2 BLK | Solar Panels |  | 0.29 | 23 | 49 | 37 |  | Fixed | Roof
NJSTRE1545382558 | NJSRRE1542393335 | Transition Incentive Program | Irvington | 7111 | 9 | 7.71 | Residential | Yes | Behind the Meter | Behind the Meter |  | None | Pro Custom Solar dba Momentum Solar | PSE&G | Eligible for TI Program | 2019-09-12 | 2019-09-16 | 2021-10-30 | LG ELECTRONICS | LG 335N1C-V5 | Solar Panels |  | 0.335 | 4 | 37 | 20 |  | Fixed | Roof
NJSTRE1545382567 | NJSRRE1541880965 | Transition Incentive Program | Elizabeth | 7202 | 10 | 9.57 | Residential | Yes | Behind the Meter | Behind the Meter |  | None | Sunrun Installation Services, Inc. | PSE&G | Eligible for TI Program | 2019-08-23 | 2019-08-28 | 2021-10-30 | REC Solar | REC290TP2 BLK | Solar Panels |  | 0.29 | 5 | 308 | 23 |  | Fixed | Roof
NJSTRE1545382568 | NJSRRE1542394947 | Transition Incentive Program | South Plainfield | 7080 | 11 | 12.29 | Residential | Yes | Behind the Meter | Net-metered residential rooftop and canopy |  | None | Suntuity Solar LLC | PSE&G | Accepted | 2019-09-13 | 2019-09-17 | 2021-10-30 | Yingli Green Energy | YL315D-30b | Solar Panels |  | 0.315 | 18 | 246 | 8 |  | Fixed | Roof
NJSTRE1545382570 | NJSRRE1542081707 | Transition Incentive Program | ROSELLE | 7203 | 10 | 5.36 | Residential | Yes | Behind the Meter | Net-metered residential rooftop and canopy |  | None | Vivint Solar Developer, LLC | PSE&G | Accepted | 2019-09-03 | 2019-09-06 | 2021-10-30 | HANWHA SOLAR | Q.PEAK BLK-G5 315 | Solar Panels |  | 0.315 | 7 | 314 | 41 |  | Fixed | Roof
NJSTRE1545382571 | NJSRRE1541907837 | Transition Incentive Program | Hillsdale | 7642 | 7 | 9.72 | Residential | Yes | Behind the Meter | Behind the Meter |  | None | Pro Custom Solar dba Momentum Solar | PSE&G | Eligible for TI Program | 2019-08-29 | 2019-09-03 | 2021-10-30 | LG ELECTRONICS | LG 335N1C-V5 | Solar Panels |  | 0.335 | 14 | 352 | 7 |  | Fixed | Roof
NJSTRE1545382476 |  | Transition Incentive Program | Avenel | 7001 | 11 | 3.5 | Residential | Yes | Behind the Meter | Net-metered residential rooftop and canopy |  | None | Pro Custom Solar dba Momentum Solar | PSE&G | Accepted | 2020-07-31 | 2020-08-07 | 2021-10-30 | LG ELECTRONICS | LG 350N1C-V5 | Solar Panels |  | 0.35 | 5 | 91 | 28 |  | Fixed | Roof
NJSTRE1545382580 | NJSRRE1542389713 | Transition Incentive Program | FREEHOLD | 7728 | 17 | 12.29 | Residential | Yes | Behind the Meter | Net-metered residential rooftop and canopy |  | None | Vivint Solar Developer, LLC | JCP&L | Accepted | 2019-09-11 | 2019-09-13 | 2021-10-30 | Hanwha Solar | Q.PEAK BLK-G5 315 | Solar Panels |  | 0.315 | 6 | 154 | 44 |  | Fixed | Roof
NJSTRE1545382581 | NJSRRE1541989848 | Transition Incentive Program | CAPE MAY CH | 8210 | 21 | 4.1 | Residential | Yes | Behind the Meter | Net-metered residential rooftop and canopy |  | None | Vivint Solar Developer, LLC | AC Electric | Accepted | 2019-09-03 | 2019-09-05 | 2021-10-30 | HANWHA | SOLAR Q.PEAK BLK-G5 315 | Solar Panels |  | 0.315 | 13 | 29 | 28 |  | Fixed | Roof
NJSTRE1545382587 | NJSRRE1541884692 | Transition Incentive Program | Vineland | 8360 | 20 | 4.5 | Residential | No | Behind the Meter | Net-metered residential rooftop and canopy |  | None | Bright Planet Solar | Vineland Muni Electric | Accepted |  | 2019-08-29 | 2021-10-30 | Trina Solar | TSM-DD05A.18(II) 300W | Solar Panels |  | 0.3 | 2 | 208 | 30 |  | Fixed | Roof
NJSTRE1545377979 |  | Transition Incentive Program | TEANECK TWP | 7666 | 7 | 9.61 | Residential | No | Behind the Meter | Net-metered residential rooftop and canopy |  | None | Sunrun Installation Services, Inc. | PSE&G | Accepted | 2020-07-30 | 2020-08-07 | 2021-10-30 | LONGi Green Energy Technology Co Ltd | LR6-60HPB-310M | Solar Panels |  | 0.31 | 20 | 107 | 27 |  | Fixed | Roof
NJSTRE1545378347 |  | Transition Incentive Program | Evesham Township | 8053 | 13 | 7.25 | Residential | Yes | Behind the Meter | Net-metered residential rooftop and canopy |  | None | Suntuity Solar LLC | PSE&G | Accepted | 2020-07-31 | 2020-08-07 | 2021-10-30 | Longi | LR6-60HPB-315M | Solar Panels |  | 0.315 | 4 | 152 | 31 |  | Fixed | Roof
NJSTRE1545378412 |  | Transition Incentive Program | Franklinville | 8322 | 15 | 6.12 | Residential | No | Behind the Meter | Net-metered residential rooftop and canopy |  | None | Trinity Solar | AC Electric | Accepted | 2020-07-31 | 2020-08-07 | 2021-10-30 | Hanwha | Q.PEAK DUO BLK-G6 340 | Solar Panels |  | 0.34 | 18 | 179 | 17 |  | Fixed | Roof
NJSTRE1545378416 |  | Transition Incentive Program | Woodbridge Township | 7001 | 11 | 7.85 | Residential | No | Behind the Meter | Net-metered residential rooftop and canopy |  | None | SunPower Capital, LLC | PSE&G | Accepted | 2020-07-31 | 2020-08-07 | 2021-10-30 | SunPower | SPR-E20-327-E-AC | Solar Panels |  | 0.327 | 24 | 100 | 19 |  | Fixed | Roof
NJSTRE1545378433 |  | Transition Incentive Program | Berlin | 8009 | 14 | 12.24 | Residential | No | Behind the Meter | Net-metered residential rooftop and canopy |  | None | Impact Solar LLC | AC Electric | Final As-Built Received | 2020-07-31 | 2020-08-07 | 2021-10-30 | hanwha | Q.PEAKDUO-G5340 | Solar Panels |  | 0.34 | 8 | 176 | 45 |  | Fixed | Roof
NJSTRE1545378433 |  | Transition Incentive Program | Berlin | 8009 | 14 | 12.24 | Residential | No | Behind the Meter | Net-metered residential rooftop and canopy |  | None | Impact Solar LLC | AC Electric | Final As-Built Received | 2020-07-31 | 2020-08-07 | 2021-10-30 | hanwha | Q.PEAKDUO-G5340 | Solar Panels |  | 0.34 | 28 | 266 | 34 |  | Fixed | Roof
NJSTRE1545378472 |  | Transition Incentive Program | Mayslanding | 8330 | 19 | 7.82 | Residential | Yes | Behind the Meter | Net-metered residential rooftop and canopy |  | ACE | Vision Solar LLC | AC Electric | Accepted | 2020-07-31 | 2020-08-17 | 2021-10-30 | HANWHA Q-CELLS | Q.PEAK DUO-G6 340 | Solar Panels |  | 0.34 | 17 | 174 | 20 |  | Fixed | Roof
NJSTRE1545378503 |  | Transition Incentive Program | Ridgefield Park | 7660 | 7 | 6.46 | Residential | Yes | Behind the Meter | Net-metered residential rooftop and canopy |  | None | Trinity Solar | PSE&G | Accepted | 2020-07-31 | 2020-08-07 | 2021-10-30 | Hanwha | Q.PEAK DUO BLK-G6 340 | Solar Panels |  | 0.34 | 6 | 285 | 34 |  | Fixed | Roof
NJSTRE1545378503 |  | Transition Incentive Program | Ridgefield Park | 7660 | 7 | 6.46 | Residential | Yes | Behind the Meter | Net-metered residential rooftop and canopy |  | None | Trinity Solar | PSE&G | Accepted | 2020-07-31 | 2020-08-07 | 2021-10-30 | Hanwha | Q.PEAK DUO BLK-G6 340 | Solar Panels |  | 0.34 | 2 | 285 | 30 |  | Fixed | Roof
NJSTRE1545378515 |  | Transition Incentive Program | Pleasantville | 8232 | 19 | 5.78 | Residential | Yes | Behind the Meter | Net-metered residential rooftop and canopy |  | None | Trinity Solar | AC Electric | Accepted | 2020-07-31 | 2020-08-07 | 2021-10-30 | Hanwha | Q.PEAK DUO BLK-G6 340 | Solar Panels |  | 0.34 | 7 | 26 | 27 |  | Fixed | Roof
NJSTRE1545378521 |  | Transition Incentive Program | Fair Lawn | 7410 | 7 | 5.78 | Residential | No | Behind the Meter | Net-metered residential rooftop and canopy |  | PSEG | Vision Solar LLC | PSE&G | Accepted | 2020-07-31 | 2020-08-07 | 2021-10-30 | HANWHA Q-CELLS | Q.PEAK DUO-G6 340 | Solar Panels |  | 0.34 | 13 | 160 | 33 |  | Fixed | Roof
NJSTRE1545381235 |  | Transition Incentive Program | Clifton | 7013 | 6 | 5.12 | Residential | Yes | Behind the Meter | Net-metered residential rooftop and canopy |  | None | Trinity Solar | PSE&G | Final As-Built Received | 2020-07-31 | 2020-08-07 | 2021-10-30 | Hanwha | Q.PEAK DUO BLK-G5 320 | Solar Panels |  | 0.32 | 7 | 290 | 27 |  | Fixed | Roof
NJSTRE1545382567 | NJSRRE1541880965 | Transition Incentive Program | Elizabeth | 7202 | 10 | 9.57 | Residential | Yes | Behind the Meter | Behind the Meter |  | None | Sunrun Installation Services, Inc. | PSE&G | Eligible for TI Program | 2019-08-23 | 2019-08-28 | 2021-10-30 | REC Solar | REC290TP2 BLK | Solar Panels |  | 0.29 | 17 | 219 | 23 |  | Fixed | Roof
NJSTRE1545382576 | NJSRRE1541861995 | Transition Incentive Program | TOMS RIVER | 8757 | 18 | 2.52 | Residential | Yes | Behind the Meter | Net-metered residential rooftop and canopy |  | None | Vivint Solar Developer, LLC | JCP&L | Accepted | 2019-08-20 | 2019-08-26 | 2021-10-30 | Hanwha Solar | Q.PEAK BLK-G5 315 | Solar Panels |  | 0.315 | 5 | 107 | 25 |  | Fixed | Roof
NJSTRE1545382577 | NJSRRE1542389872 | Transition Incentive Program | North Brunswick, | 8902 | 11 | 9.77 | Residential | Yes | Behind the Meter | Behind the Meter |  | None | Pro Custom Solar dba Momentum Solar | PSE&G | Eligible for TI Program | 2019-09-11 | 2019-09-13 | 2021-10-30 | HANWHA | Q.PEAK DUO BLK-G5 315 | Solar Panels |  | 0.315 | 11 | 112 | 13 |  | Fixed | Roof
NJSTRE1545382582 | NJSRRE1542381830 | Transition Incentive Program | Newfield | 8344 | 15 | 5.67 | Residential | Yes | Behind the Meter | Net-metered residential rooftop and canopy |  | None | Suntuity Solar LLC | Vineland Muni Electric | Accepted | 2019-09-11 | 2019-09-12 | 2021-10-30 | Yingli Green Energy | YL315D-30b | Solar Panels |  | 0.315 | 18 | 209 | 25 |  | Fixed | Roof
NJSTRE1545382583 | NJSRRE1541976922 | Transition Incentive Program | Perth Amboy | 8861 | 11 | 5.36 | Residential | Yes | Behind the Meter | Behind the Meter |  | None | Pro Custom Solar dba Momentum Solar | PSE&G | Eligible for TI Program | 2019-08-30 | 2019-09-04 | 2021-10-30 | HANWHA | Q.PEAK DUO BLK-G5 315 | Solar Panels |  | 0.315 | 6 | 110 | 21 |  | Fixed | Roof
NJSTRE1545382586 | NJSRRE1542409017 | Transition Incentive Program | Barnegat | 8005 | 18 | 12.4 | Residential | Yes | Behind the Meter | Behind the Meter |  | None | All Season Solar | JCP&L | Eligible for TI Program | 2019-09-16 | 2019-09-18 | 2021-10-30 | Trina | TSM DD05A.05II 310W AUG 2019 | Solar Panels |  | 0.31 | 5 | 307 | 6 |  | Fixed | Roof
NJSTRE1545382592 | NJSRRE1541989099 | Transition Incentive Program | Hamilton Twp Mer | 8619 | 12 | 5.22 | Residential | Yes | Behind the Meter | Behind the Meter |  | None | Sunrun Installation Services, Inc. | PSE&G | Eligible for TI Program | 2019-08-31 | 2019-09-05 | 2021-10-30 | REC Solar | REC290TP2 BLK | Solar Panels |  | 0.29 | 10 | 25 | 14 |  | Fixed | Roof
NJSTRE1545382596 | NJSRRE1541877915 | Transition Incentive Program | North Plainfield | 7063 | 10 | 6.67 | Residential | Yes | Behind the Meter | Behind the Meter |  | None | Sunrun Installation Services, Inc. | PSE&G | Eligible for TI Program | 2019-08-22 | 2019-08-27 | 2021-10-30 | REC Solar | REC290TP2 BLK | Solar Panels |  | 0.29 | 5 | 55 | 43 |  | Fixed | Roof
NJSTRE1545382600 | NJSRRE1542413114 | Transition Incentive Program | Linden | 7036 | 10 | 13.05 | Residential | No | Behind the Meter | Behind the Meter |  | None | Sunrun Installation Services, Inc. | PSE&G | Eligible for TI Program | 2019-09-17 | 2019-09-20 | 2021-10-30 | REC Solar | REC290TP2 BLK | Solar Panels |  | 0.29 | 5 | 218 | 18 |  | Fixed | Roof
NJSTRE1545382601 | NJSRRE1541880814 | Transition Incentive Program | BLOOMFIELD | 7003 | 9 | 8.51 | Residential | Yes | Behind the Meter | Net-metered residential rooftop and canopy |  | None | Vivint Solar Developer, LLC | PSE&G | Accepted | 2019-08-28 | 2019-08-29 | 2021-10-30 | Hanwha Solar | Q.PEAK BLK-G5 315 | Solar Panels |  | 0.315 | 11 | 112 | 33 |  | Fixed | Roof
NJSTRE1545382607 | NJSRRE1541861999 | Transition Incentive Program | New Milford | 7646 | 7 | 8.82 | Residential | Yes | Behind the Meter | Net-metered residential rooftop and canopy |  | None | Vivint Solar Developer, LLC | PSE&G | Accepted | 2019-08-23 | 2019-08-26 | 2021-10-30 | Hanwha Solar | Q.PEAK BLK-G5 315 | Solar Panels |  | 0.315 | 13 | 264 | 47 |  | Fixed | Roof
NJSTRE1545382612 | NJSRRE1542249456 | Transition Incentive Program | Piscataway | 8854 | 11 | 11.06 | Residential | Yes | Behind the Meter | Behind the Meter |  | None | Pro Custom Solar dba Momentum Solar | PSE&G | Eligible for TI Program | 2019-09-05 | 2019-09-10 | 2021-10-30 | LG ELECTRONICS | LG 335N1C-V5 | Solar Panels |  | 0.335 | 33 | 157 | 26 |  | Fixed | Roof
NJSTRE1545476250 |  | Transition Incentive Program | Monroe Township | 8094 | 15 | 9.38 | Residential | No | Behind the Meter | Net-metered residential rooftop and canopy |  | None | Ad Energy | AC Electric | Accepted | 2020-08-18 | 2020-08-20 | 2021-10-30 | Enphase Energy | IQ7XS-96-ACM-US | Inverters | 315 |  | 28 |  |  | 0.975 |  | Outdoor | At each panel
NJSTRE1545476272 |  | Transition Incentive Program | Pompton Lakes | 7442 | 6 | 12.43 | Residential | Yes | Behind the Meter | Net-metered residential rooftop and canopy |  | None | Ad Energy | JCP&L | Accepted | 2020-08-18 | 2020-08-21 | 2021-10-30 | Enphase Energy | IQ7XS-96-ACM-US | Inverters | 315 |  | 38 |  |  | 0.975 |  | Outdoor | at each panel
NJSTRE1545476431 |  | Transition Incentive Program | Lake Hiawatha | 7034 | 3 | 12.24 | Residential | No | Behind the Meter | Net-metered residential rooftop and canopy |  | None | Tesla Energy Operations Inc. | JCP&L | Accepted | 2020-08-18 | 2020-08-21 | 2021-10-30 | SolarEdge Technologies | SE11400H-US [240V] | Inverters | 11400 |  | 1 |  |  | 0.99 |  | Outdoor | Outdoor
NJSTRE1545478055 |  | Transition Incentive Program | Mullica Hill | 8062 | 15 | 9.14 | Residential | No | Behind the Meter | Net-metered residential rooftop and canopy |  | None | Suntuity Solar LLC | AC Electric | Accepted | 2020-08-20 | 2020-08-21 | 2021-10-30 | Enphase Energy | IQ7-60-2-US | Inverters | 240 |  | 29 |  |  | 0.97 |  | Outdoor | Behind the PV Modules
NJSTRE1545478073 |  | Transition Incentive Program | Morganville | 7751 | 17 | 10.08 | Residential | No | Behind the Meter | Net-metered residential rooftop and canopy |  | None | GreenPower Energy | JCP&L | Accepted | 2020-08-19 | 2020-08-21 | 2021-10-30 | Enphase Energy | IQ7PLUS-72-2-US | Inverters | 290 |  | 28 |  |  | 0.975 |  | Outside | next to meter
NJSTRE1545478295 |  | Transition Incentive Program | Jersey City | 7305 | 8 | 6.65 | Residential | Yes | Behind the Meter | Net-metered residential rooftop and canopy |  | None | Pro Custom Solar dba Momentum Solar | PSE&G | Accepted | 2020-08-19 | 2020-08-21 | 2021-10-30 | Enphase | IQ7PLUS-72-2-US | Inverters | 290 |  | 19 |  |  | 0.97 |  | Outdoor | Roof
NJSTRE1545478435 |  | Transition Incentive Program | Rutherford | 7070 | 7 | 7 | Residential | Yes | Behind the Meter | Net-metered residential rooftop and canopy |  | None | Pro Custom Solar dba Momentum Solar | PSE&G | Accepted | 2020-08-19 | 2020-08-21 | 2021-10-30 | Enphase | IQ7PLUS-72-2-US | Inverters | 290 |  | 20 |  |  | 0.97 |  | Outdoor | Roof
NJSTRE1545478561 |  | Transition Incentive Program | HAMILTON | 8619 | 12 | 2.93 | Residential | Yes | Behind the Meter | Net-metered residential rooftop and canopy |  | None | Vivint Solar Developer, LLC | PSE&G | Accepted | 2020-08-20 | 2020-08-26 | 2021-10-30 | SolarEdge | SE3800H-US | Inverters | 3800 |  | 1 |  |  | 0.992 |  | Outdoor | Near the Utility Meter
NJSTRE1545479276 |  | Transition Incentive Program | Montville | 7045 | 3 | 10.73 | Residential | No | Behind the Meter | Net-metered residential rooftop and canopy |  | None | Kaitanna Solar, LLC | JCP&L | Accepted | 2020-08-19 | 2020-08-24 | 2021-10-30 | Enphase | IQ7 | Inverters | 240 |  | 33 |  |  | 0.97 |  | Outside | Under Module
NJSTRE1545479293 |  | Transition Incentive Program | Pennsauken TWP | 8110 | 14 | 8.06 | Residential | Yes | Behind the Meter | Net-metered residential rooftop and canopy |  | None | 1st Light Energy Inc | PSE&G | Accepted | 2020-08-20 | 2020-08-24 | 2021-10-30 | Solaredge | SE7600H-USRGM | Inverters | 7600 |  | 1 |  |  | 0.98 |  | Outside | Next to meter
NJSTRE1545479331 |  | Transition Incentive Program | FLANDERS | 7836 | 3 | 13.65 | Residential | Yes | Behind the Meter | Net-metered residential rooftop and canopy |  | None | Vivint Solar Developer, LLC | JCP&L | Accepted | 2020-08-20 | 2020-08-24 | 2021-10-30 | Solar Edge | SE7600H-US | Inverters | 7600 |  | 1 |  |  | 0.992 |  | Outdoor | Near the Utility Meter
NJSTRE1545382587 | NJSRRE1541884692 | Transition Incentive Program | Vineland | 8360 | 20 | 4.5 | Residential | No | Behind the Meter | Net-metered residential rooftop and canopy |  | None | Bright Planet Solar | Vineland Muni Electric | Accepted |  | 2019-08-29 | 2021-10-30 | Trina Solar | TSM-DD05A.18(II) 300W | Solar Panels |  | 0.3 | 13 | 105 | 30 |  | Fixed | Roof
NJSTRE1545382592 | NJSRRE1541989099 | Transition Incentive Program | Hamilton Twp Mer | 8619 | 12 | 5.22 | Residential | Yes | Behind the Meter | Behind the Meter |  | None | Sunrun Installation Services, Inc. | PSE&G | Eligible for TI Program | 2019-08-31 | 2019-09-05 | 2021-10-30 | REC Solar | REC290TP2 BLK | Solar Panels |  | 0.29 | 8 | 205 | 14 |  | Fixed | Roof
NJSTRE1545482856 |  | Transition Incentive Program | Garfield | 7026 | 7 | 2.38 | Residential | Yes | Behind the Meter | Net-metered residential rooftop and canopy |  | None | Trinity Solar | PSE&G | Accepted | 2020-08-20 | 2020-08-26 | 2021-10-30 | Enphase | IQ7PLUS-72-2-US | Inverters | 0.29 |  | 7 |  |  | 0.96 |  | Outside | under panels
NJSTRE1545483386 |  | Transition Incentive Program | Roselle | 7203 | 10 | 2.72 | Residential | Yes | Behind the Meter | Net-metered residential rooftop and canopy |  | None | Trinity Solar | PSE&G | Accepted | 2020-08-20 | 2020-08-25 | 2021-10-30 | Solar Edge | SE3000 | Inverters | 3000 |  | 1 |  |  | 0.97 |  | Outside | side of home
NJSTRE1545483390 |  | Transition Incentive Program | Cherry Hill | 8003 | 14 | 7.48 | Residential | Yes | Behind the Meter | Net-metered residential rooftop and canopy |  | None | Trinity Solar | PSE&G | Accepted | 2020-08-20 | 2020-08-25 | 2021-10-30 | Solar Edge | SE6000 | Inverters | 6000 |  | 1 |  |  | 0.97 |  | Outside | side of home
NJSTRE1545483728 |  | Transition Incentive Program | Hillsborough | 8844 | 5 | 11.59 | Residential | No | Behind the Meter | Net-metered residential rooftop and canopy |  | None | Integral Solar Services LLC | PSE&G | Accepted | 2020-08-20 | 2020-08-25 | 2021-10-30 | Solar Edge | SE 10000H-US | Inverters | 10000 |  | 1 |  |  | 0.99 |  | Outside | Outside garage
NJSTRE1545495124 |  | Transition Incentive Program | Egg harbor township | 8234 | 19 | 5.78 | Residential | No | Behind the Meter | Net-metered residential rooftop and canopy |  | None | Vision Solar LLC | AC Electric | Accepted | 2020-08-21 | 2020-08-25 | 2021-10-30 | ENPHASE | IQ7-60-2-US | Inverters | 0.24 |  | 17 |  |  | 0.96 |  | Other | BEHIND EACH PANEL
NJSTRE1545495142 |  | Transition Incentive Program | Monroe Township | 8831 | 11 | 10.2 | Residential | Yes | Behind the Meter | Net-metered residential rooftop and canopy |  | None | Tesla Energy Operations Inc. | JCP&L | Accepted | 2020-08-21 | 2020-08-25 | 2021-10-30 | SolarEdge Technologies Ltd. | SE10000H-US [240V] | Inverters | 10000 |  | 1 |  |  | 0.99 |  | Outdoor | Near meter
NJSTRE1545495409 |  | Transition Incentive Program | Blackwood | 8012 | 14 | 5.44 | Residential | Yes | Behind the Meter | Net-metered residential rooftop and canopy |  | PSEG | Vision Solar LLC | PSE&G | Accepted | 2020-08-21 | 2020-08-26 | 2021-10-30 | ENPHASE | IQ7-60-2-US | Inverters | 0.24 |  | 16 |  |  | 0.96 |  | Other | BEHIND EACH PANEL
NJSTRE1545495431 |  | Transition Incentive Program | Voorhees | 8043 | 14 | 11.52 | Residential | No | Behind the Meter | Net-metered residential rooftop and canopy |  | None | Green Power energy | AC Electric | Accepted | 2020-08-21 | 2020-08-26 | 2021-10-30 | Enphase Energy | IQ7PLUS-72-2-US | Inverters | 0.29 |  | 32 |  |  | 0.975 |  | Outside | next to meter
NJSTRE1545495462 |  | Transition Incentive Program | Monroe Township | 8831 | 11 | 13.32 | Residential | No | Behind the Meter | Net-metered residential rooftop and canopy |  | None | Green Power Energy | JCP&L | Accepted | 2020-08-21 | 2020-08-25 | 2021-10-30 | Enphase Energy | IQ7PLUS-72-2-US | Inverters | 0.29 |  | 37 |  |  | 0.975 |  | Outside | next to meter
NJSTRE1545495592 |  | Transition Incentive Program | Pleasantville | 8232 | 19 | 6.46 | Residential | Yes | Behind the Meter | Net-metered residential rooftop and canopy |  | None | Castle Energy, LLC | AC Electric | Accepted | 2020-08-21 | 2020-08-26 | 2021-10-30 | Enphase Energy | IQ7-60-2-US | Inverters | 240 |  | 18 |  |  | 0.967 |  | Outdoor | on the rooftop under each solar panel
NJSTRE1545495601 |  | Transition Incentive Program | Hurffville | 8080 | 15 | 21.24 | Residential | No | Behind the Meter | Net-metered residential rooftop and canopy |  | None | Green Power Energy | AC Electric | Accepted | 2020-08-21 | 2020-08-26 | 2021-10-30 | Enphase Energy | IQ7PLUS-72-2-US | Inverters | 0.29 |  | 59 |  |  | 0.975 |  | Outside | next to meter
NJSTRE1545495657 |  | Transition Incentive Program | Nutley | 7110 | 9 | 3.35 | Residential | Yes | Behind the Meter | Net-metered residential rooftop and canopy |  | None | Trinity Solar | PSE&G | Accepted | 2020-08-21 | 2020-08-26 | 2021-10-30 | Solar Edge | SE3000 | Inverters | 3000 |  | 1 |  |  | 0.97 |  | Outside | side of home
NJSTRE1545382598 | NJSRRE1542372714 | Transition Incentive Program | Carteret | 7008 | 11 | 7.04 | Residential | Yes | Behind the Meter | Behind the Meter |  | None | Pro Custom Solar dba Momentum Solar | PSE&G | Eligible for TI Program | 2019-09-09 | 2019-09-11 | 2021-10-30 | LG ELECTRONICS | LG 335N1C-V5 | Solar Panels |  | 0.335 | 5 | 35 | 29 |  | Fixed | Roof
NJSTRE1545382596 | NJSRRE1541877915 | Transition Incentive Program | North Plainfield | 7063 | 10 | 6.67 | Residential | Yes | Behind the Meter | Behind the Meter |  | None | Sunrun Installation Services, Inc. | PSE&G | Eligible for TI Program | 2019-08-22 | 2019-08-27 | 2021-10-30 | REC Solar | REC290TP2 BLK | Solar Panels |  | 0.29 | 5 | 235 | 43 |  | Fixed | Roof
NJSTRE1545382596 | NJSRRE1541877915 | Transition Incentive Program | North Plainfield | 7063 | 10 | 6.67 | Residential | Yes | Behind the Meter | Behind the Meter |  | None | Sunrun Installation Services, Inc. | PSE&G | Eligible for TI Program | 2019-08-22 | 2019-08-27 | 2021-10-30 | REC Solar | REC290TP2 BLK | Solar Panels |  | 0.29 | 10 | 145 | 18 |  | Fixed | Roof
NJSTRE1545382600 | NJSRRE1542413114 | Transition Incentive Program | Linden | 7036 | 10 | 13.05 | Residential | No | Behind the Meter | Behind the Meter |  | None | Sunrun Installation Services, Inc. | PSE&G | Eligible for TI Program | 2019-09-17 | 2019-09-20 | 2021-10-30 | REC Solar | REC290TP2 BLK | Solar Panels |  | 0.29 | 16 | 218 | 18 |  | Fixed | Roof
NJSTRE1545382607 | NJSRRE1541861999 | Transition Incentive Program | New Milford | 7646 | 7 | 8.82 | Residential | Yes | Behind the Meter | Net-metered residential rooftop and canopy |  | None | Vivint Solar Developer, LLC | PSE&G | Accepted | 2019-08-23 | 2019-08-26 | 2021-10-30 | Hanwha Solar | Q.PEAK BLK-G5 315 | Solar Panels |  | 0.315 | 9 | 84 | 47 |  | Fixed | Roof
NJSTRE1545382613 | NJSRRE1541881069 | Transition Incentive Program | BURLINGTON | 8016 | 13 | 9.77 | Residential | Yes | Behind the Meter | Net-metered residential rooftop and canopy |  | None | Vivint Solar Developer, LLC | PSE&G | Accepted | 2019-08-29 | 2019-08-29 | 2021-10-30 | HANWHA SOLAR | Q.PEAK DUO BLK-G5 315 | Solar Panels |  | 0.315 | 13 | 253 | 25 |  | Fixed | Roof
NJSTRE1545382620 | NJSRRE1541897572 | Transition Incentive Program | Roselle | 7203 | 10 | 11.06 | Residential | Yes | Behind the Meter | Behind the Meter |  | None | Pro Custom Solar dba Momentum Solar | PSE&G | Eligible for TI Program | 2019-08-29 | 2019-09-03 | 2021-10-30 | LG ELECTRONICS | LG 335N1C-A5 | Solar Panels |  | 0.335 | 17 | 80 | 40 |  | Fixed | Roof
NJSTRE1545382620 | NJSRRE1541897572 | Transition Incentive Program | Roselle | 7203 | 10 | 11.06 | Residential | Yes | Behind the Meter | Behind the Meter |  | None | Pro Custom Solar dba Momentum Solar | PSE&G | Eligible for TI Program | 2019-08-29 | 2019-09-03 | 2021-10-30 | LG ELECTRONICS | LG 335N1C-A5 | Solar Panels |  | 0.335 | 12 | 260 | 40 |  | Fixed | Roof
NJSTRE1545382625 | NJSRRE1542376567 | Transition Incentive Program | Stockton | 8559 | 4 | 9.92 | Residential | No | Behind the Meter | Behind the Meter |  | None | Orbit Energy & Power, LLC | JCP&L | Eligible for TI Program | 2019-09-10 | 2019-09-16 | 2021-10-30 | axitec | axitec 310 | Solar Panels |  | 0.31 | 32 | 180 | 27 |  | Fixed | Ground
NJSTRE1545382628 | NJSRRE1542419894 | Transition Incentive Program | BLACKWOOD | 8012 | 14 | 9.77 | Residential | Yes | Behind the Meter | Net-metered residential rooftop and canopy |  | None | Vivint Solar Developer, LLC | AC Electric | Accepted | 2019-09-18 | 2019-09-20 | 2021-10-30 | Hanwha | Q.PEAK BLK-G5 315 | Solar Panels |  | 0.315 | 5 | 150 | 26 |  | Fixed | Roof
NJSTRE1545382629 | NJSRRE1542422676 | Transition Incentive Program | heckensack city | 7601 | 7 | 13.08 | Residential | No | Behind the Meter | Net-metered residential rooftop and canopy |  | None | SunPower Capital LLC | PSE&G | Accepted | 2019-09-19 | 2019-09-23 | 2021-10-30 | sunpower | spr-e20-327-e-ac | Solar Panels |  | 0.327 | 5 | 38 | 45 |  | Fixed | Roof
NJSTRE1545382631 | NJSRRE1542395138 | Transition Incentive Program | Lakewood | 8701 | 18 | 10.85 | Residential | Yes | Behind the Meter | Net-metered residential rooftop and canopy |  | None | Powerlutions | JCP&L | Accepted |  | 2019-09-17 | 2021-10-30 | Axitec | AC-310P/156-72S | Solar Panels |  | 0.31 | 23 | 188 | 38 |  | Fixed | Roof
NJSTRE1545382636 | NJSRRE1542407211 | Transition Incentive Program | TOMS RIVER | 8753 | 18 | 14.81 | Residential | Yes | Behind the Meter | Net-metered residential rooftop and canopy |  | None | Vivint Solar Developer, LLC | JCP&L | Accepted | 2019-09-18 | 2019-09-18 | 2021-10-30 | Hanwha | Q.PEAK DUO BLK-G5 315w | Solar Panels |  | 0.315 | 10 | 206 | 19 |  | Fixed | Roof
NJSTRE1545479331 |  | Transition Incentive Program | FLANDERS | 7836 | 3 | 13.65 | Residential | Yes | Behind the Meter | Net-metered residential rooftop and canopy |  | None | Vivint Solar Developer, LLC | JCP&L | Accepted | 2020-08-20 | 2020-08-24 | 2021-10-30 | Solar Edge | SE3800H-US | Inverters | 3800 |  | 1 |  |  | 0.992 |  | Outdoor | Near the Utility Meter
NJSTRE1545479337 |  | Transition Incentive Program | Wayne | 7470 | 6 | 10.85 | Residential | Yes | Behind the Meter | Net-metered residential rooftop and canopy |  | None | Pro Custom Solar dba Momentum Solar | PSE&G | Accepted | 2020-08-19 | 2020-08-24 | 2021-10-30 | Enphase | IQ7PLUS-72-2-US | Inverters | 290 |  | 31 |  |  | 0.97 |  | Outdoor | Roof
NJSTRE1545479789 |  | Transition Incentive Program | PLAINFIELD CITY | 7060 | 10 | 6.27 | Residential | Yes | Behind the Meter | Net-metered residential rooftop and canopy |  | None | Sunrun Installation Services, Inc. | PSE&G | Accepted | 2020-08-19 | 2020-08-24 | 2021-10-30 | Enphase Energy | IQ7-60-x-US (240V) | Inverters | 240 |  | 19 |  |  | 0.96 |  | Outdoor | Rooftop
NJSTRE1545481538 |  | Transition Incentive Program | Manchester Township | 8759 | 18 | 7.68 | Residential | Yes | Behind the Meter | Net-metered residential rooftop and canopy |  | None | Trinity Solar | JCP&L | Final As-Built Received | 2020-08-20 | 2020-08-24 | 2021-10-30 | SOLAR EDGE | SE6000H-US | Inverters | 6000 |  | 1 |  |  | 0.97 |  | Outside | SIDE OF HOME
NJSTRE1545481549 |  | Transition Incentive Program | Trenton | 8611 | 12 | 4.76 | Residential | Yes | Behind the Meter | Net-metered residential rooftop and canopy |  | None | Trinity Solar | PSE&G | Accepted | 2020-08-20 | 2020-08-24 | 2021-10-30 | Solar Edge | SE3800 | Inverters | 3800 |  | 1 |  |  | 0.97 |  | Outside | side of home
NJSTRE1545481562 |  | Transition Incentive Program | Beachwood | 8722 | 18 | 8.32 | Residential | No | Behind the Meter | Net-metered residential rooftop and canopy |  | None | Whitman Construction, LLC | JCP&L | Accepted | 2020-08-20 | 2020-08-25 | 2021-10-30 | ENPHASE ENERGY | IQ7-60-2-US | Inverters | 240 |  | 26 |  |  | 0.975 |  | Outside | microinverters located under modules
NJSTRE1545481769 |  | Transition Incentive Program | Howell Township | 7731 | 17 | 7.02 | Residential | Yes | Behind the Meter | Net-metered residential rooftop and canopy |  | None | Sunrun Installation Services, Inc. | JCP&L | Accepted | 2020-08-20 | 2020-08-25 | 2021-10-30 | Enphase Energy | IQ7-60-x-US (240V) | Inverters | 240 |  | 23 |  |  | 0.96 |  | Outdoor | Rooftop
NJSTRE1545481821 |  | Transition Incentive Program | Chesilhurst | 8089 | 14 | 17.05 | Residential | Yes | Behind the Meter | Net-metered residential rooftop and canopy |  | None | 1st Light Energy Inc | AC Electric | Accepted | 2020-08-20 | 2020-08-24 | 2021-10-30 | SMA | SB 5.0-1SP-US-41 | Inverters | 15000 |  | 3 |  |  | 0.98 |  | Outside | Next To Meter
NJSTRE1545481854 |  | Transition Incentive Program | Port Reading | 7064 | 11 | 3.15 | Residential | Yes | Behind the Meter | Net-metered residential rooftop and canopy |  | None | Pro Custom Solar dba Momentum Solar | PSE&G | Accepted | 2020-08-20 | 2020-08-24 | 2021-10-30 | Enphase | IQ7PLUS-72-2-US | Inverters | 290 |  | 9 |  |  | 0.97 |  | Outdoor | Roof
NJSTRE1545483324 |  | Transition Incentive Program | BORDENTOWN | 8505 | 13 | 10.2 | Residential | Yes | Behind the Meter | Net-metered residential rooftop and canopy |  | None | Trinity Solar | PSE&G | Accepted | 2020-08-20 | 2020-08-25 | 2021-10-30 | Solar Edge | SE7600H-US000BNC4 | Inverters | 7600 |  | 1 |  |  | 0.97 |  | Outdoor | side of home
NJSTRE1545483421 |  | Transition Incentive Program | Pleasantville | 8232 | 19 | 5.44 | Residential | Yes | Behind the Meter | Net-metered residential rooftop and canopy |  | None | Castle Energy, LLC | AC Electric | Accepted | 2020-08-20 | 2020-08-25 | 2021-10-30 | Enphase Energy | IQ7-60-2-US | Inverters | 240 |  | 16 |  |  | 0.967 |  | Outdoor | on the rooftop under each solar panel
NJSTRE1545382602 | NJSRRE1542409691 | Transition Incentive Program | Swedesboro | 8085 | 15 | 6.5 | Residential | No | Behind the Meter | Behind the Meter |  | None | Sunny Corp | AC Electric | Eligible for TI Program | 2019-09-16 | 2019-09-19 | 2021-10-30 | Panasonic | VBHN325KA03 | Solar Panels |  | 0.325 | 20 | 129 | 26 |  | Fixed | Roof
NJSTRE1545382606 | NJSRRE1542248627 | Transition Incentive Program | Northfield | 8225 | 19 | 10.73 | Residential | Yes | Behind the Meter | Behind the Meter |  | None | Sunrun Installation Services, Inc. | AC Electric | Eligible for TI Program | 2019-09-05 | 2019-09-10 | 2021-10-30 | REC Solar | REC290TP2 BLK | Solar Panels |  | 0.29 | 21 | 220 | 23 |  | Fixed | Roof
NJSTRE1545382574 | NJSRRE1541888772 | Transition Incentive Program | Hamilton | 8619 | 12 | 4.02 | Residential | Yes | Behind the Meter | Behind the Meter |  | None | Pro Custom Solar dba Momentum Solar | PSE&G | Eligible for TI Program | 2019-08-27 | 2019-08-30 | 2021-10-30 | LG ELECTRONICS | LG 335N1C-V5 | Solar Panels |  | 0.335 | 12 | 179 | 25 |  | Fixed | Roof
NJSTRE1545382579 | NJSRRE1541881092 | Transition Incentive Program | E BRUNSWICK | 8816 | 11 | 2.84 | Residential | Yes | Behind the Meter | Net-metered residential rooftop and canopy |  | None | Vivint Solar Developer, LLC | PSE&G | Accepted | 2019-08-26 | 2019-08-28 | 2021-10-30 | HANWHA SOLAR | Q.PEAK BLK-G5 315 | Solar Panels |  | 0.315 | 9 | 201 | 19 |  | Fixed | Roof
NJSTRE1545382584 | NJSRRE1541888061 | Transition Incentive Program | Old Bridge | 8857 | 11 | 14.21 | Residential | Yes | Behind the Meter | Behind the Meter |  | None | Sunrun Installation Services, Inc. | JCP&L | Eligible for TI Program | 2019-08-27 | 2019-08-29 | 2021-10-30 | REC Solar | REC290TP2 BLK | Solar Panels |  | 0.29 | 12 | 326 | 23 |  | Fixed | Roof
NJSTRE1545382585 | NJSRRE1542396379 | Transition Incentive Program | Willingboro | 8046 | 13 | 11.39 | Residential | Yes | Behind the Meter | Behind the Meter |  | None | Pro Custom Solar dba Momentum Solar | PSE&G | Eligible for TI Program | 2019-09-13 | 2019-09-17 | 2021-10-30 | LG ELECTRONICS | LG 335N1C-V5 | Solar Panels |  | 0.335 | 27 | 196 | 41 |  | Fixed | Roof
NJSTRE1545382585 | NJSRRE1542396379 | Transition Incentive Program | Willingboro | 8046 | 13 | 11.39 | Residential | Yes | Behind the Meter | Behind the Meter |  | None | Pro Custom Solar dba Momentum Solar | PSE&G | Eligible for TI Program | 2019-09-13 | 2019-09-17 | 2021-10-30 | LG ELECTRONICS | LG 335N1C-V5 | Solar Panels |  | 0.335 | 7 | 196 | 11 |  | Fixed | Roof
NJSTRE1545382588 | NJSRRE1541880808 | Transition Incentive Program | Fanwood | 7023 | 10 | 10.92 | Residential | Yes | Behind the Meter | Behind the Meter |  | None | Code Green Solar, LLC | PSE&G | Eligible for TI Program | 2019-08-28 | 2019-09-16 | 2021-10-30 | Trina Solar | Trina Solar 295 Mono | Solar Panels |  | 0.295 | 5 | 127 | 21 |  | Fixed | Roof
NJSTRE1545382588 | NJSRRE1541880808 | Transition Incentive Program | Fanwood | 7023 | 10 | 10.92 | Residential | Yes | Behind the Meter | Behind the Meter |  | None | Code Green Solar, LLC | PSE&G | Eligible for TI Program | 2019-08-28 | 2019-09-16 | 2021-10-30 | Trina Solar | Trina Solar 295 Mono | Solar Panels |  | 0.295 | 6 | 217 | 8 |  | Fixed | Roof
NJSTRE1545382605 | NJSRRE1541907807 | Transition Incentive Program | Edison | 8817 | 11 | 8.51 | Residential | Yes | Behind the Meter | Behind the Meter |  | None | Pro Custom Solar dba Momentum Solar | PSE&G | Eligible for TI Program | 2019-08-29 | 2019-09-03 | 2021-10-30 | HANWHA | Q.PEAK DUO BLK-G5 315 | Solar Panels |  | 0.315 | 14 | 318 | 20 |  | Fixed | Roof
NJSTRE1545478457 |  | Transition Incentive Program | Garfield | 7026 | 7 | 11.55 | Residential | Yes | Behind the Meter | Net-metered residential rooftop and canopy |  | None | Pro Custom Solar dba Momentum Solar | PSE&G | Accepted | 2020-08-19 | 2020-08-21 | 2021-10-30 | Enphase | IQ7PLUS-72-2-US | Inverters | 290 |  | 33 |  |  | 0.97 |  | Outdoor | Roof
NJSTRE1545478497 |  | Transition Incentive Program | Toms River | 8753 | 18 | 9.6 | Residential | No | Behind the Meter | Net-metered residential rooftop and canopy |  | None | Posigen NJ LLC | JCP&L | Accepted | 2020-08-19 | 2020-08-21 | 2021-10-30 | SolarEdge | SE10000H-US | Inverters | 10000 |  | 1 |  |  | 0.99 |  | Outside | within ten feet of meter
NJSTRE1545478507 |  | Transition Incentive Program | Toms River | 8753 | 18 | 7.04 | Residential | No | Behind the Meter | Net-metered residential rooftop and canopy |  | None | Posigen NJ LLC | JCP&L | Accepted | 2020-08-19 | 2020-08-21 | 2021-10-30 | SolarEdge | SE7600H-US | Inverters | 7600 |  | 1 |  |  | 0.99 |  | Outside | within ten feet of meter
NJSTRE1545478520 |  | Transition Incentive Program | Perth Amboy | 8861 | 11 | 6.3 | Residential | Yes | Behind the Meter | Net-metered residential rooftop and canopy |  | None | Pro Custom Solar dba Momentum Solar | PSE&G | Accepted | 2020-08-19 | 2020-08-24 | 2021-10-30 | Enphase | IQ7PLUS-72-2-US | Inverters | 290 |  | 18 |  |  | 0.97 |  | Outdoor | Roof
NJSTRE1545478479 |  | Transition Incentive Program | Madison | 7940 | 3 | 6.64 | Residential | No | Behind the Meter | Net-metered residential rooftop and canopy |  | None | Green House Solar | Borough of Madison | Accepted | 2020-08-24 | 2020-08-24 | 2021-10-30 | Sunpower | SPWR-A4 | Inverters | 0.349 |  | 16 |  |  | 0.97 |  | Other | Panel Mounted
NJSTRE1545382604 | NJSRRE1541864918 | Transition Incentive Program | Hammonton | 8037 | 19 | 8.71 | Residential | Yes | Behind the Meter | Behind the Meter |  | None | Pro Custom Solar dba Momentum Solar | AC Electric | Eligible for TI Program | 2019-08-21 | 2019-08-26 | 2021-10-30 | LG ELECTRONICS | LG 335N1C-V5 | Solar Panels |  | 0.335 | 26 | 257 | 30 |  | Fixed | Roof
NJSTRE1545382606 | NJSRRE1542248627 | Transition Incentive Program | Northfield | 8225 | 19 | 10.73 | Residential | Yes | Behind the Meter | Behind the Meter |  | None | Sunrun Installation Services, Inc. | AC Electric | Eligible for TI Program | 2019-09-05 | 2019-09-10 | 2021-10-30 | REC Solar | REC290TP2 BLK | Solar Panels |  | 0.29 | 16 | 40 | 23 |  | Fixed | Roof
NJSTRE1545382611 | NJSRRE1542407219 | Transition Incentive Program | STOCKTON | 8559 | 4 | 13.23 | Residential | Yes | Behind the Meter | Net-metered residential rooftop and canopy |  | None | Vivint Solar Developer, LLC | JCP&L | Accepted | 2019-09-18 | 2019-09-18 | 2021-10-30 | Hanwha | Q.PEAK DUO BLK-G5 315w | Solar Panels |  | 0.315 | 42 | 240 | 18 |  | Fixed | Roof
NJSTRE1545382614 | NJSRRE1541871888 | Transition Incentive Program | Parsippany | 7054 | 3 | 8.19 | Residential | No | Behind the Meter | Behind the Meter |  | None | Tesla Energy Operations Inc | JCP&L | Eligible for TI Program | 2019-08-21 | 2019-08-26 | 2021-10-30 | Hanwha Q-Cells | Q.Peak DUO BLK-G5/SC315 | Solar Panels |  | 0.315 | 8 | 170 | 23 |  | Fixed | Roof
NJSTRE1545382618 | NJSRRE1542393344 | Transition Incentive Program | Rahway | 7065 | 10 | 4.36 | Residential | Yes | Behind the Meter | Behind the Meter |  | None | Pro Custom Solar dba Momentum Solar | PSE&G | Eligible for TI Program | 2019-09-12 | 2019-09-16 | 2021-10-30 | LG ELECTRONICS | LG 335N1C-V5 | Solar Panels |  | 0.335 | 4 | 298 | 40 |  | Fixed | Roof
NJSTRE1545382621 | NJSRRE1541871765 | Transition Incentive Program | Cedar Grove | 7009 | 9 | 8.99 | Residential | Yes | Behind the Meter | Behind the Meter |  | None | Sunrun Installation Services, Inc. | PSE&G | Eligible for TI Program | 2019-08-21 | 2019-08-26 | 2021-10-30 | REC Solar | REC290TP2 BLK | Solar Panels |  | 0.29 | 6 | 199 | 30 |  | Fixed | Roof
NJSTRE1545382626 | NJSRRE1541887897 | Transition Incentive Program | Paterson | 7504 | 6 | 5.36 | Residential | Yes | Behind the Meter | Behind the Meter |  | None | Trinity Solar | PSE&G | Eligible for TI Program | 2019-08-27 | 2019-08-29 | 2021-10-30 | Hanwha | Q.PEAK DUO BLK-G5 315 | Solar Panels |  | 0.315 | 5 | 189 | 40 |  | Fixed | Roof
NJSTRE1545382628 | NJSRRE1542419894 | Transition Incentive Program | BLACKWOOD | 8012 | 14 | 9.77 | Residential | Yes | Behind the Meter | Net-metered residential rooftop and canopy |  | None | Vivint Solar Developer, LLC | AC Electric | Accepted | 2019-09-18 | 2019-09-20 | 2021-10-30 | Hanwha | Q.PEAK BLK-G5 315 | Solar Panels |  | 0.315 | 12 | 60 | 36 |  | Fixed | Roof
NJSTRE1545382629 | NJSRRE1542422676 | Transition Incentive Program | heckensack city | 7601 | 7 | 13.08 | Residential | No | Behind the Meter | Net-metered residential rooftop and canopy |  | None | SunPower Capital LLC | PSE&G | Accepted | 2019-09-19 | 2019-09-23 | 2021-10-30 | sunpower | spr-e20-327-e-ac | Solar Panels |  | 0.327 | 10 | 218 | 45 |  | Fixed | Roof
NJSTRE1545382630 | NJSRRE1542421595 | Transition Incentive Program | Deptford TWP | 8096 | 15 | 13.41 | Residential | Yes | Behind the Meter | Net-metered residential rooftop and canopy |  | None | Vision Solar LLC | PSE&G | Accepted | 2019-09-19 | 2019-09-23 | 2021-10-30 | sunpower | e20-327-e-ac | Solar Panels |  | 0.327 | 2 | 111 | 14 |  | Fixed | Roof
NJSTRE1545382633 | NJSRRE1542248724 | Transition Incentive Program | Camden City | 8104 | 14 | 7.83 | Residential | Yes | Behind the Meter | Behind the Meter |  | None | Sunrun Installation Services, Inc. | PSE&G | Eligible for TI Program | 2019-09-05 | 2019-09-10 | 2021-10-30 | REC Solar | REC290TP2 BLK | Solar Panels |  | 0.29 | 14 | 111 | 30 |  | Fixed | Roof
NJSTRE1545382637 | NJSRRE1541894843 | Transition Incentive Program | Egg Harbor Township | 8234 | 19 | 5.04 | Residential | Yes | Behind the Meter | Net-metered residential rooftop and canopy |  | None | Vivint Solar Developer, LLC | AC Electric | Accepted | 2019-09-03 | 2019-09-04 | 2021-10-30 | Hanwha Solar | Q.PEAK BLK-G5 315 | Solar Panels |  | 0.315 | 4 | 351 | 33 |  | Fixed | Roof
NJSTRE1545382588 | NJSRRE1541880808 | Transition Incentive Program | Fanwood | 7023 | 10 | 10.92 | Residential | Yes | Behind the Meter | Behind the Meter |  | None | Code Green Solar, LLC | PSE&G | Eligible for TI Program | 2019-08-28 | 2019-09-16 | 2021-10-30 | Trina Solar | Trina Solar 295 Mono | Solar Panels |  | 0.295 | 8 | 307 | 21 |  | Fixed | Roof
NJSTRE1545382598 | NJSRRE1542372714 | Transition Incentive Program | Carteret | 7008 | 11 | 7.04 | Residential | Yes | Behind the Meter | Behind the Meter |  | None | Pro Custom Solar dba Momentum Solar | PSE&G | Eligible for TI Program | 2019-09-09 | 2019-09-11 | 2021-10-30 | LG ELECTRONICS | LG 335N1C-V5 | Solar Panels |  | 0.335 | 16 | 215 | 30 |  | Fixed | Roof
NJSTRE1545382600 | NJSRRE1542413114 | Transition Incentive Program | Linden | 7036 | 10 | 13.05 | Residential | No | Behind the Meter | Behind the Meter |  | None | Sunrun Installation Services, Inc. | PSE&G | Eligible for TI Program | 2019-09-17 | 2019-09-20 | 2021-10-30 | REC Solar | REC290TP2 BLK | Solar Panels |  | 0.29 | 7 | 128 | 18 |  | Fixed | Roof
NJSTRE1545382609 | NJSRRE1541861863 | Transition Incentive Program | ELIZABETH | 7202 | 10 | 10.05 | Residential | Yes | Behind the Meter | Behind the Meter |  | None | Pro Custom Solar dba Momentum Solar | PSE&G | Eligible for TI Program | 2019-08-20 | 2019-08-23 | 2021-10-30 | LG ELECTRONICS | LG 335N1C-V5 | Solar Panels |  | 0.335 | 16 | 246 | 21 |  | Fixed | Roof
NJSTRE1545382610 | NJSRRE1542413109 | Transition Incentive Program | Nutley Town | 7110 | 9 | 2.9 | Residential | No | Behind the Meter | Behind the Meter |  | None | Sunrun Installation Services, Inc. | PSE&G | Eligible for TI Program | 2019-09-17 | 2019-09-20 | 2021-10-30 | REC Solar | REC290TP2 BLK | Solar Panels |  | 0.29 | 10 | 110 | 34 |  | Fixed | Roof
NJSTRE1545478509 |  | Transition Incentive Program | Ridgewood Village | 7450 | 7 | 9.61 | Residential | Yes | Behind the Meter | Net-metered residential rooftop and canopy |  | None | Sunrun Installation Services, Inc. | PSE&G | Accepted | 2020-08-19 | 2020-08-21 | 2021-10-30 | Enphase Energy | IQ7-60-x-US (240V) | Inverters | 240 |  | 31 |  |  | 0.96 |  | Outdoor | Rooftop
NJSTRE1545478519 |  | Transition Incentive Program | Loveladies | 8008 | 18 | 9.24 | Residential | No | Behind the Meter | Net-metered residential rooftop and canopy |  | None | Green Power Energy | AC Electric | Accepted | 2020-08-27 | 2020-08-27 | 2021-10-30 | Enphase Energy | IQ7PLUS-72-2-US | Inverters | 290 |  | 31 |  |  | 0.975 |  | Outside | next to meter
NJSTRE1545479216 |  | Transition Incentive Program | West Orange | 7052 | 9 | 5.78 | Residential | Yes | Behind the Meter | Net-metered residential rooftop and canopy |  | None | Trinity Solar | PSE&G | Accepted | 2020-08-19 | 2020-08-24 | 2021-10-30 | Solar Edge | SE5000H-US | Inverters | 5000 |  | 1 |  |  | 0.97 |  | Outside | side of home
NJSTRE1545479259 |  | Transition Incentive Program | Runnemede | 8078 | 14 | 14.39 | Residential | Yes | Behind the Meter | Net-metered residential rooftop and canopy |  | None | Vision Solar LLC | AC Electric | Accepted | 2020-08-19 | 2020-08-24 | 2021-10-30 | SUNPOWER | TYPE E | Inverters | 0.24 |  | 44 |  |  | 0.96 |  | Other | BEHIND EACH PANEL
NJSTRE1545479305 |  | Transition Incentive Program | Manalapan | 7726 | 17 | 11.55 | Residential | Yes | Behind the Meter | Net-metered residential rooftop and canopy |  | None | Pro Custom Solar dba Momentum Solar | JCP&L | Accepted | 2020-08-19 | 2020-08-24 | 2021-10-30 | Enphase | IQ7PLUS-72-2-US | Inverters | 290 |  | 33 |  |  | 0.97 |  | Outdoor | Roof
NJSTRE1545479333 |  | Transition Incentive Program | Williamstown | 8094 | 15 | 12.24 | Residential | Yes | Behind the Meter | Net-metered residential rooftop and canopy |  | ACE | Vision Solar LLC | AC Electric | Accepted | 2020-08-19 | 2020-08-24 | 2021-10-30 | ENPHASE | IQ7-60-2-US | Inverters | 0.24 |  | 36 |  |  | 0.96 |  | Other | behind each panel
NJSTRE1545479378 |  | Transition Incentive Program | Old Bridge | 8857 | 11 | 8.16 | Residential | No | Behind the Meter | Net-metered residential rooftop and canopy |  | None | Tesla Energy Operations Inc. | JCP&L | Accepted | 2020-08-19 | 2020-08-25 | 2021-10-30 | SolarEdge Technologies | SE7600H-US [240V] | Inverters | 7600 |  | 1 |  |  | 0.99 |  | Indoor | Inside garage
NJSTRE1545481386 |  | Transition Incentive Program | WILLINGBORO | 8046 | 13 | 10.71 | Residential | Yes | Behind the Meter | Net-metered residential rooftop and canopy |  | None | Suntuity Solar LLC | PSE&G | Accepted | 2020-08-20 | 2020-08-25 | 2021-10-30 | Enphase Energy | IQ7-60-2-US | Inverters | 240 |  | 34 |  |  | 0.97 |  | Outdoor | Behind the PV Modules
NJSTRE1545382614 | NJSRRE1541871888 | Transition Incentive Program | Parsippany | 7054 | 3 | 8.19 | Residential | No | Behind the Meter | Behind the Meter |  | None | Tesla Energy Operations Inc | JCP&L | Eligible for TI Program | 2019-08-21 | 2019-08-26 | 2021-10-30 | Hanwha Q-Cells | Q.Peak DUO BLK-G5/SC315 | Solar Panels |  | 0.315 | 18 | 260 | 23 |  | Fixed | Roof
NJSTRE1545382619 | NJSRRE1542397041 | Transition Incentive Program | PARSIPPANY | 7054 | 3 | 4.29 | Residential | No | Behind the Meter | Net-metered residential rooftop and canopy |  | None | Tesla Energy Operations Inc | JCP&L | Accepted | 2019-09-13 | 2019-09-17 | 2021-10-30 | SolarCity Standard | SC330 | Solar Panels |  | 0.33 | 13 | 171 | 30 |  | Fixed | Roof
NJSTRE1545382626 | NJSRRE1541887897 | Transition Incentive Program | Paterson | 7504 | 6 | 5.36 | Residential | Yes | Behind the Meter | Behind the Meter |  | None | Trinity Solar | PSE&G | Eligible for TI Program | 2019-08-27 | 2019-08-29 | 2021-10-30 | Hanwha | Q.PEAK DUO BLK-G5 315 | Solar Panels |  | 0.315 | 5 | 189 | 17 |  | Fixed | Roof
NJSTRE1545382626 | NJSRRE1541887897 | Transition Incentive Program | Paterson | 7504 | 6 | 5.36 | Residential | Yes | Behind the Meter | Behind the Meter |  | None | Trinity Solar | PSE&G | Eligible for TI Program | 2019-08-27 | 2019-08-29 | 2021-10-30 | Hanwha | Q.PEAK DUO BLK-G5 315 | Solar Panels |  | 0.315 | 3 | 189 | 30 |  | Fixed | Roof
NJSTRE1545382628 | NJSRRE1542419894 | Transition Incentive Program | BLACKWOOD | 8012 | 14 | 9.77 | Residential | Yes | Behind the Meter | Net-metered residential rooftop and canopy |  | None | Vivint Solar Developer, LLC | AC Electric | Accepted | 2019-09-18 | 2019-09-20 | 2021-10-30 | Hanwha | Q.PEAK BLK-G5 315 | Solar Panels |  | 0.315 | 10 | 240 | 36 |  | Fixed | Roof
NJSTRE1545382632 | NJSRRE1541862162 | Transition Incentive Program | Irvington | 7111 | 9 | 13.41 | Residential | Yes | Behind the Meter | Behind the Meter |  | None | Kamtech Solar Solutions | PSE&G | Eligible for TI Program | 2019-08-20 | 2019-10-22 | 2021-10-30 | Sunpower Corporation | SPR-E20-327-E-AC | Solar Panels |  | 0.327 | 17 | 47 | 32 |  | Fixed | Roof | Roof of home
NJSTRE1545382633 | NJSRRE1542248724 | Transition Incentive Program | Camden City | 8104 | 14 | 7.83 | Residential | Yes | Behind the Meter | Behind the Meter |  | None | Sunrun Installation Services, Inc. | PSE&G | Eligible for TI Program | 2019-09-05 | 2019-09-10 | 2021-10-30 | REC Solar | REC290TP2 BLK | Solar Panels |  | 0.29 | 13 | 291 | 30 |  | Fixed | Roof
NJSTRE1545382635 | NJSRRE1541888858 | Transition Incentive Program | Freehold | 7728 | 17 | 11.68 | Residential | Yes | Behind the Meter | Behind the Meter |  | None | Sunrun Installation Services, Inc. | JCP&L | Eligible for TI Program | 2019-08-27 | 2019-08-30 | 2021-10-30 | LG Electronics | LG365Q1C-V5 | Solar Panels |  | 0.365 | 14 | 48 | 40 |  | Fixed | Roof
NJSTRE1545382636 | NJSRRE1542407211 | Transition Incentive Program | TOMS RIVER | 8753 | 18 | 14.81 | Residential | Yes | Behind the Meter | Net-metered residential rooftop and canopy |  | None | Vivint Solar Developer, LLC | JCP&L | Accepted | 2019-09-18 | 2019-09-18 | 2021-10-30 | Hanwha | Q.PEAK DUO BLK-G5 315w | Solar Panels |  | 0.315 | 21 | 296 | 19 |  | Fixed | Roof
NJSTRE1545382642 | NJSRRE1541883860 | Transition Incentive Program | Hawthorne | 7506 | 6 | 11.97 | Residential | Yes | Behind the Meter | Behind the Meter |  | None | Vivint Solar Developer, LLC | PSE&G | Eligible for TI Program | 2019-08-29 | 2019-08-30 | 2021-10-30 | HANWHA SOLAR | Q.PEAK BLK-G5 315 | Solar Panels |  | 0.315 | 4 | 308 | 44 |  | Fixed | Roof
NJSTRE1545382642 | NJSRRE1541883860 | Transition Incentive Program | Hawthorne | 7506 | 6 | 11.97 | Residential | Yes | Behind the Meter | Behind the Meter |  | None | Vivint Solar Developer, LLC | PSE&G | Eligible for TI Program | 2019-08-29 | 2019-08-30 | 2021-10-30 | HANWHA SOLAR | Q.PEAK BLK-G5 315 | Solar Panels |  | 0.315 | 4 | 128 | 19 |  | Fixed | Roof
NJSTRE1545382644 | NJSRRE1541883360 | Transition Incentive Program | West Orange | 7052 | 9 | 5.8 | Residential | Yes | Behind the Meter | Behind the Meter |  | None | Sunrun Installation Services, Inc. | PSE&G | Eligible for TI Program | 2019-08-25 | 2019-09-09 | 2021-10-30 | REC Solar | REC290TP2 BLK | Solar Panels |  | 0.29 | 8 | 214 | 18 |  | Fixed | Roof
NJSTRE1545382656 | NJSRRE1542416705 | Transition Incentive Program | Willingboro | 8046 | 13 | 18.09 | Residential | Yes | Behind the Meter | Behind the Meter |  | None | Pro Custom Solar dba Momentum Solar | PSE&G | Eligible for TI Program | 2019-09-18 | 2019-09-20 | 2021-10-30 | LG ELECTRONICS | LG 335N1C-V5 | Solar Panels |  | 0.335 | 12 | 152 | 19 |  | Fixed | Roof
NJSTRE1545481813 |  | Transition Incentive Program | Hopewell | 8560 | 12 | 28 | Residential | No | Behind the Meter | Net-metered residential rooftop and canopy |  | None | Pro Custom Solar dba Momentum Solar | JCP&L | Accepted | 2020-08-20 | 2020-08-24 | 2021-10-30 | Enphase | IQ7PLUS-72-2-US | Inverters | 290 |  | 80 |  |  | 0.97 |  | Outdoor | Roof
NJSTRE1545481853 |  | Transition Incentive Program | Ridgefield Park | 7660 | 7 | 3.74 | Residential | Yes | Behind the Meter | Net-metered residential rooftop and canopy |  | None | Trinity Solar | PSE&G | Accepted | 2020-08-20 | 2020-08-24 | 2021-10-30 | Solar Edge | SE3000 | Inverters | 3000 |  | 1 |  |  | 0.97 |  | Outside | side of home
NJSTRE1545483400 |  | Transition Incentive Program | VENTNOR CITY | 8406 | 19 | 6.8 | Residential | Yes | Behind the Meter | Net-metered residential rooftop and canopy |  | None | Trinity Solar | AC Electric | Accepted | 2020-08-20 | 2020-08-25 | 2021-10-30 | Solar Edge | SE6000H-US000BNC4 | Inverters | 6000 |  | 1 |  |  | 0.97 |  | Outdoor | side of home
NJSTRE1545483457 |  | Transition Incentive Program | BARNEGAT | 8005 | 18 | 7.36 | Residential | No | Behind the Meter | Net-metered residential rooftop and canopy |  | None | Vivint Solar Developer, LLC | AC Electric | Accepted | 2020-08-24 | 2020-08-26 | 2021-10-30 | SOLAREDGE | SE7600H-US | Inverters | 7600 |  | 1 |  |  | 0.992 |  | Outdoor | Near the Utility Meter
NJSTRE1545483522 |  | Transition Incentive Program | Kresson | 8053 | 13 | 21.08 | Residential | No | Behind the Meter | Net-metered residential rooftop and canopy |  | None | Tesla Energy Operations Inc. | AC Electric | Accepted | 2020-08-20 | 2020-08-25 | 2021-10-30 | SolarEdge Technologies | SE10000H-US [240V] | Inverters | 10000 |  | 1 |  |  | 0.99 |  | Outside | Outside
NJSTRE1545495030 |  | Transition Incentive Program | Turnersville | 8012 | 14 | 9.14 | Residential | Yes | Behind the Meter | Net-metered residential rooftop and canopy |  | None | Suntuity Solar LLC | AC Electric | Accepted | 2020-08-21 | 2020-08-25 | 2021-10-30 | Enphase Energy | IQ7-60-2-US | Inverters | 240 |  | 29 |  |  | 0.97 |  | Outdoor | Behind the PV Modules
NJSTRE1545495048 |  | Transition Incentive Program | Clayton | 8312 | 15 | 7.04 | Residential | Yes | Behind the Meter | Net-metered residential rooftop and canopy |  | None | Posigen NJ LLC | AC Electric | Accepted | 2020-08-21 | 2020-08-26 | 2021-10-30 | SolarEdge | SE7600H-US | Inverters | 7600 |  | 1 |  |  | 0.99 |  | Outside | within ten feet of meter
NJSTRE1545495116 |  | Transition Incentive Program | MONROE | 8831 | 11 | 9.81 | Residential | Yes | Behind the Meter | Net-metered residential rooftop and canopy |  | None | Sea Bright Solar, LLC | JCP&L | Accepted | 2020-08-21 | 2020-08-25 | 2021-10-30 | SUNPOWER | SPR-327-AC | Inverters | 320 |  | 30 |  |  | 0.96 |  | Outside | BENEATH ARRAY
NJSTRE1545382622 | NJSRRE1542420125 | Transition Incentive Program | Toms River | 8757 | 18 | 7.25 | Residential | Yes | Behind the Meter | Net-metered residential rooftop and canopy |  | None | Vivint Solar Developer, LLC | JCP&L | Accepted | 2019-09-19 | 2019-09-20 | 2021-10-30 | Hanwha | Q.PEAK BLK-G5 315 | Solar Panels |  | 0.315 | 23 | 167 | 40 |  | Fixed | Roof
NJSTRE1545382627 | NJSRRE1541894873 | Transition Incentive Program | Manalapan Township | 7726 | 17 | 19.22 | Residential | No | Behind the Meter | Behind the Meter |  | None | Pro Custom Solar dba Momentum Solar | JCP&L | Eligible for TI Program | 2019-08-28 | 2019-09-03 | 2021-10-30 | HANWHA | Q.PEAK DUO BLK-G5 315 | Solar Panels |  | 0.315 | 22 | 267 | 25 |  | Fixed | Roof
NJSTRE1545382629 | NJSRRE1542422676 | Transition Incentive Program | heckensack city | 7601 | 7 | 13.08 | Residential | No | Behind the Meter | Net-metered residential rooftop and canopy |  | None | SunPower Capital LLC | PSE&G | Accepted | 2019-09-19 | 2019-09-23 | 2021-10-30 | sunpower | spr-e20-327-e-ac | Solar Panels |  | 0.327 | 5 | 218 | 23 |  | Fixed | Roof
NJSTRE1545382639 | NJSRRE1541873804 | Transition Incentive Program | LAURENCE HARBOR | 8879 | 11 | 4.1 | Residential | Yes | Behind the Meter | Net-metered residential rooftop and canopy |  | None | Vivint Solar Developer, LLC | JCP&L | Accepted | 2019-08-22 | 2019-08-27 | 2021-10-30 | Hanwha Solar | Q.PEAK BLK-G5 315 | Solar Panels |  | 0.315 | 13 | 227 | 34 |  | Fixed | Roof
NJSTRE1545478539 |  | Transition Incentive Program | Marlton | 8053 | 13 | 6.18 | Residential | Yes | Behind the Meter | Net-metered residential rooftop and canopy |  | None | Vivint Solar Developer, LLC | PSE&G | Accepted | 2020-08-20 | 2020-08-21 | 2021-10-30 | Solar Edge | SE7600H-US | Inverters | 7600 |  | 1 |  |  | 0.992 |  | Outdoor | Near the Utility Meter
NJSTRE1545478564 |  | Transition Incentive Program | New Milford | 7646 | 7 | 9.6 | Residential | No | Behind the Meter | Net-metered residential rooftop and canopy |  | None | Posigen NJ LLC | PSE&G | Accepted | 2020-08-19 | 2020-08-21 | 2021-10-30 | SolarEdge | SE10000H-US | Inverters | 10000 |  | 1 |  |  | 0.99 |  | Outside | within ten feet of meter
NJSTRE1545478609 |  | Transition Incentive Program | JERSEY CITY | 7305 | 8 | 2.64 | Residential | Yes | Behind the Meter | Net-metered residential rooftop and canopy |  | None | Sunrun Installation Services, Inc. | PSE&G | Accepted | 2020-08-19 | 2020-08-21 | 2021-10-30 | Enphase Energy | IQ7-60-x-US (240V) | Inverters | 240 |  | 8 |  |  | 0.96 |  | Outdoor | Rooftop
NJSTRE1545478608 |  | Transition Incentive Program | West Orange | 7052 | 9 | 2.72 | Residential | Yes | Behind the Meter | Net-metered residential rooftop and canopy |  | None | Trinity Solar | PSE&G | Accepted | 2020-08-19 | 2020-08-24 | 2021-10-30 | Solar Edge | SE3000H-US | Inverters | 3000 |  | 1 |  |  | 0.97 |  | Outside | Garage
NJSTRE1545478617 |  | Transition Incentive Program | TOMS RIVER | 8755 | 18 | 6.03 | Residential | Yes | Behind the Meter | Net-metered residential rooftop and canopy |  | None | Trinity Solar | JCP&L | Accepted | 2020-08-19 | 2020-08-21 | 2021-10-30 | Solar Edge | SE5000H-US000BNC4 | Inverters | 5000 |  | 1 |  |  | 0.97 |  | Outdoor | side of home
NJSTRE1545481385 |  | Transition Incentive Program | Pennsauken Township | 8109 | 14 | 5.23 | Residential | No | Behind the Meter | Net-metered residential rooftop and canopy |  | None | SunPower Corporation, Systems | PSE&G | Accepted | 2020-08-20 | 2020-08-26 | 2021-10-30 | SunPower | SPR-E20-327-E-AC | Inverters | 320 |  | 16 |  |  | 0.96 |  | Other | under each panel
NJSTRE1545481387 |  | Transition Incentive Program | TOTOWA | 7512 | 6 | 5.04 | Residential | Yes | Behind the Meter | Net-metered residential rooftop and canopy |  | None | Suntuity Solar LLC | PSE&G | Accepted | 2020-08-20 | 2020-08-24 | 2021-10-30 | Enphase Energy | IQ7-60-2-US | Inverters | 240 |  | 16 |  |  | 0.97 |  | Outdoor | Behind the PV Modules
NJSTRE1545481388 |  | Transition Incentive Program | WOODBINE | 8270 | 21 | 12.29 | Residential | Yes | Behind the Meter | Net-metered residential rooftop and canopy |  | None | Suntuity Solar LLC | AC Electric | Accepted | 2020-08-20 | 2020-08-24 | 2021-10-30 | Enphase Energy | IQ7-60-2-US | Inverters | 240 |  | 39 |  |  | 0.97 |  | Outdoor | Behind the PV Modules
NJSTRE1545481458 |  | Transition Incentive Program | Medford | 8055 | 13 | 10.2 | Residential | No | Behind the Meter | Net-metered residential rooftop and canopy |  | PSEG | Vision Solar LLC | PSE&G | Accepted | 2020-08-20 | 2020-08-24 | 2021-10-30 | ENPHASE | IQ7-60-2-US | Inverters | 0.24 |  | 30 |  |  | 0.96 |  | Other | BEHIND EACH PANEL
NJSTRE1545481460 |  | Transition Incentive Program | Howell | 7731 | 17 | 8.96 | Residential | No | Behind the Meter | Net-metered residential rooftop and canopy |  | None | Whitman Construction, LLC | JCP&L | Accepted | 2020-08-20 | 2020-08-24 | 2021-10-30 | enphase energy | IQ7-60-2-US | Inverters | 240 |  | 28 |  |  | 0.975 |  | Outdoor | microinverters located under modules
NJSTRE1545481481 |  | Transition Incentive Program | Linden | 7036 | 10 | 7.85 | Residential | Yes | Behind the Meter | Net-metered residential rooftop and canopy |  | None | Vision Solar LLC | PSE&G | Accepted | 2020-08-20 | 2020-08-24 | 2021-10-30 | SUNPOWER | TYPE E | Inverters | 0.24 |  | 24 |  |  | 0.96 |  | Other | BEHIND EACH PANEL
NJSTRE1545481521 |  | Transition Incentive Program | Egg Harbor Twp | 8234 | 19 | 7.04 | Residential | No | Behind the Meter | Net-metered residential rooftop and canopy |  | None | Posigen NJ LLC | AC Electric | Accepted | 2020-08-20 | 2020-08-25 | 2021-10-30 | SolarEdge | SE7600H-US | Inverters | 7600 |  | 1 |  |  | 0.99 |  | Outside | within ten feet of meter
NJSTRE1545481650 |  | Transition Incentive Program | Colts Neck | 7722 | 17 | 6.46 | Residential | Yes | Behind the Meter | Net-metered residential rooftop and canopy |  | None | Trinity Solar | JCP&L | Accepted | 2020-08-20 | 2020-08-24 | 2021-10-30 | SOLAR EDGE | SE5000H-US | Inverters | 5000 |  | 1 |  |  | 0.97 |  | Outdoor | SIDE OF HOME
NJSTRE1545382613 | NJSRRE1541881069 | Transition Incentive Program | BURLINGTON | 8016 | 13 | 9.77 | Residential | Yes | Behind the Meter | Net-metered residential rooftop and canopy |  | None | Vivint Solar Developer, LLC | PSE&G | Accepted | 2019-08-29 | 2019-08-29 | 2021-10-30 | HANWHA SOLAR | Q.PEAK DUO BLK-G5 315 | Solar Panels |  | 0.315 | 18 | 73 | 25 |  | Fixed | Roof
NJSTRE1545382620 | NJSRRE1541897572 | Transition Incentive Program | Roselle | 7203 | 10 | 11.06 | Residential | Yes | Behind the Meter | Behind the Meter |  | None | Pro Custom Solar dba Momentum Solar | PSE&G | Eligible for TI Program | 2019-08-29 | 2019-09-03 | 2021-10-30 | LG ELECTRONICS | LG 335N1C-A5 | Solar Panels |  | 0.335 | 4 | 80 | 17 |  | Fixed | Roof
NJSTRE1545382628 | NJSRRE1542419894 | Transition Incentive Program | BLACKWOOD | 8012 | 14 | 9.77 | Residential | Yes | Behind the Meter | Net-metered residential rooftop and canopy |  | None | Vivint Solar Developer, LLC | AC Electric | Accepted | 2019-09-18 | 2019-09-20 | 2021-10-30 | Hanwha | Q.PEAK BLK-G5 315 | Solar Panels |  | 0.315 | 4 | 330 | 26 |  | Fixed | Roof
NJSTRE1545382629 | NJSRRE1542422676 | Transition Incentive Program | heckensack city | 7601 | 7 | 13.08 | Residential | No | Behind the Meter | Net-metered residential rooftop and canopy |  | None | SunPower Capital LLC | PSE&G | Accepted | 2019-09-19 | 2019-09-23 | 2021-10-30 | sunpower | spr-e20-327-e-ac | Solar Panels |  | 0.327 | 5 | 308 | 45 |  | Fixed | Roof
NJSTRE1545480019 |  | Transition Incentive Program | GIBBSTOWN | 8027 | 15 | 8.61 | Residential | No | Behind the Meter | Net-metered residential rooftop and canopy |  | None | SunPower Corporation, Systems | AC Electric | Accepted | 2020-08-20 | 2020-08-25 | 2021-10-30 | SunPower | SPR-A-410-G-AC | Inverters | 349 |  | 21 |  |  | 0.97 |  | Other | Under each panel
NJSTRE1545480024 |  | Transition Incentive Program | Lumberton | 8048 | 13 | 9.16 | Residential | No | Behind the Meter | Net-metered residential rooftop and canopy |  | None | SunPower Corporation, Systems | PSE&G | Accepted | 2020-08-20 | 2020-08-25 | 2021-10-30 | SunPower | SPR-E20-327-E-AC | Inverters | 320 |  | 28 |  |  | 0.96 |  | Other | Under each panel
NJSTRE1545481409 |  | Transition Incentive Program | Sussex | 7561 |  | 3.84 | Residential | No | Behind the Meter | Net-metered residential rooftop and canopy |  | None | Posigen NJ LLC | JCP&L | Accepted | 2020-08-20 | 2020-08-24 | 2021-10-30 | SolarEdge | SE3800H-US | Inverters | 3800 |  | 1 |  |  | 0.99 |  | Outside | within ten feet of meter
NJSTRE1545481734 |  | Transition Incentive Program | Union City | 7087 | 8 | 3.52 | Residential | Yes | Behind the Meter | Net-metered residential rooftop and canopy |  | None | Trinity Solar | PSE&G | Accepted | 2020-08-20 | 2020-08-24 | 2021-10-30 | SOLAR EDGE | SE3000H-US | Inverters | 3000 |  | 1 |  |  | 0.97 |  | Outdoor | SIDE OF HOME
NJSTRE1545481783 |  | Transition Incentive Program | Bridgeport | 8014 | 15 | 6.46 | Residential | Yes | Behind the Meter | Net-metered residential rooftop and canopy |  | None | Trinity Solar | AC Electric | Accepted | 2020-08-20 | 2020-08-24 | 2021-10-30 | SOLAR EDGE | SE5000H-US | Inverters | 5000 |  | 1 |  |  | 0.97 |  | Outdoor | SIDE OF HOME
NJSTRE1545481877 |  | Transition Incentive Program | Dayton | 8810 | 11 | 6.3 | Residential | Yes | Behind the Meter | Net-metered residential rooftop and canopy |  | None | Pro Custom Solar dba Momentum Solar | PSE&G | Accepted | 2020-08-20 | 2020-08-25 | 2021-10-30 | Enphase | IQ7PLUS-72-2-US | Inverters | 290 |  | 18 |  |  | 0.97 |  | Outdoor | Roof
NJSTRE1545483323 |  | Transition Incentive Program | Freehold | 7728 | 17 | 11.9 | Residential | Yes | Behind the Meter | Net-metered residential rooftop and canopy |  | None | Trinity Solar | JCP&L | Accepted | 2020-08-20 | 2020-08-25 | 2021-10-30 | Solar Edge | SE10000 | Inverters | 10000 |  | 1 |  |  | 0.97 |  | Outside | side of home
NJSTRE1545483377 |  | Transition Incentive Program | South Egg Harbor | 8215 | 19 | 15.68 | Residential | No | Behind the Meter | Net-metered residential rooftop and canopy |  | None | Sun Up Zero Down | AC Electric | Accepted | 2020-08-20 | 2020-08-25 | 2021-10-30 | Solaredge | SE6000H-US | Inverters | 6000 |  | 2 |  |  | 0.976 |  | Outside | next to utility meter
NJSTRE1545483411 |  | Transition Incentive Program | Montville | 7045 | 3 | 12.24 | Residential | No | Behind the Meter | Net-metered residential rooftop and canopy |  | None | Tesla Energy Operations Inc. | JCP&L | Accepted | 2020-08-20 | 2020-08-25 | 2021-10-30 | SolarEdge Technologies | SE7600H-US [240V] | Inverters | 7600 |  | 1 |  |  | 0.99 |  | Indoor | Inside garage
NJSTRE1545382637 | NJSRRE1541894843 | Transition Incentive Program | Egg Harbor Township | 8234 | 19 | 5.04 | Residential | Yes | Behind the Meter | Net-metered residential rooftop and canopy |  | None | Vivint Solar Developer, LLC | AC Electric | Accepted | 2019-09-03 | 2019-09-04 | 2021-10-30 | Hanwha Solar | Q.PEAK BLK-G5 315 | Solar Panels |  | 0.315 | 5 | 261 | 33 |  | Fixed | Roof
NJSTRE1545382642 | NJSRRE1541883860 | Transition Incentive Program | Hawthorne | 7506 | 6 | 11.97 | Residential | Yes | Behind the Meter | Behind the Meter |  | None | Vivint Solar Developer, LLC | PSE&G | Eligible for TI Program | 2019-08-29 | 2019-08-30 | 2021-10-30 | HANWHA SOLAR | Q.PEAK BLK-G5 315 | Solar Panels |  | 0.315 | 10 | 218 | 40 |  | Fixed | Roof
NJSTRE1545382645 | NJSRRE1541910416 | Transition Incentive Program | Laurel Springs | 8021 | 14 | 9.12 | Residential | Yes | Behind the Meter | Behind the Meter |  | None | Skyline Solar, LLC | AC Electric | Eligible for TI Program | 2019-08-29 | 2019-09-03 | 2021-10-30 | SolarWorld | SunModule Plus SW 285 Mono | Solar Panels |  | 0.285 | 32 | 103283 | 19 |  | Fixed | Roof
NJSTRE1545382651 | NJSRRE1542376732 | Transition Incentive Program | TOMS RIVER | 8757 | 18 | 2.52 | Residential | Yes | Behind the Meter | Net-metered residential rooftop and canopy |  | None | Vivint Solar Developer, LLC | JCP&L | Accepted | 2019-09-10 | 2019-09-12 | 2021-10-30 | HANWHA SOLAR | Q.PEAK BLK-G5 315 | Solar Panels |  | 0.315 | 8 | 17 | 18 |  | Fixed | Roof
NJSTRE1545382652 | NJSRRE1542269608 | Transition Incentive Program | Franklin Twp Som | 8873 | 5 | 11.66 | Residential | No | Behind the Meter | Net-metered residential rooftop and canopy |  | None | Solar Spectrum LLC | PSE&G | Accepted | 2019-09-05 | 2019-09-10 | 2021-10-30 | Q Cells | Q.PEAK-DUO-BLK-G5-315 | Solar Panels |  | 0.315 | 27 | 109 | 7 |  | Fixed | Roof
NJSTRE1545382657 | NJSRRE1542376905 | Transition Incentive Program | Westfield | 7090 | 10 | 10.05 | Residential | Yes | Behind the Meter | Net-metered residential rooftop and canopy |  | None | Pro Custom Solar dba Momentum Solar | PSE&G | Accepted | 2019-09-10 | 2019-09-12 | 2021-10-30 | LG ELECTRONICS | LG 335N1C-V5 | Solar Panels |  | 0.335 | 24 | 216 | 35 |  | Fixed | Roof
NJSTRE1545382661 | NJSRRE1542376871 | Transition Incentive Program | Mt Holly | 8060 | 13 | 9.48 | Residential | Yes | Behind the Meter | Net-metered residential rooftop and canopy |  | None | Vision Solar LLC | PSE&G | Accepted | 2019-09-10 | 2019-09-12 | 2021-10-30 | sunpower | e20-327-e-ac | Solar Panels |  | 0.327 | 9 | 160 | 40 |  | Fixed | Roof
NJSTRE1545382668 | NJSRRE1542192598 | Transition Incentive Program | Hackettstown | 7840 | 2 | 19.72 | Residential | Yes | Behind the Meter | Behind the Meter |  | None | Sunrun Installation Services, Inc. | JCP&L | Eligible for TI Program | 2019-09-04 | 2019-09-06 | 2021-10-30 | REC Solar | REC290TP2 BLK | Solar Panels |  | 0.29 | 26 | 181 | 30 |  | Fixed | Roof
NJSTRE1545382673 | NJSRRE1541884646 | Transition Incentive Program | Whiting | 8759 | 18 | 21.46 | Residential | Yes | Behind the Meter | Behind the Meter |  | None | Sunrun Installation Services, Inc. | JCP&L | Eligible for TI Program | 2019-08-26 | 2019-08-29 | 2021-10-30 | REC Solar | REC290TP2 BLK | Solar Panels |  | 0.29 | 9 | 42 | 18 |  | Fixed | Roof
NJSTRE1545382673 | NJSRRE1541884646 | Transition Incentive Program | Whiting | 8759 | 18 | 21.46 | Residential | Yes | Behind the Meter | Behind the Meter |  | None | Sunrun Installation Services, Inc. | JCP&L | Eligible for TI Program | 2019-08-26 | 2019-08-29 | 2021-10-30 | REC Solar | REC290TP2 BLK | Solar Panels |  | 0.29 | 24 | 312 | 18 |  | Fixed | Roof
NJSTRE1545382679 | NJSRRE1542269597 | Transition Incentive Program | Barnegat | 8005 | 18 | 12.29 | Residential | Yes | Behind the Meter | Net-metered residential rooftop and canopy |  | None | Vivint Solar Developer, LLC | AC Electric | Accepted | 2019-09-05 | 2019-09-10 | 2021-10-30 | Hanwha Solar | Q.PEAK BLK-G5 315 | Solar Panels |  | 0.315 | 7 | 197 | 33 |  | Fixed | Roof
NJSTRE1545382684 | NJSRRE1541873522 | Transition Incentive Program | Plainfield | 7060 | 10 | 3.72 | Residential | Yes | Behind the Meter | Net-metered residential rooftop and canopy |  | None | Suntuity Solar LLC | PSE&G | Accepted | 2019-08-22 | 2019-08-26 | 2021-10-30 | Yingli Green Energy | YL310D-30b | Solar Panels |  | 0.31 | 10 | 86 | 22 |  | Fixed | Roof
NJSTRE1545382641 | NJSRRE1541884133 | Transition Incentive Program | South River | 8882 | 11 | 65.1 | Commercial | Yes | Behind the Meter | Behind the Meter |  | None | Ampericon | PSE&G | Eligible for TI Program | 2019-08-26 | 2019-08-29 | 2021-10-30 | Silfab | SLA-M-310 | Solar Panels |  | 0.31 | 105 | 263 | 10 |  | Fixed | Roof
NJSTRE1545382642 | NJSRRE1541883860 | Transition Incentive Program | Hawthorne | 7506 | 6 | 11.97 | Residential | Yes | Behind the Meter | Behind the Meter |  | None | Vivint Solar Developer, LLC | PSE&G | Eligible for TI Program | 2019-08-29 | 2019-08-30 | 2021-10-30 | HANWHA SOLAR | Q.PEAK BLK-G5 315 | Solar Panels |  | 0.315 | 4 | 308 | 19 |  | Fixed | Roof
NJSTRE1545382650 | NJSRRE1542248362 | Transition Incentive Program | SICKLERVILLE | 8081 | 14 | 9.14 | Residential | Yes | Behind the Meter | Net-metered residential rooftop and canopy |  | None | Vivint Solar Developer, LLC | AC Electric | Accepted | 2019-09-05 | 2019-09-09 | 2021-10-30 | Hanwha Solar | Q.PEAK BLK-G5 315 | Solar Panels |  | 0.315 | 7 | 309 | 28 |  | Fixed | Roof
NJSTRE1545382652 | NJSRRE1542269608 | Transition Incentive Program | Franklin Twp Som | 8873 | 5 | 11.66 | Residential | No | Behind the Meter | Net-metered residential rooftop and canopy |  | None | Solar Spectrum LLC | PSE&G | Accepted | 2019-09-05 | 2019-09-10 | 2021-10-30 | Q Cells | Q.PEAK-DUO-BLK-G5-315 | Solar Panels |  | 0.315 | 10 | 109 | 23 |  | Fixed | Roof
NJSTRE1545382656 | NJSRRE1542416705 | Transition Incentive Program | Willingboro | 8046 | 13 | 18.09 | Residential | Yes | Behind the Meter | Behind the Meter |  | None | Pro Custom Solar dba Momentum Solar | PSE&G | Eligible for TI Program | 2019-09-18 | 2019-09-20 | 2021-10-30 | LG ELECTRONICS | LG 335N1C-V5 | Solar Panels |  | 0.335 | 15 | 331 | 25 |  | Fixed | Roof
NJSTRE1545382658 | NJSRRE1542346152 | Transition Incentive Program | Whiting | 8759 | 18 | 15.08 | Residential | Yes | Behind the Meter | Behind the Meter |  | None | Sunrun Installation Services, Inc. | JCP&L | Eligible for TI Program | 2019-09-06 | 2019-09-11 | 2021-10-30 | REC Solar | REC290TP2 BLK | Solar Panels |  | 0.29 | 8 | 33 | 23 |  | Fixed | Roof
NJSTRE1545382660 | NJSRRE1541993220 | Transition Incentive Program | Cape May Court House | 8210 | 21 | 5.99 | Residential | Yes | Behind the Meter | Net-metered residential rooftop and canopy |  | None | Suntuity Solar LLC | AC Electric | Accepted | 2019-09-03 | 2019-09-05 | 2021-10-30 | Yingli Green Energy | YL315D-30b | Solar Panels |  | 0.315 | 6 | 208 | 42 |  | Fixed | Roof
NJSTRE1545382664 | NJSRRE1541883955 | Transition Incentive Program | Pennsauken | 8109 | 14 | 5.67 | Residential | Yes | Behind the Meter | Net-metered residential rooftop and canopy |  | None | Vivint Solar Developer, LLC | PSE&G | Accepted | 2019-09-03 | 2019-09-03 | 2021-10-30 | Hanwha Solar | Q.PEAK BLK-G5 315 | Solar Panels |  | 0.315 | 12 | 232 | 34 |  | Fixed | Roof
NJSTRE1545382667 | NJSRRE1542421751 | Transition Incentive Program | Union City | 7087 | 8 | 6.37 | Residential | Yes | Behind the Meter | Net-metered residential rooftop and canopy |  | None | Pro Custom Solar dba Momentum Solar | PSE&G | Accepted |  | 2019-09-23 | 2021-10-30 | LG ELECTRONICS | LG 335N1C-A5 | Solar Panels |  | 0.335 | 19 | 120 | 5 |  | Fixed | Roof
NJSTRE1545382669 | NJSRRE1541884050 | Transition Incentive Program | Audubon Boro | 8106 | 14 | 3.66 | Residential | Yes | Behind the Meter | Behind the Meter |  | None | 1st Light Energy Inc | PSE&G | Eligible for TI Program | 2019-08-26 | 2019-08-28 | 2021-10-30 | Trina | TSM-305DD05A.05 | Solar Panels |  | 0.305 | 9 | 51 | 18 |  | Fixed | Roof
NJSTRE1545382674 | NJSRRE1542390536 | Transition Incentive Program | Union | 7083 | 10 | 7.37 | Residential | Yes | Behind the Meter | Behind the Meter |  | None | Pro Custom Solar dba Momentum Solar | PSE&G | Eligible for TI Program | 2019-09-11 | 2019-09-13 | 2021-10-30 | LG | LG 335N1C-V5 | Solar Panels |  | 0.335 | 16 | 107 | 36 |  | Fixed | Roof
NJSTRE1545382678 | NJSRRE1542377379 | Transition Incentive Program | Hamilton | 8619 | 12 | 7.13 | Residential | Yes | Behind the Meter | Net-metered residential rooftop and canopy |  | None | Solar Energy World | PSE&G | Accepted | 2019-09-10 | 2019-09-12 | 2021-10-30 | LONGi Green Energy Technology | LR6-60PE-310M | Solar Panels |  | 0.31 | 23 | 153 | 18 |  | Fixed | Roof
NJSTRE1545382640 | NJSRRE1542345741 | Transition Incentive Program | Glendora | 8029 | 14 | 6.82 | Residential | No | Behind the Meter | Behind the Meter |  | None | Orbit Energy & Power, LLC | PSE&G | Eligible for TI Program | 2019-09-06 | 2019-09-11 | 2021-10-30 | axitec | axitec 310 | Solar Panels |  | 0.31 | 6 | 204 | 25 |  | Fixed | Roof
NJSTRE1545382642 | NJSRRE1541883860 | Transition Incentive Program | Hawthorne | 7506 | 6 | 11.97 | Residential | Yes | Behind the Meter | Behind the Meter |  | None | Vivint Solar Developer, LLC | PSE&G | Eligible for TI Program | 2019-08-29 | 2019-08-30 | 2021-10-30 | HANWHA SOLAR | Q.PEAK BLK-G5 315 | Solar Panels |  | 0.315 | 6 | 128 | 10 |  | Fixed | Roof
NJSTRE1545382642 | NJSRRE1541883860 | Transition Incentive Program | Hawthorne | 7506 | 6 | 11.97 | Residential | Yes | Behind the Meter | Behind the Meter |  | None | Vivint Solar Developer, LLC | PSE&G | Eligible for TI Program | 2019-08-29 | 2019-08-30 | 2021-10-30 | HANWHA SOLAR | Q.PEAK BLK-G5 315 | Solar Panels |  | 0.315 | 5 | 38 | 15 |  | Fixed | Roof
NJSTRE1545382649 | NJSRRE1541862707 | Transition Incentive Program | PENNSAUKEN | 8109 | 14 | 8.82 | Residential | Yes | Behind the Meter | Net-metered residential rooftop and canopy |  | None | Vivint Solar Developer, LLC | PSE&G | Accepted | 2019-08-23 | 2019-08-26 | 2021-10-30 | Hanwha Solar | Q.PEAK BLK-G5 315 | Solar Panels |  | 0.315 | 7 | 233 | 12 |  | Fixed | Roof
NJSTRE1545382649 | NJSRRE1541862707 | Transition Incentive Program | PENNSAUKEN | 8109 | 14 | 8.82 | Residential | Yes | Behind the Meter | Net-metered residential rooftop and canopy |  | None | Vivint Solar Developer, LLC | PSE&G | Accepted | 2019-08-23 | 2019-08-26 | 2021-10-30 | Hanwha Solar | Q.PEAK BLK-G5 315 | Solar Panels |  | 0.315 | 14 | 143 | 24 |  | Fixed | Roof
NJSTRE1545382655 | NJSRRE1542393538 | Transition Incentive Program | MATAWAN | 7747 | 17 | 4.41 | Residential | Yes | Behind the Meter | Net-metered residential rooftop and canopy |  | None | Vivint Solar Developer, LLC | JCP&L | Accepted | 2019-09-12 | 2019-09-16 | 2021-10-30 | Hanwha | Q.PEAK BLK-G5 315 | Solar Panels |  | 0.315 | 14 | 318 | 27 |  | Fixed | Roof
NJSTRE1545382659 | NJSRRE1541993226 | Transition Incentive Program | Green Village | 7935 | 3 | 3.04 | Residential | No | Behind the Meter | Behind the Meter |  | None | self | JCP&L | Eligible for TI Program | 2019-09-03 | 2019-09-06 | 2021-10-30 | QCell | QPeak Duo L-G5.3 | Solar Panels |  | 0.385 | 5 | south | 10 |  | Fixed | Roof
NJSTRE1545382665 | NJSRRE1541888855 | Transition Incentive Program | GALLOWAY | 8205 | 19 | 6.3 | Residential | No | Behind the Meter | Net-metered residential rooftop and canopy |  | None | Vivint Solar Developer, LLC | AC Electric | Accepted | 2019-09-05 | 2019-09-16 | 2021-10-30 | Hanwha Solar | Q.PEAK BLK-G5 315 | Solar Panels |  | 0.315 | 20 | 191 | 20 |  | Fixed | Roof
NJSTRE1545382672 | NJSRRE1542372670 | Transition Incentive Program | Toms River | 8753 | 18 | 20.3 | Residential | Yes | Behind the Meter | Behind the Meter |  | None | Sunrun Installation Services, Inc. | JCP&L | Eligible for TI Program | 2019-09-09 | 2019-09-11 | 2021-10-30 | REC Solar | REC290TP2 BLK | Solar Panels |  | 0.29 | 28 | 168 | 34 |  | Fixed | Roof
NJSTRE1545382675 | NJSRRE1542390079 | Transition Incentive Program | oak ridge | 7438 | 6 | 7.85 | Residential | No | Behind the Meter | Net-metered residential rooftop and canopy |  | None | SunPower Capital LLC | JCP&L | Accepted | 2019-09-11 | 2019-09-13 | 2021-10-30 | sunpower | e20-327-e-ac | Solar Panels |  | 0.327 | 19 | 141 | 23 |  | Fixed | Roof
NJSTRE1545382682 | NJSRRE1542408729 | Transition Incentive Program | Pennsville | 8070 | 16 | 5.67 | Residential | Yes | Behind the Meter | Net-metered residential rooftop and canopy |  | None | Suntuity Solar LLC | AC Electric | Accepted | 2019-09-16 | 2019-09-18 | 2021-10-30 | Yingli Green Energy | YL315D-30b | Solar Panels |  | 0.315 | 18 | 129 | 19 |  | Fixed | Roof
NJSTRE1545382686 | NJSRRE1542409152 | Transition Incentive Program | Elizabeth City | 7208 | 10 | 5.85 | Residential | No | Behind the Meter | Behind the Meter |  | None | Maier Solar Engineering dba Solar Me | PSE&G | Eligible for TI Program | 2019-09-16 | 2019-09-18 | 2021-10-30 | Hanwha | Q.PEAK DUO.G5 325W | Solar Panels |  | 0.325 | 18 | 213 | 23 |  | Fixed | Roof
NJSTRE1545481420 |  | Transition Incentive Program | Somerset | 8873 | 5 | 7.82 | Residential | Yes | Behind the Meter | Net-metered residential rooftop and canopy |  | PSEG | Vision Solar LLC | PSE&G | Accepted | 2020-08-20 | 2020-08-24 | 2021-10-30 | ENPHASE | IQ7-60-2-US | Inverters | 0.24 |  | 23 |  |  | 0.96 |  | Other | BEHIND EACH PANEL
NJSTRE1545481442 |  | Transition Incentive Program | Tabernacle | 8088 | 13 | 9.92 | Residential | No | Behind the Meter | Net-metered residential rooftop and canopy |  | None | Orbit Energy & Power, LLC | AC Electric | Accepted | 2020-08-20 | 2020-08-24 | 2021-10-30 | enphase | iq7-60-2-us | Inverters | 240 |  | 31 |  |  | 0.99 |  | Other | behind panels
NJSTRE1545481535 |  | Transition Incentive Program | Clementon | 8021 | 14 | 7.14 | Residential | No | Behind the Meter | Net-metered residential rooftop and canopy |  | None | Trinity Solar | PSE&G | Accepted | 2020-08-20 | 2020-08-24 | 2021-10-30 | Solar Edge | SE6000 | Inverters | 6000 |  | 1 |  |  | 0.97 |  | Outside | side of home
NJSTRE1545481574 |  | Transition Incentive Program | Millville | 8332 | 20 | 9.92 | Residential | Yes | Behind the Meter | Net-metered residential rooftop and canopy |  | None | Trinity Solar | AC Electric | Final As-Built Received | 2020-08-20 | 2020-08-24 | 2021-10-30 | Solar Edge | SE7600 | Inverters | 7600 |  | 1 |  |  | 0.97 |  | Outside | side of home
NJSTRE1545481681 |  | Transition Incentive Program | Pleasantville | 8232 | 19 | 7.82 | Residential | No | Behind the Meter | Net-metered residential rooftop and canopy |  | None | Castle Energy, LLC | AC Electric | Accepted | 2020-08-20 | 2020-08-25 | 2021-10-30 | Enphase Energy | IQ7-60-2-US | Inverters | 240 |  | 23 |  |  | 0.967 |  | Outdoor | on the rooftop under each solar panel
NJSTRE1545481699 |  | Transition Incentive Program | Fords | 8863 | 11 | 5.1 | Residential | Yes | Behind the Meter | Net-metered residential rooftop and canopy |  | None | Trinity Solar | PSE&G | Accepted | 2020-08-20 | 2020-08-24 | 2021-10-30 | SOLAR EDGE | SE3800H-US | Inverters | 3800 |  | 1 |  |  | 0.97 |  | Outside | SIDE OF HOME
NJSTRE1545481718 |  | Transition Incentive Program | Pleasantville | 8232 | 19 | 6.8 | Residential | Yes | Behind the Meter | Net-metered residential rooftop and canopy |  | None | Trinity Solar | AC Electric | Accepted | 2020-08-20 | 2020-08-24 | 2021-10-30 | SOLAR EDGE | SE6000H-US | Inverters | 6000 |  | 1 |  |  | 0.97 |  | Outdoor | SIDE OF HOME
NJSTRE1545481735 |  | Transition Incentive Program | Jackson | 8527 | 18 | 11.52 | Residential | No | Behind the Meter | Net-metered residential rooftop and canopy |  | None | Powerlutions | JCP&L | Accepted | 2020-08-20 | 2020-08-24 | 2021-10-30 | SolarEdge | SE10000H-US | Inverters | 10 |  | 1 |  |  | 0.99 |  | Outdoor | Near Meter
NJSTRE1545481844 |  | Transition Incentive Program | West Windsor | 8550 | 12 | 15.84 | Residential | No | Behind the Meter | Net-metered residential rooftop and canopy |  | None | Green House Solar | JCP&L | Accepted | 2020-08-24 | 2020-08-24 | 2021-10-30 | Enphase | IQ7XS | Inverters | 315 |  | 44 |  |  | 0.975 |  | Other | Panel Mounted
NJSTRE1545481904 |  | Transition Incentive Program | Vineland | 8360 | 20 | 6.46 | Residential | Yes | Behind the Meter | Net-metered residential rooftop and canopy |  | None | Trinity Solar | Vineland Muni Electric | Accepted | 2020-08-20 | 2020-08-25 | 2021-10-30 | SOLAR EDGE | SE5000H-US | Inverters | 5000 |  | 1 |  |  | 0.97 |  | Outdoor | SIDE OF HOME
NJSTRE1545481907 |  | Transition Incentive Program | Old Tappan | 7675 | 7 | 11.52 | Residential | No | Behind the Meter | Net-metered residential rooftop and canopy |  | None | Solar Spectrum LLC | PSE&G | Accepted | 2020-08-20 | 2020-08-25 | 2021-10-30 | Solar Edge Technologies | SE10000H-US | Inverters | 42 |  | 1 |  |  | 0.99 |  | Outdoor | Outside near meter
NJSTRE1545382621 | NJSRRE1541871765 | Transition Incentive Program | Cedar Grove | 7009 | 9 | 8.99 | Residential | Yes | Behind the Meter | Behind the Meter |  | None | Sunrun Installation Services, Inc. | PSE&G | Eligible for TI Program | 2019-08-21 | 2019-08-26 | 2021-10-30 | REC Solar | REC290TP2 BLK | Solar Panels |  | 0.29 | 15 | 20 | 30 |  | Fixed | Roof
NJSTRE1545382623 | NJSRRE1541873617 | Transition Incentive Program | PATERSON | 7514 | 6 | 9.05 | Residential | Yes | Behind the Meter | Behind the Meter |  | None | Pro Custom Solar dba Momentum Solar | PSE&G | Eligible for TI Program | 2019-08-22 | 2019-09-03 | 2021-10-30 | LG ELECTRONICS | LG 335N1C-V5 | Solar Panels |  | 0.335 | 9 | 101 | 40 |  | Fixed | Roof
NJSTRE1545382689 | NJSRRE1542408987 | Transition Incentive Program | Sicklerville | 8081 | 14 | 14.18 | Residential | Yes | Behind the Meter | Behind the Meter |  | None | Trinity Solar | AC Electric | Eligible for TI Program | 2019-09-16 | 2019-09-18 | 2021-10-30 | Hanwha | Q.PEAK DUO BLK-G5 315 | Solar Panels |  | 0.315 | 41 | 253 | 23 |  | Fixed | Roof
NJSTRE1545382694 | NJSRRE1542411907 | Transition Incentive Program | Lakewood | 8701 | 18 | 12.71 | Residential | No | Behind the Meter | Net-metered residential rooftop and canopy |  | None | Powerlutions | JCP&L | Accepted |  | 2019-09-19 | 2021-10-30 | Axitec | AC-310P/156-72S | Solar Panels |  | 0.31 | 4 | 221 | 45 |  | Fixed | Roof
NJSTRE1545382698 | NJSRRE1542248522 | Transition Incentive Program | UNION | 7083 | 10 | 6.93 | Residential | Yes | Behind the Meter | Net-metered residential rooftop and canopy |  | None | Vivint Solar Developer, LLC | PSE&G | Accepted | 2019-09-05 | 2019-09-09 | 2021-10-30 | HANWHA SOLAR | Q.PEAK BLK-G5 315 | Solar Panels |  | 0.315 | 12 | 220 | 31 |  | Fixed | Roof
NJSTRE1545382699 | NJSRRE1541880302 | Transition Incentive Program | West Long Branch | 7764 | 17 | 16.42 | Residential | Yes | Behind the Meter | Behind the Meter |  | None | Pro Custom Solar dba Momentum Solar | JCP&L | Eligible for TI Program | 2019-08-23 | 2019-08-27 | 2021-10-30 | LG ELECTRONICS | LG 335N1C-V5 | Solar Panels |  | 0.335 | 18 | 88 | 34 |  | Fixed | Roof
NJSTRE1545382699 | NJSRRE1541880302 | Transition Incentive Program | West Long Branch | 7764 | 17 | 16.42 | Residential | Yes | Behind the Meter | Behind the Meter |  | None | Pro Custom Solar dba Momentum Solar | JCP&L | Eligible for TI Program | 2019-08-23 | 2019-08-27 | 2021-10-30 | LG ELECTRONICS | LG 335N1C-V5 | Solar Panels |  | 0.335 | 28 | 88 | 26 |  | Fixed | Roof
NJSTRE1545382703 | NJSRRE1542253831 | Transition Incentive Program | Mount Laurel Township | 8054 | 13 | 7.59 | Residential | No | Behind the Meter | Net-metered residential rooftop and canopy |  | None | Exact Solar | PSE&G | Accepted | 2019-09-05 | 2019-09-10 | 2021-10-30 | Panasonic | VBHN330SA17 | Solar Panels |  | 0.33 | 23 | 194 | 26 |  | Fixed | Roof
NJSTRE1545382704 | NJSRRE1541872118 | Transition Incentive Program | Trenton | 8618 | 12 | 10.39 | Residential | Yes | Behind the Meter | Behind the Meter |  | None | Pro Custom Solar dba Momentum Solar | PSE&G | Eligible for TI Program | 2019-08-21 | 2019-08-26 | 2021-10-30 | LG ELECTRONICS | LG 335N1C-V5 | Solar Panels |  | 0.335 | 8 | 38 | 34 |  | Fixed | Roof
NJSTRE1545382707 | NJSRRE1541880870 | Transition Incentive Program | Millville | 8332 | 20 | 8.37 | Residential | Yes | Behind the Meter | Net-metered residential rooftop and canopy |  | None | Solar Energy World | AC Electric | Accepted | 2019-08-23 | 2019-08-27 | 2021-10-30 | LONGi Green Energy Technology | LR6-60PE-310M | Solar Panels |  | 0.31 | 27 | 185 | 22 |  | Fixed | Roof
NJSTRE1545382708 | NJSRRE1542202717 | Transition Incentive Program | Franklin Twp Som | 8540 | 12 | 7.3 | Residential | Yes | Behind the Meter | Behind the Meter |  | None | Sunrun Installation Services, Inc. | PSE&G | Eligible for TI Program | 2019-09-04 | 2019-09-09 | 2021-10-30 | LG Electronics | LG365Q1C-V5 | Solar Panels |  | 0.365 | 20 | 221 | 27 |  | Fixed | Roof
NJSTRE1545382713 | NJSRRE1542285081 | Transition Incentive Program | North Plainfield | 7060 | 10 | 11.03 | Residential | Yes | Behind the Meter | Net-metered residential rooftop and canopy |  | None | Vivint Solar Developer, LLC | PSE&G | Accepted | 2019-09-06 | 2019-09-10 | 2021-10-30 | Hanwha Solar | Q.PEAK BLK-G5 315 | Solar Panels |  | 0.315 | 8 | 12 | 17 |  | Fixed | Roof
NJSTRE1545382718 | NJSRRE1541883985 | Transition Incentive Program | Toms River | 8753 | 18 | 10.08 | Residential | Yes | Behind the Meter | Net-metered residential rooftop and canopy |  | None | Vivint Solar Developer, LLC | JCP&L | Accepted | 2019-08-26 | 2019-08-28 | 2021-10-30 | Hanwha Solar | Q.PEAK BLK-G5 315 | Solar Panels |  | 0.315 | 3 | 119 | 28 |  | Fixed | Roof
NJSTRE1545382722 | NJSRRE1542419886 | Transition Incentive Program | Berkeley Heights | 7922 | 10 | 16.38 | Residential | No | Behind the Meter | Net-metered residential rooftop and canopy |  | None | Tesla Energy Operations Inc. | JCP&L | Accepted | 2019-09-18 | 2019-09-20 | 2021-10-30 | Panasonic | SC315B2 | Solar Panels |  | 0.315 | 14 | 119 | 27 |  | Fixed | Roof
NJSTRE1545382685 | NJSRRE1542370190 | Transition Incentive Program | Piscataway | 8854 | 11 | 13.86 | Residential | Yes | Behind the Meter | Net-metered residential rooftop and canopy |  | None | Suntuity Solar LLC | PSE&G | Accepted | 2019-09-09 | 2019-09-11 | 2021-10-30 | Yingli Green Energy | YL315D-30b | Solar Panels |  | 0.315 | 8 | 150 | 34 |  | Fixed | Roof
NJSTRE1545382687 | NJSRRE1541894818 | Transition Incentive Program | Newton | 7860 | 1 | 24.1 | Residential | Yes | Behind the Meter | Behind the Meter |  | None | 1st Light Energy Inc | JCP&L | Eligible for TI Program | 2019-08-28 | 2019-09-03 | 2021-10-30 | Trina | TSM-305DD05A.05 | Solar Panels |  | 0.305 | 17 | 132 | 37 |  | Fixed | Roof
NJSTRE1545382690 | NJSRRE1541880614 | Transition Incentive Program | Clayton | 8312 | 15 | 3.48 | Residential | Yes | Behind the Meter | Behind the Meter |  | None | Code Green Solar, LLC | AC Electric | Eligible for TI Program | 2019-08-28 | 2019-09-16 | 2021-10-30 | Q-Cells | Q-Cells-Q.PEAK BLK G4 290 | Solar Panels |  | 0.29 | 12 | 210 | 37 |  | Fixed | Roof
NJSTRE1545382693 | NJSRRE1541888035 | Transition Incentive Program | South Plainfield | 7080 | 11 | 3.35 | Residential | Yes | Behind the Meter | Behind the Meter |  | None | Pro Custom Solar dba Momentum Solar | PSE&G | Eligible for TI Program | 2019-08-27 | 2019-08-29 | 2021-10-30 | LG ELECTRONICS | LG 335N1C-V5 | Solar Panels |  | 0.335 | 6 | 189 | 20 |  | Fixed | Roof
NJSTRE1545382697 | NJSRRE1542409221 | Transition Incentive Program | Elmwood Park | 7407 | 7 | 7.85 | Residential | Yes | Behind the Meter | Net-metered residential rooftop and canopy |  | None | SunPower Corporation, Systems | PSE&G | Accepted |  | 2019-09-18 | 2021-10-30 | SUNPOWER | SPR-E20-327-E-AC | Solar Panels |  | 0.327 | 5 | 160 | 40 |  | Fixed | Roof
NJSTRE1545382704 | NJSRRE1541872118 | Transition Incentive Program | Trenton | 8618 | 12 | 10.39 | Residential | Yes | Behind the Meter | Behind the Meter |  | None | Pro Custom Solar dba Momentum Solar | PSE&G | Eligible for TI Program | 2019-08-21 | 2019-08-26 | 2021-10-30 | LG ELECTRONICS | LG 335N1C-V5 | Solar Panels |  | 0.335 | 4 | 128 | 13 |  | Fixed | Roof
NJSTRE1545382710 | NJSRRE1542182348 | Transition Incentive Program | Princeton | 8540 | 12 | 17.4 | Residential | No | Behind the Meter | Net-metered residential rooftop and canopy |  | None | Powerlutions | PSE&G | Accepted |  | 2019-09-06 | 2021-10-30 | Axitec | AC-300M/60S | Solar Panels |  | 0.3 | 12 | 247 | 32 |  | Fixed | Roof
NJSTRE1545382714 | NJSRRE1541881084 | Transition Incentive Program | PENNSAUKEN | 8110 | 14 | 9.45 | Residential | Yes | Behind the Meter | Net-metered residential rooftop and canopy |  | None | Vivint Solar Developer, LLC | PSE&G | Accepted | 2019-09-05 | 2019-09-05 | 2021-10-30 | Hanwha Solar | Q.PEAK BLK-G5 315 | Solar Panels |  | 0.315 | 4 | 147 | 37 |  | Fixed | Roof
NJSTRE1545382717 | NJSRRE1542422755 | Transition Incentive Program | Monroe Township | 8831 | 11 | 8.04 | Residential | Yes | Behind the Meter | Behind the Meter |  | None | Pro Custom Solar dba Momentum Solar | JCP&L | Eligible for TI Program | 2019-09-19 | 2019-09-23 | 2021-10-30 | LG ELECTRONICS | LG 335N1C-V5 | Solar Panels |  | 0.335 | 14 | 198 | 36 |  | Fixed | Roof
NJSTRE1545382718 | NJSRRE1541883985 | Transition Incentive Program | Toms River | 8753 | 18 | 10.08 | Residential | Yes | Behind the Meter | Net-metered residential rooftop and canopy |  | None | Vivint Solar Developer, LLC | JCP&L | Accepted | 2019-08-26 | 2019-08-28 | 2021-10-30 | Hanwha Solar | Q.PEAK BLK-G5 315 | Solar Panels |  | 0.315 | 6 | 209 | 20 |  | Fixed | Roof
NJSTRE1545382722 | NJSRRE1542419886 | Transition Incentive Program | Berkeley Heights | 7922 | 10 | 16.38 | Residential | No | Behind the Meter | Net-metered residential rooftop and canopy |  | None | Tesla Energy Operations Inc. | JCP&L | Accepted | 2019-09-18 | 2019-09-20 | 2021-10-30 | Panasonic | SC315B2 | Solar Panels |  | 0.315 | 13 | 299 | 27 |  | Fixed | Roof
NJSTRE1545382724 | NJSRRE1541888627 | Transition Incentive Program | Willingboro | 8046 | 13 | 11.39 | Residential | No | Behind the Meter | Behind the Meter |  | None | Pro Custom Solar dba Momentum Solar | PSE&G | Eligible for TI Program | 2019-08-27 | 2019-08-30 | 2021-10-30 | LG ELECTRONICS | LG 335N1C-V5 | Solar Panels |  | 0.335 | 18 | 183 | 18 |  | Fixed | Roof
NJSTRE1545481672 |  | Transition Incentive Program | Manahawkin | 8050 | 18 | 6.66 | Residential | No | Behind the Meter | Net-metered residential rooftop and canopy |  | None | Whitman Construction, LLC | AC Electric | Accepted | 2020-08-20 | 2020-08-24 | 2021-10-30 | Enphase energy | IQ7Plus-72-2-US | Inverters | 240 |  | 18 |  |  | 0.975 |  | Outdoor | MICROINVERTERS LOCATED UNDER MODULES
NJSTRE1545481656 |  | Transition Incentive Program | Hillborough TWP | 8844 | 5 | 16.32 | Residential | No | Behind the Meter | Net-metered residential rooftop and canopy |  | None | Tesla Energy Operations Inc. | PSE&G | Accepted | 2020-08-20 | 2020-08-24 | 2021-10-30 | SolarEdge Technologies | SE7600H-US [240V] | Inverters | 7600 |  | 2 |  |  | 0.99 |  | Indoor | Inside
NJSTRE1545481682 |  | Transition Incentive Program | Hamilton Township | 8620 | 12 | 4.08 | Residential | Yes | Behind the Meter | Net-metered residential rooftop and canopy |  | None | Trinity Solar | PSE&G | Accepted | 2020-08-20 | 2020-08-24 | 2021-10-30 | SOLAR EDGE | SE3800H-US | Inverters | 3800 |  | 1 |  |  | 0.97 |  | Outdoor | SIDE OF HOME
NJSTRE1545481828 |  | Transition Incentive Program | Washington TWP MER | 8691 | 12 | 4.08 | Residential | No | Behind the Meter | Net-metered residential rooftop and canopy |  | None | Tesla Energy Operations Inc. | PSE&G | Accepted | 2020-08-20 | 2020-08-25 | 2021-10-30 | SolarEdge Technologies Ltd | SE3800H-US [240V] | Inverters | 3800 |  | 1 |  |  | 0.99 |  | Indoor | Near Meter
NJSTRE1545481831 |  | Transition Incentive Program | Garfield | 7026 | 7 | 4.08 | Residential | Yes | Behind the Meter | Net-metered residential rooftop and canopy |  | None | Trinity Solar | PSE&G | Accepted | 2020-08-20 | 2020-08-24 | 2021-10-30 | Solar Edge | SE3800 | Inverters | 3800 |  | 1 |  |  | 0.97 |  | Outside | side of home
NJSTRE1545481852 |  | Transition Incentive Program | BLOOMSBURY | 8804 | 4 | 11.05 | Residential | Yes | Behind the Meter | Net-metered residential rooftop and canopy |  | None | Vivint Solar Developer, LLC | JCP&L | Accepted | 2020-08-20 | 2020-08-25 | 2021-10-30 | SolarEdge | SE7600H-US | Inverters | 7600 |  | 1 |  |  | 0.992 |  | Outdoor | Near the Utility Meter
NJSTRE1545482616 |  | Transition Incentive Program | Pleasantville | 8232 | 19 | 16.43 | Residential | Yes | Behind the Meter | Net-metered residential rooftop and canopy |  | None | Castle Energy, LLC | AC Electric | Accepted | 2020-08-20 | 2020-08-25 | 2021-10-30 | Enphase Energy | IQ7PLUS-72-2-US | Inverters | 290 |  | 45 |  |  | 0.967 |  | Outdoor | on the rooftop under each solar panel
NJSTRE1545483228 |  | Transition Incentive Program | Millville | 8332 | 20 | 5.19 | Residential | Yes | Behind the Meter | Net-metered residential rooftop and canopy |  | None | Sunrun Installation Services, Inc. | AC Electric | Accepted | 2020-08-20 | 2020-08-25 | 2021-10-30 | Enphase Energy | IQ7-60-x-US (240V) | Inverters | 240 |  | 17 |  |  | 0.96 |  | Outdoor | Rooftop
NJSTRE1545483425 |  | Transition Incentive Program | Roosevelt | 8555 | 17 | 8.75 | Residential | Yes | Behind the Meter | Net-metered residential rooftop and canopy |  | None | Pro Custom Solar dba Momentum Solar | JCP&L | Accepted | 2020-08-20 | 2020-08-25 | 2021-10-30 | Enphase | IQ7PLUS-72-2-US | Inverters | 290 |  | 25 |  |  | 0.97 |  | Outdoor | Roof
NJSTRE1545483441 |  | Transition Incentive Program | VINELAND | 8360 | 20 | 5.1 | Residential | Yes | Behind the Meter | Net-metered residential rooftop and canopy |  | None | Trinity Solar | Vineland Muni Electric | Accepted | 2020-08-20 | 2020-08-25 | 2021-10-30 | Solar Edge | SE3800H-US000BNC4 | Inverters | 3800 |  | 1 |  |  | 0.97 |  | Outdoor | side of home
NJSTRE1545483522 |  | Transition Incentive Program | Kresson | 8053 | 13 | 21.08 | Residential | No | Behind the Meter | Net-metered residential rooftop and canopy |  | None | Tesla Energy Operations Inc. | AC Electric | Accepted | 2020-08-20 | 2020-08-25 | 2021-10-30 | SolarEdge Technologies | SE7600H-US [240V] | Inverters | 7600 |  | 1 |  |  | 0.99 |  | Outside | Outside
NJSTRE1545483518 |  | Transition Incentive Program | East Brunswick TWP | 8816 | 11 | 12.24 | Residential | No | Behind the Meter | Net-metered residential rooftop and canopy |  | None | Tesla Energy Operations Inc. | PSE&G | Accepted | 2020-08-20 | 2020-08-25 | 2021-10-30 | SolarEdge Technologies | SE11400H-US [240V] | Inverters | 11400 |  | 1 |  |  | 0.99 |  | Outdoor | Outdoor
NJSTRE1545483411 |  | Transition Incentive Program | Montville | 7045 | 3 | 12.24 | Residential | No | Behind the Meter | Net-metered residential rooftop and canopy |  | None | Tesla Energy Operations Inc. | JCP&L | Accepted | 2020-08-20 | 2020-08-25 | 2021-10-30 | SolarEdge Technologies | SE3800H-US [240V] | Inverters | 3800 |  | 1 |  |  | 0.99 |  | Indoor | Inside garage
NJSTRE1545483475 |  | Transition Incentive Program | VENTNOR CITY | 8406 | 19 | 6.8 | Residential | Yes | Behind the Meter | Net-metered residential rooftop and canopy |  | None | Trinity Solar | AC Electric | Accepted | 2020-08-20 | 2020-08-25 | 2021-10-30 | Solar Edge | SE6000H-US000BNC4 | Inverters | 6000 |  | 1 |  |  | 0.97 |  | Outdoor | side of home
NJSTRE1545483479 |  | Transition Incentive Program | Ocean City | 8226 | 21 | 5.12 | Residential | No | Behind the Meter | Net-metered residential rooftop and canopy |  | None | Perone Electric | AC Electric | Accepted | 2020-08-20 | 2020-08-25 | 2021-10-30 | SolarEdge Technologies | SE5000H-US | Inverters | 5000 |  | 1 |  |  | 0.992 |  | Indoor | Garage
NJSTRE1545495024 |  | Transition Incentive Program | Tuckerton | 8087 | 18 | 4.41 | Residential | Yes | Behind the Meter | Net-metered residential rooftop and canopy |  | None | Suntuity Solar LLC | AC Electric | Accepted | 2020-08-21 | 2020-08-25 | 2021-10-30 | Enphase Energy | IQ7-60-2-US | Inverters | 240 |  | 14 |  |  | 0.97 |  | Outdoor | Behind the PV Modules
NJSTRE1545495111 |  | Transition Incentive Program | Maple Shade | 8052 | 13 | 7.82 | Residential | Yes | Behind the Meter | Net-metered residential rooftop and canopy |  | None | Trinity Solar | PSE&G | Accepted | 2020-08-21 | 2020-08-25 | 2021-10-30 | Solar edge | SE6000 | Inverters | 6000 |  | 1 |  |  | 0.97 |  | Outside | side of home
NJSTRE1545495505 |  | Transition Incentive Program | Blackwood | 8012 | 14 | 7.48 | Residential | No | Behind the Meter | Net-metered residential rooftop and canopy |  | None | Trinity Solar | AC Electric | Accepted | 2020-08-21 | 2020-08-25 | 2021-10-30 | SOLAR EDGE | SE6000H-US | Inverters | 6000 |  | 1 |  |  | 0.97 |  | Outside | SIDE OF HOME
NJSTRE1545495512 |  | Transition Incentive Program | VINELAND | 8360 | 20 | 5.1 | Residential | Yes | Behind the Meter | Net-metered residential rooftop and canopy |  | None | Trinity Solar | Vineland Muni Electric | Accepted | 2020-08-21 | 2020-08-25 | 2021-10-30 | Solar Edge | SE3800H-US000BNC4 | Inverters | 3800 |  | 1 |  |  | 0.97 |  | Outdoor | side of home
NJSTRE1545495585 |  | Transition Incentive Program | Budd Lake | 7828 | 3 | 7.56 | Residential | No | Behind the Meter | Net-metered residential rooftop and canopy |  | None | Green Power Energy | JCP&L | Accepted | 2020-08-21 | 2020-08-26 | 2021-10-30 | Enphase Energy | IQ7PLUS-72-2-US | Inverters | 0.29 |  | 21 |  |  | 0.975 |  | Outside | next to meter
NJSTRE1545495591 |  | Transition Incentive Program | Bogota | 7603 | 7 | 7 | Residential | Yes | Behind the Meter | Net-metered residential rooftop and canopy |  | None | Pro Custom Solar dba Momentum Solar | PSE&G | Accepted | 2020-08-21 | 2020-08-26 | 2021-10-30 | Enphase | IQ7PLUS-72-2-US | Inverters | 290 |  | 20 |  |  | 0.97 |  | Outdoor | Roof
NJSTRE1545495605 |  | Transition Incentive Program | Hainesport | 8036 | 13 | 8.71 | Residential | Yes | Behind the Meter | Net-metered residential rooftop and canopy |  | None | Pro Custom Solar dba Momentum Solar | PSE&G | Accepted | 2020-08-21 | 2020-08-26 | 2021-10-30 | Enphase | IQ7-60-2-US | Inverters | 240 |  | 26 |  |  | 0.97 |  | Outdoor | Roof
NJSTRE1545382631 | NJSRRE1542395138 | Transition Incentive Program | Lakewood | 8701 | 18 | 10.85 | Residential | Yes | Behind the Meter | Net-metered residential rooftop and canopy |  | None | Powerlutions | JCP&L | Accepted |  | 2019-09-17 | 2021-10-30 | Axitec | AC-310P/156-72S | Solar Panels |  | 0.31 | 12 | 188 | 38 |  | Fixed | Roof
NJSTRE1545382632 | NJSRRE1541862162 | Transition Incentive Program | Irvington | 7111 | 9 | 13.41 | Residential | Yes | Behind the Meter | Behind the Meter |  | None | Kamtech Solar Solutions | PSE&G | Eligible for TI Program | 2019-08-20 | 2019-10-22 | 2021-10-30 | Sunpower Corporation | SPR-E20-327-E-AC | Solar Panels |  | 0.327 | 24 | 227 | 32 |  | Fixed | Roof | Roof of home
NJSTRE1545382637 | NJSRRE1541894843 | Transition Incentive Program | Egg Harbor Township | 8234 | 19 | 5.04 | Residential | Yes | Behind the Meter | Net-metered residential rooftop and canopy |  | None | Vivint Solar Developer, LLC | AC Electric | Accepted | 2019-09-03 | 2019-09-04 | 2021-10-30 | Hanwha Solar | Q.PEAK BLK-G5 315 | Solar Panels |  | 0.315 | 7 | 351 | 33 |  | Fixed | Roof
NJSTRE1545381670 |  | Transition Incentive Program | Woodbridge | 8863 | 11 | 10.88 | Residential | No | Behind the Meter | Net-metered residential rooftop and canopy |  | None | Tesla Energy Operations Inc. | PSE&G | Accepted | 2020-07-31 | 2020-08-07 | 2021-10-30 | Hanwha Q-CELLS | Q.Peak DUO BLK-G6+ 340 | Solar Panels |  | 0.34 | 4 | 259 | 20 |  | Fixed | Roof
NJSTRE1545381731 |  | Transition Incentive Program | Monroe Township | 8831 | 11 | 8.16 | Residential | No | Behind the Meter | Net-metered residential rooftop and canopy |  | None | Tesla Energy Operations Inc. | JCP&L | Accepted | 2020-07-31 | 2020-08-07 | 2021-10-30 | Hanwha Q-Cells | Q.Peak DUO BLK-G6+/SC340 | Solar Panels |  | 0.34 | 8 | 85 | 23 |  | Fixed | Roof
NJSTRE1545381799 |  | Transition Incentive Program | Jefferson | 7438 | 6 | 12.24 | Residential | No | Behind the Meter | Net-metered residential rooftop and canopy |  | None | Green Power energy | JCP&L | Accepted | 2020-07-31 | 2020-08-07 | 2021-10-30 | LG Electronics | LG360Q1K-V5 | Solar Panels |  | 0.36 | 14 | 215 | 32 |  | Fixed | Roof
NJSTRE1545381849 |  | Transition Incentive Program | Franklinville | 8322 | 15 | 13.73 | Residential | Yes | Behind the Meter | Net-metered residential rooftop and canopy |  | None | Sunrun Installation Services, Inc. | AC Electric | Accepted | 2020-07-31 | 2020-08-07 | 2021-10-30 | LONGi Green Energy Technology Co Ltd | LR6-60HPB-305M | Solar Panels |  | 0.305 | 5 | 153 | 36 |  | Fixed | Roof
NJSTRE1545381849 |  | Transition Incentive Program | Franklinville | 8322 | 15 | 13.73 | Residential | Yes | Behind the Meter | Net-metered residential rooftop and canopy |  | None | Sunrun Installation Services, Inc. | AC Electric | Accepted | 2020-07-31 | 2020-08-07 | 2021-10-30 | LONGi Green Energy Technology Co Ltd | LR6-60HPB-305M | Solar Panels |  | 0.305 | 5 | 242 | 37 |  | Fixed | Roof
NJSTRE1545381856 |  | Transition Incentive Program | Chesterfield | 8515 | 13 | 9.52 | Residential | No | Behind the Meter | Net-metered residential rooftop and canopy |  | None | Tesla Energy Operations Inc. | PSE&G | Accepted | 2020-07-31 | 2020-08-07 | 2021-10-30 | Hanwha Q-CELLS | Q.Peak DUO BLK-G6+ 340 | Solar Panels |  | 0.34 | 4 | 270 | 23 |  | Fixed | Roof
NJSTRE1545381878 |  | Transition Incentive Program | Hopewell TWP MER | 8525 | 12 | 10.2 | Residential | No | Behind the Meter | Net-metered residential rooftop and canopy |  | None | Tesla Energy Operations Inc. | PSE&G | Accepted | 2020-07-31 | 2020-08-07 | 2021-10-30 | Hanwha Q-Cells | Q.Peak DUO BLK-G6+/SC340 | Solar Panels |  | 0.34 | 12 | 107 | 42 |  | Fixed | Roof
NJSTRE1545381932 |  | Transition Incentive Program | Villas | 8251 | 21 | 10.88 | Residential | Yes | Behind the Meter | Net-metered residential rooftop and canopy |  | None | Trinity Solar | AC Electric | Accepted | 2020-07-31 | 2020-08-07 | 2021-10-30 | Hanwha 340 | Q.PEAK DUO BLK-G6 340 | Solar Panels |  | 0.34 | 8 | 264 | 25 |  | Fixed | Roof
NJSTRE1545381941 |  | Transition Incentive Program | Linden | 7036 | 10 | 9.8 | Residential | Yes | Behind the Meter | Net-metered residential rooftop and canopy |  | None | Pro Custom Solar dba Momentum Solar | PSE&G | Accepted | 2020-07-31 | 2020-08-07 | 2021-10-30 | LG | LG 350N1C-V5 | Solar Panels |  | 0.35 | 3 | 310 | 23 |  | Fixed | Roof
NJSTRE1545381941 |  | Transition Incentive Program | Linden | 7036 | 10 | 9.8 | Residential | Yes | Behind the Meter | Net-metered residential rooftop and canopy |  | None | Pro Custom Solar dba Momentum Solar | PSE&G | Accepted | 2020-07-31 | 2020-08-07 | 2021-10-30 | LG | LG 350N1C-V5 | Solar Panels |  | 0.35 | 16 | 130 | 23 |  | Fixed | Roof
NJSTRE1545381969 | NJSRRE1540169231 | Transition Incentive Program | Manalapan | 7726 | 17 | 15.36 | Residential | No | Behind the Meter | Behind the Meter |  | None | Green Power Energy | JCP&L | Eligible for TI Program | 2018-12-31 | 2019-01-04 | 2021-10-30 | Panasonic | VBHN320KA03 | Solar Panels |  | 0.32 | 17 | 225 | 37 |  | Fixed | Roof
NJSTRE1545381984 | NJSRRE1540292724 | Transition Incentive Program | Galloway | 8205 | 19 | 115.5 | Commercial | Yes | Behind the Meter | Net-metered non-residential rooftop and canopy |  | None | SolareAmerica | AC Electric | Accepted |  | 2019-02-08 | 2021-10-30 | CSUN | CSUN385 | Solar Panels |  | 0.385 | 300 | 220 | 10 |  | Fixed | Roof
NJSTRE1545382009 | NJSRRE1540298053 | Transition Incentive Program | Bellmawr | 8031 | 14 | 115.5 | Commercial | Yes | Behind the Meter | Net-metered non-residential rooftop and canopy |  | None | SolareAmerica | PSE&G | Accepted |  | 2019-02-06 | 2021-10-30 | CSUN | CSUN385 | Solar Panels |  | 0.385 | 300 | 353 | 10 |  | Fixed | Roof
NJSTRE1545382624 | NJSRRE1542248585 | Transition Incentive Program | Hamilton | 8609 | 12 | 19.24 | Residential | No | Behind the Meter | Net-metered non-residential rooftop and canopy |  | None | Exact Solar | PSE&G | Accepted |  | 2019-09-10 | 2021-10-30 | Jinko | JKM370M-72 | Solar Panels |  | 0.37 | 44 | 183 | 35 |  | Fixed | Roof
NJSTRE1545382629 | NJSRRE1542422676 | Transition Incentive Program | heckensack city | 7601 | 7 | 13.08 | Residential | No | Behind the Meter | Net-metered residential rooftop and canopy |  | None | SunPower Capital LLC | PSE&G | Accepted | 2019-09-19 | 2019-09-23 | 2021-10-30 | sunpower | spr-e20-327-e-ac | Solar Panels |  | 0.327 | 6 | 38 | 23 |  | Fixed | Roof
NJSTRE1545382629 | NJSRRE1542422676 | Transition Incentive Program | heckensack city | 7601 | 7 | 13.08 | Residential | No | Behind the Meter | Net-metered residential rooftop and canopy |  | None | SunPower Capital LLC | PSE&G | Accepted | 2019-09-19 | 2019-09-23 | 2021-10-30 | sunpower | spr-e20-327-e-ac | Solar Panels |  | 0.327 | 5 | 218 | 45 |  | Fixed | Roof
NJSTRE1545382630 | NJSRRE1542421595 | Transition Incentive Program | Deptford TWP | 8096 | 15 | 13.41 | Residential | Yes | Behind the Meter | Net-metered residential rooftop and canopy |  | None | Vision Solar LLC | PSE&G | Accepted | 2019-09-19 | 2019-09-23 | 2021-10-30 | sunpower | e20-327-e-ac | Solar Panels |  | 0.327 | 4 | 201 | 8 |  | Fixed | Pole
NJSTRE1545382630 | NJSRRE1542421595 | Transition Incentive Program | Deptford TWP | 8096 | 15 | 13.41 | Residential | Yes | Behind the Meter | Net-metered residential rooftop and canopy |  | None | Vision Solar LLC | PSE&G | Accepted | 2019-09-19 | 2019-09-23 | 2021-10-30 | sunpower | e20-327-e-ac | Solar Panels |  | 0.327 | 2 | 291 | 14 |  | Fixed | Roof
NJSTRE1545382638 | NJSRRE1541873574 | Transition Incentive Program | PATERSON | 7504 | 6 | 4.36 | Residential | Yes | Behind the Meter | Behind the Meter |  | None | Pro Custom Solar dba Momentum Solar | PSE&G | Eligible for TI Program | 2019-08-22 | 2019-08-26 | 2021-10-30 | LG ELECTRONICS | LG 335N1C-V5 | Solar Panels |  | 0.335 | 13 | 278 | 2 |  | Fixed | Roof
NJSTRE1545382640 | NJSRRE1542345741 | Transition Incentive Program | Glendora | 8029 | 14 | 6.82 | Residential | No | Behind the Meter | Behind the Meter |  | None | Orbit Energy & Power, LLC | PSE&G | Eligible for TI Program | 2019-09-06 | 2019-09-11 | 2021-10-30 | axitec | axitec 310 | Solar Panels |  | 0.31 | 6 | 114 | 20 |  | Fixed | Roof
NJSTRE1545382641 | NJSRRE1541884133 | Transition Incentive Program | South River | 8882 | 11 | 65.1 | Commercial | Yes | Behind the Meter | Behind the Meter |  | None | Ampericon | PSE&G | Eligible for TI Program | 2019-08-26 | 2019-08-29 | 2021-10-30 | Silfab | SLA-M-310 | Solar Panels |  | 0.31 | 105 | 63 | 10 |  | Fixed | Roof
NJSTRE1545382647 | NJSRRE1542421711 | Transition Incentive Program | BAYVILLE | 8721 | 18 | 2.52 | Residential | Yes | Behind the Meter | Net-metered residential rooftop and canopy |  | None | Vivint Solar Developer, LLC | JCP&L | Accepted | 2019-09-19 | 2019-09-23 | 2021-10-30 | HANWHA SOLAR | Q.PEAK BLK-G5 315 | Solar Panels |  | 0.315 | 5 | 3 | 26 |  | Fixed | Roof
NJSTRE1545382648 | NJSRRE1542370334 | Transition Incentive Program | Jackson | 8527 | 18 | 20.46 | Residential | No | Behind the Meter | Behind the Meter |  | None | Maier Solar Engineering dba Solar Me | JCP&L | Eligible for TI Program | 2019-09-09 | 2019-09-11 | 2021-10-30 | Silfab | SLA-310W | Solar Panels |  | 0.31 | 66 | 180 | 22 |  | Fixed | Ground
NJSTRE1545382650 | NJSRRE1542248362 | Transition Incentive Program | SICKLERVILLE | 8081 | 14 | 9.14 | Residential | Yes | Behind the Meter | Net-metered residential rooftop and canopy |  | None | Vivint Solar Developer, LLC | AC Electric | Accepted | 2019-09-05 | 2019-09-09 | 2021-10-30 | Hanwha Solar | Q.PEAK BLK-G5 315 | Solar Panels |  | 0.315 | 12 | 39 | 28 |  | Fixed | Roof
NJSTRE1545382658 | NJSRRE1542346152 | Transition Incentive Program | Whiting | 8759 | 18 | 15.08 | Residential | Yes | Behind the Meter | Behind the Meter |  | None | Sunrun Installation Services, Inc. | JCP&L | Eligible for TI Program | 2019-09-06 | 2019-09-11 | 2021-10-30 | REC Solar | REC290TP2 BLK | Solar Panels |  | 0.29 | 44 | 213 | 23 |  | Fixed | Roof
NJSTRE1545382661 | NJSRRE1542376871 | Transition Incentive Program | Mt Holly | 8060 | 13 | 9.48 | Residential | Yes | Behind the Meter | Net-metered residential rooftop and canopy |  | None | Vision Solar LLC | PSE&G | Accepted | 2019-09-10 | 2019-09-12 | 2021-10-30 | sunpower | e20-327-e-ac | Solar Panels |  | 0.327 | 8 | 340 | 40 |  | Fixed | Roof
NJSTRE1545495045 |  | Transition Incentive Program | Mantua | 8051 | 15 | 7.25 | Residential | Yes | Behind the Meter | Net-metered residential rooftop and canopy |  | None | Suntuity Solar LLC | AC Electric | Accepted | 2020-08-21 | 2020-08-26 | 2021-10-30 | Enphase Energy | IQ7-60-2-US | Inverters | 240 |  | 23 |  |  | 0.97 |  | Outdoor | Behind the PV Modules
NJSTRE1545495143 |  | Transition Incentive Program | Trenton | 8648 | 12 | 5.44 | Residential | No | Behind the Meter | Net-metered residential rooftop and canopy |  | None | Trinity Solar | PSE&G | Accepted | 2020-08-21 | 2020-08-25 | 2021-10-30 | Solar Edge | SE5000 | Inverters | 5000 |  | 1 |  |  | 0.97 |  | Outside | side of home
NJSTRE1545495131 |  | Transition Incentive Program | Mt Laurel | 8054 | 13 | 68 | Commercial | Yes | Behind the Meter | Net-metered non-residential rooftop and canopy |  | None | MOORE ENERGY LLC | PSE&G | Accepted | 2020-08-25 | 2020-08-26 | 2021-10-30 | SolarEdge | 66.6KUS | Inverters | 66.6 |  | 1 |  |  | 0.985 |  | Outdoor | Roof
NJSTRE1545495210 |  | Transition Incentive Program | Cape May Court House | 8210 | 21 | 5.44 | Residential | Yes | Behind the Meter | Net-metered residential rooftop and canopy |  | None | Trinity Solar | AC Electric | Accepted | 2020-08-21 | 2020-08-26 | 2021-10-30 | Solar Edge | SE5000H-US | Inverters | 5000 |  | 1 |  |  | 0.97 |  | Outside | Side of home
NJSTRE1545495564 |  | Transition Incentive Program | Columbus | 8022 | 13 | 10.88 | Residential | No | Behind the Meter | Net-metered residential rooftop and canopy |  | None | Pro Custom Solar dba Momentum Solar | PSE&G | Accepted | 2020-08-21 | 2020-08-26 | 2021-10-30 | Enphase | IQ7-60-2-US | Inverters | 240 |  | 32 |  |  | 0.97 |  | Outdoor | Roof
NJSTRE1545496647 |  | Transition Incentive Program | Bridgewater | 8807 | 5 | 4.42 | Residential | No | Behind the Meter | Net-metered residential rooftop and canopy |  | None | Trinity Solar | PSE&G | Accepted | 2020-08-21 | 2020-08-26 | 2021-10-30 | Solar Edge | SE3800 | Inverters | 3800 |  | 1 |  |  | 0.97 |  | Outside | side of home
NJSTRE1545496716 |  | Transition Incentive Program | West Berlin | 8091 | 14 | 10.85 | Residential | Yes | Behind the Meter | Net-metered residential rooftop and canopy |  | None | Pro Custom Solar dba Momentum Solar | AC Electric | Accepted | 2020-08-21 | 2020-08-26 | 2021-10-30 | Enphase | IQ7PLUS-72-2-US | Inverters | 290 |  | 31 |  |  | 0.97 |  | Outdoor | Roof
NJSTRE1545498986 |  | Transition Incentive Program | Cherry Hill | 8002 | 14 | 5.89 | Residential | No | Behind the Meter | Net-metered residential rooftop and canopy |  | None | GenRenew, LLC | PSE&G | Accepted | 2020-08-23 | 2020-08-26 | 2021-10-30 | Sunpower | MI-E-320-US208/240 | Inverters | 320 |  | 18 |  |  | 0.96 |  | Outdoor | microinverters under modules
NJSTRE1545382609 | NJSRRE1541861863 | Transition Incentive Program | ELIZABETH | 7202 | 10 | 10.05 | Residential | Yes | Behind the Meter | Behind the Meter |  | None | Pro Custom Solar dba Momentum Solar | PSE&G | Eligible for TI Program | 2019-08-20 | 2019-08-23 | 2021-10-30 | LG ELECTRONICS | LG 335N1C-V5 | Solar Panels |  | 0.335 | 3 | 336 | 23 |  | Fixed | Roof
NJSTRE1545382616 | NJSRRE1542407209 | Transition Incentive Program | DOVER | 7801 | 3 | 3.78 | Residential | Yes | Behind the Meter | Net-metered residential rooftop and canopy |  | None | Vivint Solar Developer, LLC | JCP&L | Accepted | 2019-09-14 | 2019-09-18 | 2021-10-30 | Hanwha | Q.PEAK BLK-G5 315 | Solar Panels |  | 0.315 | 12 | 82 | 22 |  | Fixed | Roof
NJSTRE1545382618 | NJSRRE1542393344 | Transition Incentive Program | Rahway | 7065 | 10 | 4.36 | Residential | Yes | Behind the Meter | Behind the Meter |  | None | Pro Custom Solar dba Momentum Solar | PSE&G | Eligible for TI Program | 2019-09-12 | 2019-09-16 | 2021-10-30 | LG ELECTRONICS | LG 335N1C-V5 | Solar Panels |  | 0.335 | 9 | 118 | 40 |  | Fixed | Roof
NJSTRE1545382621 | NJSRRE1541871765 | Transition Incentive Program | Cedar Grove | 7009 | 9 | 8.99 | Residential | Yes | Behind the Meter | Behind the Meter |  | None | Sunrun Installation Services, Inc. | PSE&G | Eligible for TI Program | 2019-08-21 | 2019-08-26 | 2021-10-30 | REC Solar | REC290TP2 BLK | Solar Panels |  | 0.29 | 8 | 110 | 18 |  | Fixed | Roof
NJSTRE1545382621 | NJSRRE1541871765 | Transition Incentive Program | Cedar Grove | 7009 | 9 | 8.99 | Residential | Yes | Behind the Meter | Behind the Meter |  | None | Sunrun Installation Services, Inc. | PSE&G | Eligible for TI Program | 2019-08-21 | 2019-08-26 | 2021-10-30 | REC Solar | REC290TP2 BLK | Solar Panels |  | 0.29 | 2 | 290 | 30 |  | Fixed | Roof
NJSTRE1545382642 | NJSRRE1541883860 | Transition Incentive Program | Hawthorne | 7506 | 6 | 11.97 | Residential | Yes | Behind the Meter | Behind the Meter |  | None | Vivint Solar Developer, LLC | PSE&G | Eligible for TI Program | 2019-08-29 | 2019-08-30 | 2021-10-30 | HANWHA SOLAR | Q.PEAK BLK-G5 315 | Solar Panels |  | 0.315 | 2 | 128 | 44 |  | Fixed | Roof
NJSTRE1545382646 | NJSRRE1542412018 | Transition Incentive Program | Weehawken | 7086 | 8 | 1.96 | Residential | No | Behind the Meter | Net-metered residential rooftop and canopy |  | None | SunPower Corporation, Systems | PSE&G | Final As-Built Received |  | 2019-09-19 | 2021-10-30 | SUNPOWER | SPR-E20-327-E-AC | Solar Panels |  | 0.327 | 6 | 206 | 0 |  | Fixed | Roof
NJSTRE1545382657 | NJSRRE1542376905 | Transition Incentive Program | Westfield | 7090 | 10 | 10.05 | Residential | Yes | Behind the Meter | Net-metered residential rooftop and canopy |  | None | Pro Custom Solar dba Momentum Solar | PSE&G | Accepted | 2019-09-10 | 2019-09-12 | 2021-10-30 | LG ELECTRONICS | LG 335N1C-V5 | Solar Panels |  | 0.335 | 6 | 36 | 35 |  | Fixed | Roof
NJSTRE1545382661 | NJSRRE1542376871 | Transition Incentive Program | Mt Holly | 8060 | 13 | 9.48 | Residential | Yes | Behind the Meter | Net-metered residential rooftop and canopy |  | None | Vision Solar LLC | PSE&G | Accepted | 2019-09-10 | 2019-09-12 | 2021-10-30 | sunpower | e20-327-e-ac | Solar Panels |  | 0.327 | 12 | 161 | 10 |  | Fixed | Roof
NJSTRE1545382662 | NJSRRE1541880927 | Transition Incentive Program | Newark City | 7105 | 9 | 6.21 | Residential | Yes | Behind the Meter | Behind the Meter |  | None | Sunrun Installation Services, Inc. | PSE&G | Eligible for TI Program | 2019-08-23 | 2019-08-27 | 2021-10-30 | LG Electronics | LG365Q1C-V5 | Solar Panels |  | 0.365 | 17 | 107 | 27 |  | Fixed | Roof
NJSTRE1545382668 | NJSRRE1542192598 | Transition Incentive Program | Hackettstown | 7840 | 2 | 19.72 | Residential | Yes | Behind the Meter | Behind the Meter |  | None | Sunrun Installation Services, Inc. | JCP&L | Eligible for TI Program | 2019-09-04 | 2019-09-06 | 2021-10-30 | REC Solar | REC290TP2 BLK | Solar Panels |  | 0.29 | 42 | 181 | 30 |  | Fixed | Roof
NJSTRE1545382669 | NJSRRE1541884050 | Transition Incentive Program | Audubon Boro | 8106 | 14 | 3.66 | Residential | Yes | Behind the Meter | Behind the Meter |  | None | 1st Light Energy Inc | PSE&G | Eligible for TI Program | 2019-08-26 | 2019-08-28 | 2021-10-30 | Trina | TSM-305DD05A.05 | Solar Panels |  | 0.305 | 3 | 229 | 18 |  | Fixed | Roof
NJSTRE1545382673 | NJSRRE1541884646 | Transition Incentive Program | Whiting | 8759 | 18 | 21.46 | Residential | Yes | Behind the Meter | Behind the Meter |  | None | Sunrun Installation Services, Inc. | JCP&L | Eligible for TI Program | 2019-08-26 | 2019-08-29 | 2021-10-30 | REC Solar | REC290TP2 BLK | Solar Panels |  | 0.29 | 4 | 222 | 27 |  | Fixed | Roof
NJSTRE1545382673 | NJSRRE1541884646 | Transition Incentive Program | Whiting | 8759 | 18 | 21.46 | Residential | Yes | Behind the Meter | Behind the Meter |  | None | Sunrun Installation Services, Inc. | JCP&L | Eligible for TI Program | 2019-08-26 | 2019-08-29 | 2021-10-30 | REC Solar | REC290TP2 BLK | Solar Panels |  | 0.29 | 9 | 312 | 9 |  | Fixed | Roof
NJSTRE1545382679 | NJSRRE1542269597 | Transition Incentive Program | Barnegat | 8005 | 18 | 12.29 | Residential | Yes | Behind the Meter | Net-metered residential rooftop and canopy |  | None | Vivint Solar Developer, LLC | AC Electric | Accepted | 2019-09-05 | 2019-09-10 | 2021-10-30 | Hanwha Solar | Q.PEAK BLK-G5 315 | Solar Panels |  | 0.315 | 32 | 197 | 33 |  | Fixed | Roof
NJSTRE1545382680 | NJSRRE1541918436 | Transition Incentive Program | Plainfield | 7063 | 10 | 6.7 | Residential | Yes | Behind the Meter | Behind the Meter |  | None | Pro Custom Solar dba Momentum Solar | PSE&G | Eligible for TI Program | 2019-08-29 | 2019-09-03 | 2021-10-30 | LG ELECTRONICS | LG 335N1C-V5 | Solar Panels |  | 0.335 | 20 | 127 | 35 |  | Fixed | Roof
NJSTRE1545382683 | NJSRRE1541885877 | Transition Incentive Program | Englishtown | 7726 | 17 | 13.63 | Residential | No | Behind the Meter | Behind the Meter |  | None | Sunrun Installation Services, Inc. | JCP&L | Eligible for TI Program | 2019-08-26 | 2019-08-29 | 2021-10-30 | REC Solar | REC290TP2 BLK | Solar Panels |  | 0.29 | 15 | 224 | 23 |  | Fixed | Roof
NJSTRE1545382016 | NJSRRE1540295372 | Transition Incentive Program | Runnemede | 8078 | 14 | 115.5 | Commercial | Yes | Behind the Meter | Net-metered non-residential rooftop and canopy |  | None | SolareAmerica | PSE&G | Accepted |  | 2019-02-06 | 2021-10-30 | CSUN | CSUN385 | Solar Panels |  | 0.385 | 300 | 77 | 10 |  | Fixed | Roof
NJSTRE1545382024 | NJSRRE1540303463 | Transition Incentive Program | Somerset | 8873 | 5 | 115.5 | Commercial | Yes | Behind the Meter | Net-metered non-residential rooftop and canopy |  | None | SolareAmerica | PSE&G | Accepted |  | 2019-02-08 | 2021-10-30 | CSUN | CSUN385 | Solar Panels |  | 0.385 | 300 | 143 | 10 |  | Fixed | Roof
NJSTRE1545382033 | NJSRRE1540305228 | Transition Incentive Program | Dorchester | 8316 | 20 | 108.19 | Commercial | Yes | Behind the Meter | Net-metered non-residential rooftop and canopy |  | None | SolareAmerica | AC Electric | Accepted |  | 2019-02-11 | 2021-10-30 | CSUN | CSUN385 | Solar Panels |  | 0.385 | 281 | 161 | 10 |  | Fixed | Roof
NJSTRE1545382038 | NJSRRE1540369868 | Transition Incentive Program | Old Bridge | 8859 | 11 | 285.07 | Commercial | No | Behind the Meter | Net-metered non-residential rooftop and canopy |  | None | Dynamic Energy Solutions, LLC | JCP&L | Accepted | 2019-02-22 | 2019-02-25 | 2021-10-30 | JINKO | JINKO 365W | Solar Panels |  | 0.365 | 781 | 147.48 | 10 |  | Fixed | Roof
NJSTRE1545389470 | NJSRRE1544624196 | Transition Incentive Program | Manahawkin | 8050 | 18 | 9.3 | Residential | Yes | Behind the Meter | Behind the Meter |  | None | Sunrun Installation Services, Inc. | AC Electric | Eligible for TI Program | 2020-03-10 | 2020-03-13 | 2021-10-30 | Enphase Energy | IQ7-60-x-US (240V) | Inverters | 240 |  | 30 |  |  | 0.96 |  | Outdoor | Rooftop
NJSTRE1545389489 | NJSRRE1544613310 | Transition Incentive Program | NORTH BRUNSWICK | 8902 | 11 | 5.76 | Residential | Yes | Behind the Meter | Net-metered residential rooftop and canopy |  | None | Vivint Solar Developer, LLC | PSE&G | Accepted | 2020-03-06 | 2020-03-11 | 2021-10-30 | SolarEdge | SE3800H-US | Inverters | 3800 |  | 1 |  |  | 0.992 |  | Outdoor | Near the utility meter
NJSTRE1545394849 |  | Transition Incentive Program | Eatontown | 7724 | 17 | 14.04 | Residential | No | Behind the Meter | Net-metered residential rooftop and canopy |  | None | Whitman Construction, LLC | JCP&L | Accepted | 2020-08-03 | 2020-08-07 | 2021-10-30 | ENPHASE ENERGY | IQ7Plus-72-2-US | Inverters | 240 |  | 39 |  |  | 0.975 |  | Other | microinverters located under modules
NJSTRE1545395039 |  | Transition Incentive Program | Williamstown | 8094 | 15 | 12.16 | Residential | No | Behind the Meter | Net-metered residential rooftop and canopy |  | ACE | RCL Enterprises Inc. | AC Electric | Accepted | 2020-08-03 | 2020-08-07 | 2021-10-30 | Enphase | IQ7 | Inverters | 4800 |  | 20 |  |  | 0.96 |  | Outdoor | under panels
NJSTRE1545395056 |  | Transition Incentive Program | Southampton | 8088 | 13 | 11.9 | Residential | Yes | Behind the Meter | Net-metered residential rooftop and canopy |  | None | Pro Custom Solar dba Momentum Solar | PSE&G | Accepted | 2020-08-03 | 2020-08-07 | 2021-10-30 | Enphase | IQ7Plus-72-2-US | Inverters | 290 |  | 34 |  |  | 0.97 |  | Outdoor | Roof
NJSTRE1545395315 |  | Transition Incentive Program | Highland Park | 8904 | 11 | 10.85 | Residential | Yes | Behind the Meter | Net-metered residential rooftop and canopy |  | None | Pro Custom Solar dba Momentum Solar | PSE&G | Accepted | 2020-08-03 | 2020-08-07 | 2021-10-30 | Enphase | IQ7Plus-72-2-US | Inverters | 290 |  | 31 |  |  | 0.97 |  | Outdoor | Roof
NJSTRE1545395353 |  | Transition Incentive Program | Williamstown | 8094 | 15 | 12.48 | Residential | No | Behind the Meter | Net-metered residential rooftop and canopy |  | None | RCL Enterprises Inc. | AC Electric | Accepted | 2020-08-03 | 2020-08-07 | 2021-10-30 | Enphase | IQ7 | Inverters | 3600 |  | 15 |  |  | 0.96 |  | Outdoor | under panels
NJSTRE1545395648 |  | Transition Incentive Program | Egg Harbor Township | 8234 | 19 | 11.56 | Residential | No | Behind the Meter | Net-metered residential rooftop and canopy |  | None | Castle Energy, LLC | AC Electric | Accepted | 2020-08-03 | 2020-08-07 | 2021-10-30 | Enphase Energy | IQ7-60-2-US | Inverters | 240 |  | 34 |  |  | 0.967 |  | Outdoor | on the rooftop under each solar panel
NJSTRE1545382623 | NJSRRE1541873617 | Transition Incentive Program | PATERSON | 7514 | 6 | 9.05 | Residential | Yes | Behind the Meter | Behind the Meter |  | None | Pro Custom Solar dba Momentum Solar | PSE&G | Eligible for TI Program | 2019-08-22 | 2019-09-03 | 2021-10-30 | LG ELECTRONICS | LG 335N1C-V5 | Solar Panels |  | 0.335 | 18 | 100 | 28 |  | Fixed | Roof
NJSTRE1545382627 | NJSRRE1541894873 | Transition Incentive Program | Manalapan Township | 7726 | 17 | 19.22 | Residential | No | Behind the Meter | Behind the Meter |  | None | Pro Custom Solar dba Momentum Solar | JCP&L | Eligible for TI Program | 2019-08-28 | 2019-09-03 | 2021-10-30 | HANWHA | Q.PEAK DUO BLK-G5 315 | Solar Panels |  | 0.315 | 28 | 87 | 27 |  | Fixed | Roof
NJSTRE1545382627 | NJSRRE1541894873 | Transition Incentive Program | Manalapan Township | 7726 | 17 | 19.22 | Residential | No | Behind the Meter | Behind the Meter |  | None | Pro Custom Solar dba Momentum Solar | JCP&L | Eligible for TI Program | 2019-08-28 | 2019-09-03 | 2021-10-30 | HANWHA | Q.PEAK DUO BLK-G5 315 | Solar Panels |  | 0.315 | 11 | 88 | 27 |  | Fixed | Roof
NJSTRE1545382630 | NJSRRE1542421595 | Transition Incentive Program | Deptford TWP | 8096 | 15 | 13.41 | Residential | Yes | Behind the Meter | Net-metered residential rooftop and canopy |  | None | Vision Solar LLC | PSE&G | Accepted | 2019-09-19 | 2019-09-23 | 2021-10-30 | sunpower | e20-327-e-ac | Solar Panels |  | 0.327 | 15 | 111 | 30 |  | Fixed | Roof
NJSTRE1545382634 | NJSRRE1541887815 | Transition Incentive Program | Forked River | 8731 | 18 | 3.92 | Residential | Yes | Behind the Meter | Net-metered residential rooftop and canopy |  | None | SunPower Corporation, Systems | JCP&L | Accepted |  | 2019-08-29 | 2021-10-30 | SUNPOWER | SPR-E20-327-E-AC | Solar Panels |  | 0.327 | 12 | 183 | 18 |  | Fixed | Roof
NJSTRE1545382635 | NJSRRE1541888858 | Transition Incentive Program | Freehold | 7728 | 17 | 11.68 | Residential | Yes | Behind the Meter | Behind the Meter |  | None | Sunrun Installation Services, Inc. | JCP&L | Eligible for TI Program | 2019-08-27 | 2019-08-30 | 2021-10-30 | LG Electronics | LG365Q1C-V5 | Solar Panels |  | 0.365 | 18 | 228 | 40 |  | Fixed | Roof
NJSTRE1545382640 | NJSRRE1542345741 | Transition Incentive Program | Glendora | 8029 | 14 | 6.82 | Residential | No | Behind the Meter | Behind the Meter |  | None | Orbit Energy & Power, LLC | PSE&G | Eligible for TI Program | 2019-09-06 | 2019-09-11 | 2021-10-30 | axitec | axitec 310 | Solar Panels |  | 0.31 | 4 | 114 | 25 |  | Fixed | Roof
NJSTRE1545382649 | NJSRRE1541862707 | Transition Incentive Program | PENNSAUKEN | 8109 | 14 | 8.82 | Residential | Yes | Behind the Meter | Net-metered residential rooftop and canopy |  | None | Vivint Solar Developer, LLC | PSE&G | Accepted | 2019-08-23 | 2019-08-26 | 2021-10-30 | Hanwha Solar | Q.PEAK BLK-G5 315 | Solar Panels |  | 0.315 | 7 | 53 | 12 |  | Fixed | Roof
NJSTRE1545382654 | NJSRRE1541883919 | Transition Incentive Program | Mantua | 8051 | 15 | 10.71 | Residential | Yes | Behind the Meter | Net-metered residential rooftop and canopy |  | None | Vivint Solar Developer, LLC | AC Electric | Accepted | 2019-09-03 | 2019-09-03 | 2021-10-30 | HANWHA SOLAR | Q.PEAK BLK-G5 | Solar Panels |  | 0.315 | 28 | 276 | 21 |  | Fixed | Roof
NJSTRE1545382654 | NJSRRE1541883919 | Transition Incentive Program | Mantua | 8051 | 15 | 10.71 | Residential | Yes | Behind the Meter | Net-metered residential rooftop and canopy |  | None | Vivint Solar Developer, LLC | AC Electric | Accepted | 2019-09-03 | 2019-09-03 | 2021-10-30 | Hanwha Solar | Q.PEAK DUO BLK-G5 | Solar Panels |  | 0.315 | 6 | 96 | 21 |  | Fixed | Roof
NJSTRE1545382659 | NJSRRE1541993226 | Transition Incentive Program | Green Village | 7935 | 3 | 3.04 | Residential | No | Behind the Meter | Behind the Meter |  | None | self | JCP&L | Eligible for TI Program | 2019-09-03 | 2019-09-06 | 2021-10-30 | LG 370N2W-G4 | 370 NEON 2 72 Cell | Solar Panels |  | 0.37 | 3 | skouth | 0.1 |  | Fixed | Roof
NJSTRE1545382660 | NJSRRE1541993220 | Transition Incentive Program | Cape May Court House | 8210 | 21 | 5.99 | Residential | Yes | Behind the Meter | Net-metered residential rooftop and canopy |  | None | Suntuity Solar LLC | AC Electric | Accepted | 2019-09-03 | 2019-09-05 | 2021-10-30 | Yingli Green Energy | YL315D-30b | Solar Panels |  | 0.315 | 13 | 208 | 45 |  | Fixed | Roof
NJSTRE1545481504 |  | Transition Incentive Program | Little Egg Harbor Township | 8087 | 18 | 9.05 | Residential | Yes | Behind the Meter | Net-metered residential rooftop and canopy |  | None | Trinity Solar | AC Electric | Accepted | 2020-08-20 | 2020-08-24 | 2021-10-30 | Solar Edge | SE7600 | Inverters | 7600 |  | 1 |  |  | 0.97 |  | Outside | side of home
NJSTRE1545481573 |  | Transition Incentive Program | Roselle Park | 7204 | 10 | 5.1 | Residential | Yes | Behind the Meter | Net-metered residential rooftop and canopy |  | None | Vision Solar LLC | PSE&G | Accepted | 2020-08-20 | 2020-08-24 | 2021-10-30 | ENPHASE | IQ7-60-2-US | Inverters | 0.24 |  | 15 |  |  | 0.96 |  | Other | BEHIND EACH PANEL
NJSTRE1545481918 |  | Transition Incentive Program | Swedesboro | 8085 | 15 | 10.05 | Residential | Yes | Behind the Meter | Net-metered residential rooftop and canopy |  | None | Trinity Solar | AC Electric | Accepted | 2020-08-20 | 2020-08-25 | 2021-10-30 | Solar Edge | SE7600 | Inverters | 7600 |  | 1 |  |  | 0.97 |  | Outside | back of home
NJSTRE1545482831 |  | Transition Incentive Program | Absecon | 8201 | 19 | 5.78 | Residential | Yes | Behind the Meter | Net-metered residential rooftop and canopy |  | None | Trinity Solar | AC Electric | Accepted | 2020-08-20 | 2020-08-25 | 2021-10-30 | Solar Edge | SE5000 | Inverters | 5000 |  | 1 |  |  | 0.97 |  | Outside | side of home
NJSTRE1545483403 |  | Transition Incentive Program | Howell | 7731 | 17 | 9.52 | Residential | Yes | Behind the Meter | Net-metered residential rooftop and canopy |  | None | Trinity Solar | JCP&L | Final As-Built Received | 2020-08-20 | 2020-08-25 | 2021-10-30 | Solar Edge | SE7600 | Inverters | 7600 |  | 1 |  |  | 0.97 |  | Indoor | garage
NJSTRE1545483470 |  | Transition Incentive Program | Williamstown | 8094 | 15 | 2.24 | Residential | Yes | Behind the Meter | Net-metered residential rooftop and canopy |  | None | Trinity Solar | AC Electric | Accepted | 2020-08-20 | 2020-08-26 | 2021-10-30 | ENPHASE IQ7 MICROINVERTERS (IQ7-60-2-US ) | ENPHASE IQ7 MICROINVERTERS (IQ7-60-2-US ) | Inverters | 0.24 |  | 7 |  |  | 0.97 |  | Outside | under the panels
NJSTRE1545495041 |  | Transition Incentive Program | WILLIAMSTOWN | 8094 | 15 | 6.8 | Residential | Yes | Behind the Meter | Net-metered residential rooftop and canopy |  | None | Trinity Solar | AC Electric | Final As-Built Received | 2020-08-21 | 2020-08-25 | 2021-10-30 | Solar Edge | SE6000H-US000BNC4 | Inverters | 6000 |  | 1 |  |  | 0.97 |  | Other | side of home
NJSTRE1545495057 |  | Transition Incentive Program | Kearny Town | 7032 | 8 | 6.93 | Residential | No | Behind the Meter | Net-metered residential rooftop and canopy |  | None | Vision Solar LLC | PSE&G | Accepted | 2020-08-21 | 2020-08-25 | 2021-10-30 | ENPHASE | IQ7-60-2-US | Inverters | 0.24 |  | 22 |  |  | 0.96 |  | Other | behind each panel
NJSTRE1545495154 |  | Transition Incentive Program | Northfield | 8225 | 19 | 9.18 | Residential | No | Behind the Meter | Net-metered residential rooftop and canopy |  | None | Castle Energy, LLC | AC Electric | Accepted | 2020-08-21 | 2020-08-26 | 2021-10-30 | Enphase Energy | IQ7-60-2-US | Inverters | 240 |  | 27 |  |  | 0.967 |  | Outdoor | on the rooftop under each solar panel
NJSTRE1545495453 |  | Transition Incentive Program | Pennington | 8534 | 12 | 8.71 | Residential | No | Behind the Meter | Net-metered residential rooftop and canopy |  | None | Public Service Solar | PSE&G | Accepted | 2020-08-31 | 2020-08-31 | 2021-10-30 | Enphase | IQ7+ | Inverters | 0.29 |  | 26 |  |  | 0.96 |  | Outside | Under panels
NJSTRE1545495604 |  | Transition Incentive Program | Bayonne | 7002 | 8 | 7.37 | Residential | Yes | Behind the Meter | Net-metered residential rooftop and canopy |  | None | Trinity Solar | PSE&G | Accepted | 2020-08-21 | 2020-08-26 | 2021-10-30 | Solar Edge | SE6000 | Inverters | 6000 |  | 1 |  |  | 0.97 |  | Outside | side of home
NJSTRE1545496624 |  | Transition Incentive Program | Belford | 7718 | 17 | 5.25 | Residential | Yes | Behind the Meter | Net-metered residential rooftop and canopy |  | None | Pro Custom Solar dba Momentum Solar | JCP&L | Accepted | 2020-08-21 | 2020-08-26 | 2021-10-30 | Enphase | IQ7PLUS-72-2-US | Inverters | 290 |  | 15 |  |  | 0.97 |  | Outdoor | Roof
NJSTRE1545495139 |  | Transition Incentive Program | Moonachie | 7074 | 7 | 173.88 | Commercial | Yes | Behind the Meter | Net-metered non-residential rooftop and canopy |  | None | GenPro Energy Solutions | PSE&G | Accepted | 2020-09-11 | 2020-09-25 | 2021-10-30 | CHINT | SCA50KTL-DO/US-480 | Inverters | 50 |  | 3 |  |  | 0.99 |  | Outdoor | OUTDOOR
NJSTRE1545382656 | NJSRRE1542416705 | Transition Incentive Program | Willingboro | 8046 | 13 | 18.09 | Residential | Yes | Behind the Meter | Behind the Meter |  | None | Pro Custom Solar dba Momentum Solar | PSE&G | Eligible for TI Program | 2019-09-18 | 2019-09-20 | 2021-10-30 | LG ELECTRONICS | LG 335N1C-V5 | Solar Panels |  | 0.335 | 10 | 332 | 18 |  | Fixed | Roof
NJSTRE1545382664 | NJSRRE1541883955 | Transition Incentive Program | Pennsauken | 8109 | 14 | 5.67 | Residential | Yes | Behind the Meter | Net-metered residential rooftop and canopy |  | None | Vivint Solar Developer, LLC | PSE&G | Accepted | 2019-09-03 | 2019-09-03 | 2021-10-30 | Hanwha Solar | Q.PEAK BLK-G5 315 | Solar Panels |  | 0.315 | 6 | 232 | 12 |  | Fixed | Roof
NJSTRE1545382666 | NJSRRE1541897586 | Transition Incentive Program | Vineland | 8360 | 20 | 9.9 | Residential | No | Behind the Meter | Net-metered residential rooftop and canopy |  | None | Bright Planet Solar | Vineland Muni Electric | Accepted |  | 2019-09-09 | 2021-10-30 | TRINA SOLAR | TSM-DD05A.18(II) 300W | Solar Panels |  | 0.3 | 15 | 92 | 23 |  | Fixed | Roof
NJSTRE1545382674 | NJSRRE1542390536 | Transition Incentive Program | Union | 7083 | 10 | 7.37 | Residential | Yes | Behind the Meter | Behind the Meter |  | None | Pro Custom Solar dba Momentum Solar | PSE&G | Eligible for TI Program | 2019-09-11 | 2019-09-13 | 2021-10-30 | LG | LG 335N1C-V5 | Solar Panels |  | 0.335 | 6 | 287 | 33 |  | Fixed | Roof
NJSTRE1545483745 |  | Transition Incentive Program | Englishtown | 7726 | 17 | 6.93 | Residential | No | Behind the Meter | Net-metered residential rooftop and canopy |  | None | Sunrun Installation Services, Inc. | JCP&L | Accepted | 2020-08-20 | 2020-08-31 | 2021-10-30 | Enphase Energy | IQ7-60-x-US (240V) | Inverters | 240 |  | 21 |  |  | 0.96 |  | Outdoor | Rooftop
NJSTRE1545495038 |  | Transition Incentive Program | Irvington | 7111 | 9 | 7.14 | Residential | Yes | Behind the Meter | Net-metered residential rooftop and canopy |  | None | Vision Solar LLC | PSE&G | Accepted | 2020-08-21 | 2020-08-25 | 2021-10-30 | ENPHASE | IQ7-60-2-US | Inverters | 0.24 |  | 21 |  |  | 0.96 |  | Other | behind each panel
NJSTRE1545495052 |  | Transition Incentive Program | Little Egg Harbor Twp | 8087 | 18 | 4.08 | Residential | Yes | Behind the Meter | Net-metered residential rooftop and canopy |  | None | Trinity Solar | AC Electric | Accepted | 2020-08-21 | 2020-08-25 | 2021-10-30 | Solar Edge | SE3800 | Inverters | 3800 |  | 1 |  |  | 0.97 |  | Outside | side of home
NJSTRE1545495083 |  | Transition Incentive Program | Gibbstown | 8027 | 15 | 12.24 | Residential | Yes | Behind the Meter | Net-metered residential rooftop and canopy |  | None | Trinity Solar | AC Electric | Accepted | 2020-08-21 | 2020-08-25 | 2021-10-30 | Solar Edge | SE10000 | Inverters | 10000 |  | 1 |  |  | 0.97 |  | Outside | side of home
NJSTRE1545495145 |  | Transition Incentive Program | Millville | 8332 | 20 | 8.5 | Residential | Yes | Behind the Meter | Net-metered residential rooftop and canopy |  | None | Sun Up Zero Down | AC Electric | Accepted | 2020-08-21 | 2020-08-25 | 2021-10-30 | enphase | IQ7XS-96-ACM-US | Inverters | 320 |  | 26 |  |  | 0.976 |  | Outside | Behind panel
NJSTRE1545495170 |  | Transition Incentive Program | Dumont | 7628 | 7 | 8.5 | Residential | No | Behind the Meter | Net-metered residential rooftop and canopy |  | None | Trinity Solar | PSE&G | Accepted | 2020-08-21 | 2020-08-25 | 2021-10-30 | Solar Edge | SE7600H-US | Inverters | 7600 |  | 1 |  |  | 0.97 |  | Outside | side of home
NJSTRE1545495430 |  | Transition Incentive Program | Cape May Court | 8210 | 21 | 5.12 | Residential | Yes | Behind the Meter | Net-metered residential rooftop and canopy |  | None | Posigen NJ LLC | AC Electric | Accepted | 2020-08-21 | 2020-08-25 | 2021-10-30 | SolarEdge | SE6000H-US | Inverters | 6000 |  | 1 |  |  | 0.99 |  | Outside | within ten feet of meter
NJSTRE1545495466 |  | Transition Incentive Program | Edgewater Park | 8810 | 11 | 3.84 | Residential | No | Behind the Meter | Net-metered residential rooftop and canopy |  | None | Posigen NJ LLC | PSE&G | Accepted | 2020-08-21 | 2020-08-25 | 2021-10-30 | SolarEdge | SE3800H-US | Inverters | 3800 |  | 1 |  |  | 0.99 |  | Outside | within ten feet of meter
NJSTRE1545495490 |  | Transition Incentive Program | Sewell | 8080 | 15 | 15.98 | Residential | Yes | Behind the Meter | Net-metered residential rooftop and canopy |  | None | Tesla Energy Operations Inc. | AC Electric | Accepted | 2020-08-21 | 2020-08-25 | 2021-10-30 | SolarEdge Technologies | SE7600H-US [240V] | Inverters | 7600 |  | 2 |  |  | 0.99 |  | Outside | Outside
NJSTRE1545382684 | NJSRRE1541873522 | Transition Incentive Program | Plainfield | 7060 | 10 | 3.72 | Residential | Yes | Behind the Meter | Net-metered residential rooftop and canopy |  | None | Suntuity Solar LLC | PSE&G | Accepted | 2019-08-22 | 2019-08-26 | 2021-10-30 | Yingli Green Energy | YL310D-30b | Solar Panels |  | 0.31 | 2 | 86 | 22 |  | Fixed | Roof
NJSTRE1545382685 | NJSRRE1542370190 | Transition Incentive Program | Piscataway | 8854 | 11 | 13.86 | Residential | Yes | Behind the Meter | Net-metered residential rooftop and canopy |  | None | Suntuity Solar LLC | PSE&G | Accepted | 2019-09-09 | 2019-09-11 | 2021-10-30 | Yingli Green Energy | YL315D-30b | Solar Panels |  | 0.315 | 11 | 150 | 12 |  | Fixed | Roof
NJSTRE1545382688 | NJSRRE1542370289 | Transition Incentive Program | NEPTUNE | 7753 | 17 | 5.99 | Residential | Yes | Behind the Meter | Net-metered residential rooftop and canopy |  | None | Vivint Solar Developer, LLC | JCP&L | Accepted | 2019-09-09 | 2019-09-11 | 2021-10-30 | Hanwha Solar | Q.PEAK BLK-G5 315 | Solar Panels |  | 0.315 | 19 | 82 | 23 |  | Fixed | Roof
NJSTRE1545382689 | NJSRRE1542408987 | Transition Incentive Program | Sicklerville | 8081 | 14 | 14.18 | Residential | Yes | Behind the Meter | Behind the Meter |  | None | Trinity Solar | AC Electric | Eligible for TI Program | 2019-09-16 | 2019-09-18 | 2021-10-30 | Hanwha | Q.PEAK DUO BLK-G5 315 | Solar Panels |  | 0.315 | 4 | 163 | 25 |  | Fixed | Roof
NJSTRE1545496175 |  | Transition Incentive Program | Pleasantville | 8232 | 19 | 5.44 | Residential | Yes | Behind the Meter | Net-metered residential rooftop and canopy |  | None | Castle Energy, LLC | AC Electric | Accepted | 2020-08-21 | 2020-08-26 | 2021-10-30 | Enphase Energy | IQ7-60-2-US | Inverters | 240 |  | 16 |  |  | 0.967 |  | Outdoor | on the rooftop under each solar panel
NJSTRE1545496674 |  | Transition Incentive Program | East Brunswick | 8816 | 11 | 10.5 | Residential | Yes | Behind the Meter | Net-metered residential rooftop and canopy |  | None | Pro Custom Solar dba Momentum Solar | PSE&G | Accepted | 2020-08-21 | 2020-08-26 | 2021-10-30 | Enphase | IQ7PLUS-72-2-US | Inverters | 290 |  | 30 |  |  | 0.97 |  | Outdoor | Roof
NJSTRE1545496693 |  | Transition Incentive Program | Robbinsville | 8691 | 12 | 6.3 | Residential | No | Behind the Meter | Net-metered residential rooftop and canopy |  | None | Pro Custom Solar dba Momentum Solar | PSE&G | Accepted | 2020-08-21 | 2020-08-26 | 2021-10-30 | Enphase | IQ7PLUS-72-2-US | Inverters | 290 |  | 18 |  |  | 0.97 |  | Outdoor | Roof
NJSTRE1545496734 |  | Transition Incentive Program | Swedesboro | 8085 | 15 | 10.4 | Residential | No | Behind the Meter | Net-metered residential rooftop and canopy |  | None | Advanced Renewable Solutions | AC Electric | Accepted | 2020-08-21 | 2020-08-26 | 2021-10-30 | ENPHASE | IQ7-60-2-US | Inverters | 7920 |  | 33 |  |  | 0.976 |  | Outdoor | Micro-inverters are mounted to underside of each solar
NJSTRE1545498991 |  | Transition Incentive Program | Hillsborough Township | 8844 | 5 | 6.87 | Residential | No | Behind the Meter | Net-metered residential rooftop and canopy |  | None | GenRenew, LLC | PSE&G | Accepted | 2020-08-23 | 2020-08-26 | 2021-10-30 | Sunpower | MI-E-320-US208/240 | Inverters | 320 |  | 21 |  |  | 0.96 |  | Outdoor | microinverters under modules
NJSTRE1545499210 |  | Transition Incentive Program | Middlesex | 8846 | 11 | 7.04 | Residential | Yes | Behind the Meter | Net-metered residential rooftop and canopy |  | None | Posigen NJ LLC | PSE&G | Accepted | 2020-08-24 | 2020-08-26 | 2021-10-30 | SolarEdge | SE7600H-US | Inverters | 7600 |  | 1 |  |  | 0.99 |  | Outside | within ten feet of meter
NJSTRE1545499211 |  | Transition Incentive Program | Somerville Boro | 8876 | 5 | 6.6 | Residential | No | Behind the Meter | Net-metered residential rooftop and canopy |  | None | Palmetto Solar LLC | PSE&G | Accepted | 2020-09-01 | 2020-09-02 | 2021-10-30 | SolarEdge Technologies | SE5000H-US | Inverters | 5000 |  | 1 |  |  | 0.9 |  | Outside | Side of the house
NJSTRE1545499225 |  | Transition Incentive Program | Willingboro | 8046 | 13 | 7.14 | Residential | Yes | Behind the Meter | Net-metered residential rooftop and canopy |  | None | Vision Solar LLC | PSE&G | Accepted | 2020-08-24 | 2020-08-26 | 2021-10-30 | ENPHASE | IQ7-60-2-US | Inverters | 0.24 |  | 21 |  |  | 0.96 |  | Other | BEHIND EACH PANEL
NJSTRE1545397970 |  | Transition Incentive Program | Millville | 8332 | 20 | 14.96 | Residential | Yes | Behind the Meter | Net-metered residential rooftop and canopy |  | None | Trinity Solar | AC Electric | Accepted | 2020-08-04 | 2020-08-12 | 2021-10-30 | Solar Edge | SE11400 | Inverters | 11400 |  | 1 |  |  | 0.97 |  | Outside | side of home
NJSTRE1545398004 |  | Transition Incentive Program | Plainfield | 7063 | 10 | 7.04 | Residential | No | Behind the Meter | Net-metered residential rooftop and canopy |  | None | Posigen NJ LLC | PSE&G | Accepted | 2020-08-04 | 2020-08-13 | 2021-10-30 | SolarEdge | SE7600H-US | Inverters | 7600 |  | 1 |  |  | 0.99 |  | Outside | within ten feet of meter
NJSTRE1545398123 |  | Transition Incentive Program | Little Ferry | 7643 | 7 | 6.46 | Residential | Yes | Behind the Meter | Net-metered residential rooftop and canopy |  | None | Trinity Solar | PSE&G | Final As-Built Received | 2020-08-04 | 2020-08-07 | 2021-10-30 | Solar Edge | SE5000 | Inverters | 5000 |  | 1 |  |  | 0.97 |  | Outside | side of home
NJSTRE1545398151 |  | Transition Incentive Program | Bogota | 7603 | 7 | 8.4 | Residential | No | Behind the Meter | Net-metered residential rooftop and canopy |  | None | United Solar LLC | PSE&G | Final As-Built Received | 2020-08-05 | 2020-08-10 | 2021-10-30 | APS | YC600 | Inverters | 548 |  | 14 |  |  | 0.965 |  | Outdoor | roof
NJSTRE1545398336 |  | Transition Incentive Program | Bernardsville | 7924 | 5 | 167.7 | Residential | No | Behind the Meter | Net-metered residential rooftop and canopy |  | None | Luma Resources | JCP&L | Accepted | 2020-08-24 | 2020-08-25 | 2021-10-30 | Fronius | Primo 10.0-1 | Inverters | 10 |  | 1 |  |  | 0.96 |  | Outdoor | near main service panel
NJSTRE1545398436 |  | Transition Incentive Program | Perth Amboy | 8861 | 11 | 2.88 | Residential | No | Behind the Meter | Net-metered residential rooftop and canopy |  | None | New Jersey Suntech | PSE&G | Accepted | 2020-08-04 | 2020-08-07 | 2021-10-30 | Solaredge | SE7600-US | Inverters | 7600 |  | 1 |  |  | 0.97 |  | Outside | Side of house next to meter
NJSTRE1545398459 |  | Transition Incentive Program | OAKLYN | 8107 | 14 | 6.5 | Residential | No | Behind the Meter | Net-metered residential rooftop and canopy |  | None | Amped On Solar LLC | PSE&G | Accepted | 2020-08-04 | 2020-08-07 | 2021-10-30 | ENPHASE | IQ7+ | Inverters | 290 |  | 20 |  |  | 0.975 |  | Outdoor | ON RACKING
NJSTRE1545398514 |  | Transition Incentive Program | Delanco | 8075 | 13 | 4.9 | Residential | Yes | Behind the Meter | Net-metered residential rooftop and canopy |  | None | Pro Custom Solar dba Momentum Solar | PSE&G | Accepted | 2020-08-04 | 2020-08-07 | 2021-10-30 | Enphase | IQ7PLUS-72-2-US | Inverters | 290 |  | 14 |  |  | 0.97 |  | Outdoor | Roof
NJSTRE1545398533 |  | Transition Incentive Program | HACKETTSTOWN | 7840 | 2 | 16.43 | Residential | Yes | Behind the Meter | Net-metered residential rooftop and canopy |  | None | Bright Planet Solar | JCP&L | Accepted | 2020-08-04 | 2020-08-10 | 2021-10-30 | SOLAR EDGE | SE7600H-USRGM | Inverters | 7600 |  | 2 |  |  | 0.98 |  | Outdoor | OUTSIDE
NJSTRE1545398545 |  | Transition Incentive Program | Hammonton | 8037 | 19 | 10.15 | Residential | Yes | Behind the Meter | Net-metered residential rooftop and canopy |  | None | Solar Spectrum LLC | AC Electric | Accepted | 2020-08-05 | 2020-08-07 | 2021-10-30 | Solar Edge Technologies | SE10000H-US | Inverters | 42 |  | 1 |  |  | 0.99 |  | Outdoor | Near meter
NJSTRE1545382041 | NJSRRE1540301298 | Transition Incentive Program | Woodstown | 8098 | 16 | 115.5 | Commercial | Yes | Behind the Meter | Net-metered non-residential rooftop and canopy |  | None | SolareAmerica | AC Electric | Accepted |  | 2019-02-07 | 2021-10-30 | CSUN | CSUN385 | Solar Panels |  | 0.385 | 300 | 314 | 10 |  | Fixed | Roof
NJSTRE1545382047 | NJSRRE1540365171 | Transition Incentive Program | Somers Point | 8244 | 19 | 102.2 | Commercial | No | Behind the Meter | Net-metered non-residential rooftop and canopy |  | None | Dynamic Energy Solutions, LLC | AC Electric | Accepted | 2019-02-22 | 2019-02-25 | 2021-10-30 | JINKO | JINKO 365W | Solar Panels |  | 0.365 | 280 | 213.64 | 10 |  | Fixed | Roof
NJSTRE1545382053 | NJSRRE1540303476 | Transition Incentive Program | Rahway | 7065 | 10 | 115.5 | Commercial | Yes | Behind the Meter | Net-metered non-residential rooftop and canopy |  | None | SolareAmerica | PSE&G | Accepted |  | 2019-02-08 | 2021-10-30 | CSUN | CSUN385 | Solar Panels |  | 0.385 | 300 | 102 | 10 |  | Fixed | Roof
NJSTRE1545382670 | NJSRRE1542408870 | Transition Incentive Program | Erial | 8081 | 14 | 8.37 | Residential | Yes | Behind the Meter | Behind the Meter |  | None | All Season Solar | AC Electric | Eligible for TI Program | 2019-09-16 | 2019-09-18 | 2021-10-30 | Trina | TSM DD05H.05II 310W AUG 2019 | Solar Panels |  | 0.31 | 27 | 92 | 36 |  | Fixed | Roof
NJSTRE1545382671 | NJSRRE1541862595 | Transition Incentive Program | EDISON | 8820 | 11 | 10.72 | Residential | Yes | Behind the Meter | Behind the Meter |  | None | Pro Custom Solar dba Momentum Solar | PSE&G | Eligible for TI Program | 2019-08-20 | 2019-08-26 | 2021-10-30 | LG ELECTRONICS | LG 335N1C-V5 | Solar Panels |  | 0.335 | 32 | 85 | 33 |  | Fixed | Roof
NJSTRE1545382673 | NJSRRE1541884646 | Transition Incentive Program | Whiting | 8759 | 18 | 21.46 | Residential | Yes | Behind the Meter | Behind the Meter |  | None | Sunrun Installation Services, Inc. | JCP&L | Eligible for TI Program | 2019-08-26 | 2019-08-29 | 2021-10-30 | REC Solar | REC290TP2 BLK | Solar Panels |  | 0.29 | 28 | 132 | 18 |  | Fixed | Roof
NJSTRE1545382681 | NJSRRE1542389709 | Transition Incentive Program | wildwood | 8260 | 21 | 7.52 | Residential | No | Behind the Meter | Net-metered residential rooftop and canopy |  | None | SunPower Capital LLC | AC Electric | Accepted | 2019-09-11 | 2019-09-13 | 2021-10-30 | sunpower | e20-327-e-ac | Solar Panels |  | 0.327 | 13 | 137 | 18 |  | Fixed | Roof
NJSTRE1545481933 |  | Transition Incentive Program | HILLSIDE | 7205 | 10 | 2.72 | Residential | Yes | Behind the Meter | Net-metered residential rooftop and canopy |  | None | Trinity Solar | PSE&G | Accepted | 2020-08-20 | 2020-08-26 | 2021-10-30 | Solar Edge | SE3000H-US000BNC4 | Inverters | 3000 |  | 1 |  |  | 0.97 |  | Outdoor | side of home
NJSTRE1545483453 |  | Transition Incentive Program | Brick | 8724 | 18 | 11.9 | Residential | Yes | Behind the Meter | Net-metered residential rooftop and canopy |  | None | Pro Custom Solar dba Momentum Solar | JCP&L | Accepted | 2020-08-20 | 2020-08-25 | 2021-10-30 | Enphase | IQ7PLUS-72-2-US | Inverters | 290 |  | 34 |  |  | 0.97 |  | Outdoor | Roof
NJSTRE1545495026 |  | Transition Incentive Program | TOMS RIVER | 8757 | 18 | 5.99 | Residential | Yes | Behind the Meter | Net-metered residential rooftop and canopy |  | None | Suntuity Solar LLC | JCP&L | Accepted | 2020-08-21 | 2020-08-25 | 2021-10-30 | Enphase Energy | IQ7-60-2-US | Inverters | 240 |  | 19 |  |  | 0.97 |  | Outdoor | Behind the PV Modules
NJSTRE1545495129 |  | Transition Incentive Program | Franklinville | 8322 | 15 | 13.76 | Residential | No | Behind the Meter | Net-metered residential rooftop and canopy |  | None | EMT Renewables | AC Electric | Accepted | 2020-08-21 | 2020-08-25 | 2021-10-30 | Enphase | IQ7-60-2-US | Inverters | 240 |  | 40 |  |  | 0.97 |  | Outside | under the panels
NJSTRE1545495516 |  | Transition Incentive Program | Millville | 8332 | 20 | 9.6 | Residential | Yes | Behind the Meter | Net-metered residential rooftop and canopy |  | None | Posigen NJ LLC | AC Electric | Accepted | 2020-08-21 | 2020-08-25 | 2021-10-30 | SolarEdge | SE10000H-US | Inverters | 10000 |  | 1 |  |  | 0.99 |  | Outside | within ten feet of meter
NJSTRE1545495540 |  | Transition Incentive Program | Cliffside Park | 7010 | 7 | 10.54 | Residential | Yes | Behind the Meter | Net-metered residential rooftop and canopy |  | None | 1st Light Energy Inc | PSE&G | Accepted | 2020-08-21 | 2020-08-26 | 2021-10-30 | Solaredge | SE10000H-USRGM | Inverters | 10000 |  | 1 |  |  | 0.98 |  | Outside | Next To Meter
NJSTRE1545496705 |  | Transition Incentive Program | Elmer | 8233 |  | 7.48 | Residential | No | Behind the Meter | Net-metered residential rooftop and canopy |  | None | Castle Energy, LLC | AC Electric | Accepted | 2020-08-21 | 2020-08-26 | 2021-10-30 | Enphase Energy | IQ7-60-2-US | Inverters | 240 |  | 22 |  |  | 0.967 |  | Outdoor | on the rooftop under each solar panel
NJSTRE1545499200 |  | Transition Incentive Program | Hasbrouck Heights | 7604 | 7 | 7.19 | Residential | No | Behind the Meter | Net-metered residential rooftop and canopy |  | None | SunPower Corporation, Systems | PSE&G | Accepted | 2020-08-24 | 2020-08-26 | 2021-10-30 | SunPower | SPR-E20-327-E-AC | Inverters | 320 |  | 22 |  |  | 0.96 |  | Other | under each panel
NJSTRE1545499262 |  | Transition Incentive Program | Clementon | 8021 | 14 | 9.18 | Residential | No | Behind the Meter | Net-metered residential rooftop and canopy |  | None | Trinity Solar | PSE&G | Accepted | 2020-08-24 | 2020-08-26 | 2021-10-30 | Solar Edge | SE7600 | Inverters | 7600 |  | 1 |  |  | 0.97 |  | Outside | side of home
NJSTRE1545382691 | NJSRRE1542390883 | Transition Incentive Program | Roosevelt | 8555 | 17 | 14.64 | Residential | No | Behind the Meter | Behind the Meter |  | None | 1st Light Energy Inc | JCP&L | Eligible for TI Program | 2019-09-11 | 2019-09-16 | 2021-10-30 | Trina | TSM-305DD05A.05 | Solar Panels |  | 0.305 | 10 | 288 | 14 |  | Fixed | Roof
NJSTRE1545382691 | NJSRRE1542390883 | Transition Incentive Program | Roosevelt | 8555 | 17 | 14.64 | Residential | No | Behind the Meter | Behind the Meter |  | None | 1st Light Energy Inc | JCP&L | Eligible for TI Program | 2019-09-11 | 2019-09-16 | 2021-10-30 | Trina | TSM-305DD05A.05 | Solar Panels |  | 0.305 | 17 | 108 | 14 |  | Fixed | Roof
NJSTRE1545382692 | NJSRRE1541884000 | Transition Incentive Program | Evesham twp | 8053 | 13 | 18.53 | Residential | No | Behind the Meter | Behind the Meter |  | None | Sunny Corp | PSE&G | Eligible for TI Program | 2019-09-03 | 2019-09-03 | 2021-10-30 | Panasonic | VBHN325KA03 | Solar Panels |  | 0.325 | 23 | 251 | 23 |  | Fixed | Roof
NJSTRE1545495660 |  | Transition Incentive Program | Plainfield | 7063 | 10 | 7.48 | Residential | Yes | Behind the Meter | Net-metered residential rooftop and canopy |  | None | Trinity Solar | PSE&G | Accepted | 2020-08-24 | 2020-08-26 | 2021-10-30 | Solar Edge | SE6000 | Inverters | 6000 |  | 1 |  |  | 0.97 |  | Outside | side of home
NJSTRE1545495825 |  | Transition Incentive Program | Pennsauken TWP | 8110 | 14 | 3.1 | Residential | Yes | Behind the Meter | Net-metered residential rooftop and canopy |  | None | 1st Light Energy Inc | PSE&G | Accepted | 2020-08-21 | 2020-08-26 | 2021-10-30 | Solaredge | SE3000H-USRGM | Inverters | 3000 |  | 1 |  |  | 0.98 |  | Outside | Next TO meter
NJSTRE1545496208 |  | Transition Incentive Program | Montague | 7827 | 1 | 6.65 | Residential | Yes | Behind the Meter | Net-metered residential rooftop and canopy |  | None | Pro Custom Solar dba Momentum Solar | Orange Rockland Electric | Accepted | 2020-08-21 | 2020-08-26 | 2021-10-30 | Enphase | IQ7PLUS-72-2-US | Inverters | 290 |  | 19 |  |  | 0.97 |  | Outdoor | Roof
NJSTRE1545498465 |  | Transition Incentive Program | Plainsboro TWP | 8536 | 11 | 9.52 | Residential | Yes | Behind the Meter | Net-metered residential rooftop and canopy |  | None | Tesla Energy Operations Inc. | PSE&G | Accepted | 2020-08-22 | 2020-08-26 | 2021-10-30 | SolarEdge Technologies | SE10000H-US [240V] | Inverters | 10000 |  | 1 |  |  | 0.99 |  | Outside | Outside
NJSTRE1545499267 |  | Transition Incentive Program | Montvale | 7645 | 7 | 151.68 | Commercial | No | Behind the Meter | Net-metered non-residential rooftop and canopy |  | None | InFEWsion LLC | Orange Rockland Electric | Accepted | 2020-08-24 | 2020-08-26 | 2021-10-30 | SMA America, LLC | Sunny Tripower Core1 62-US | Inverters | 62.5 |  | 2 |  |  | 0.975 |  | Outdoor | On the Roof
NJSTRE1545499354 |  | Transition Incentive Program | Cherry Hill | 8003 | 14 | 16.58 | Residential | No | Behind the Meter | Net-metered residential rooftop and canopy |  | None | Sun Up Zero Down | PSE&G | Accepted | 2020-08-27 | 2020-08-27 | 2021-10-30 | Solaredge | SE5000H-US | Inverters | 5000 |  | 1 |  |  | 0.99 |  | Outdoor | next to utility meter
NJSTRE1545499534 |  | Transition Incentive Program | Brick | 8724 | 18 | 11.84 | Residential | Yes | Behind the Meter | Net-metered residential rooftop and canopy |  | None | Trinity Solar | JCP&L | Final As-Built Received | 2020-08-24 | 2020-08-27 | 2021-10-30 | SOLAR EDGE | SE10000H-US | Inverters | 10000 |  | 1 |  |  | 0.97 |  | Outside | SIDE OF HOME
NJSTRE1545499582 |  | Transition Incentive Program | Brick | 8724 | 18 | 10.2 | Residential | Yes | Behind the Meter | Net-metered residential rooftop and canopy |  | None | Trinity Solar | JCP&L | Accepted | 2020-08-24 | 2020-08-26 | 2021-10-30 | Solar Edge | SE7600 | Inverters | 7600 |  | 1 |  |  | 0.97 |  | Outside | side of home
NJSTRE1545499577 |  | Transition Incentive Program | Hamilton Twp Mer | 8610 | 12 | 8.16 | Residential | Yes | Behind the Meter | Net-metered residential rooftop and canopy |  | None | Tesla Energy Operations Inc. | PSE&G | Accepted | 2020-08-24 | 2020-08-26 | 2021-10-30 | SolarEdge Technologies Ltd | SE7600H-US [240V] | Inverters | 7600 |  | 1 |  |  | 0.99 |  | Outside | near meter
NJSTRE1545499543 |  | Transition Incentive Program | Westampton | 8060 | 13 | 8.06 | Residential | No | Behind the Meter | Net-metered residential rooftop and canopy |  | None | Paradise Solar and Electrical | PSE&G | Accepted | 2020-08-26 | 2020-08-27 | 2021-10-30 | Enphase | IQ7 | Inverters | 240 |  | 26 |  |  | 0.976 |  | Other | Under Module
NJSTRE1545382728 | NJSRRE1542370295 | Transition Incentive Program | Keyport | 7735 | 17 | 6.62 | Residential | Yes | Behind the Meter | Net-metered residential rooftop and canopy |  | None | Vivint Solar Developer, LLC | JCP&L | Accepted | 2019-09-09 | 2019-09-11 | 2021-10-30 | HANWHA SOLAR | Q.PEAK BLK-G5 315 | Solar Panels |  | 0.315 | 11 | 354 | 23 |  | Fixed | Roof
NJSTRE1545496628 |  | Transition Incentive Program | North Arlington | 7031 | 7 | 4.36 | Residential | Yes | Behind the Meter | Net-metered residential rooftop and canopy |  | None | Trinity Solar | PSE&G | Accepted | 2020-08-21 | 2020-08-26 | 2021-10-30 | Solar Edge | SE3800 | Inverters | 3800 |  | 1 |  |  | 0.97 |  | Outside | side of home
NJSTRE1545499207 |  | Transition Incentive Program | Hillsborough | 8844 | 5 | 3.84 | Residential | Yes | Behind the Meter | Net-metered residential rooftop and canopy |  | None | Posigen NJ LLC | PSE&G | Accepted | 2020-08-24 | 2020-08-26 | 2021-10-30 | SolarEdge | SE3800H-US | Inverters | 3800 |  | 1 |  |  | 0.99 |  | Outside | within ten feet of meter
NJSTRE1545499216 |  | Transition Incentive Program | Lyndhurst | 7071 | 7 | 7.14 | Residential | Yes | Behind the Meter | Net-metered residential rooftop and canopy |  | None | Vision Solar LLC | PSE&G | Accepted | 2020-08-24 | 2020-08-26 | 2021-10-30 | ENPHASE | IQ7-60-2-US | Inverters | 0.24 |  | 21 |  |  | 0.96 |  | Other | BEHIND EACH PANEL
NJSTRE1545499243 |  | Transition Incentive Program | Somerdale | 8083 | 14 | 4.42 | Residential | Yes | Behind the Meter | Net-metered residential rooftop and canopy |  | None | Vision Solar LLC | PSE&G | Accepted | 2020-08-24 | 2020-08-26 | 2021-10-30 | ENPHASE | IQ7-60-2-US | Inverters | 0.24 |  | 13 |  |  | 0.96 |  | Other | BEHIND EACH PANEL
NJSTRE1545499354 |  | Transition Incentive Program | Cherry Hill | 8003 | 14 | 16.58 | Residential | No | Behind the Meter | Net-metered residential rooftop and canopy |  | None | Sun Up Zero Down | PSE&G | Accepted | 2020-08-27 | 2020-08-27 | 2021-10-30 | Solaredge | SE7600H-US | Inverters | 7600 |  | 1 |  |  | 0.99 |  | Outside | next to utility meter
NJSTRE1545499573 |  | Transition Incentive Program | West Orange | 7052 | 9 | 6.8 | Residential | Yes | Behind the Meter | Net-metered residential rooftop and canopy |  | None | Tesla Energy Operations Inc. | PSE&G | Accepted | 2020-08-24 | 2020-08-26 | 2021-10-30 | SolarEdge Technologies | SE7600H-US [240V] | Inverters | 7600 |  | 1 |  |  | 0.99 |  | Outside | Outside
NJSTRE1545499586 |  | Transition Incentive Program | Somerset | 8873 | 5 | 6.4 | Residential | No | Behind the Meter | Net-metered residential rooftop and canopy |  | None | New Jersey Suntech | PSE&G | Accepted | 2020-08-24 | 2020-08-26 | 2021-10-30 | Solaredge | SE5000-US | Inverters | 5000 |  | 1 |  |  | 0.97 |  | Outside | Side of house
NJSTRE1545499645 |  | Transition Incentive Program | Bayville | 8721 | 18 | 9.52 | Residential | Yes | Behind the Meter | Net-metered residential rooftop and canopy |  | None | Trinity Solar | JCP&L | Accepted | 2020-08-24 | 2020-08-26 | 2021-10-30 | Solar Edge | SE7600H-US | Inverters | 7600 |  | 1 |  |  | 0.97 |  | Outside | side of home
NJSTRE1545500058 |  | Transition Incentive Program | Mount Laurel | 8054 | 13 | 16.25 | Residential | Yes | Behind the Meter | Net-metered residential rooftop and canopy |  | None | SunnyMac LLC | PSE&G | Accepted | 2020-08-24 | 2020-08-26 | 2021-10-30 | Solaredge | SE11400H-US | Inverters | 11400 |  | 1 |  |  | 0.99 |  | Outdoor | Next to meter
NJSTRE1545500371 |  | Transition Incentive Program | North Haledon | 7508 | 6 | 4.91 | Residential | No | Behind the Meter | Net-metered residential rooftop and canopy |  | None | SunPower Corporation, Systems | PSE&G | Accepted | 2020-08-25 | 2020-08-27 | 2021-10-30 | SunPower | SPR-E20-327-E-AC | Inverters | 320 |  | 15 |  |  | 0.96 |  | Other | under each panel
NJSTRE1545501820 |  | Transition Incentive Program | BARNEGAT | 8005 | 18 | 5.25 | Residential | Yes | Behind the Meter | Net-metered residential rooftop and canopy |  | None | Suntuity Solar LLC | JCP&L | Accepted | 2020-08-25 | 2020-08-27 | 2021-10-30 | Enphase Energy | IQ7-60-2-US | Inverters | 240 |  | 15 |  |  | 0.97 |  | Outdoor | Behind the PV Modules
NJSTRE1545501832 |  | Transition Incentive Program | Bernegat Light | 8006 | 18 | 12.8 | Residential | No | Behind the Meter | Net-metered residential rooftop and canopy |  | None | Group Solar USA | AC Electric | Accepted | 2020-08-25 | 2020-09-01 | 2021-10-30 | Solar Edge | SE10000H | Inverters | 10080 |  | 1 |  |  | 0.995 |  | Outdoor | Outside By Meter
NJSTRE1545499231 |  | Transition Incentive Program | Union Beach | 7735 | 17 | 11.56 | Residential | Yes | Behind the Meter | Net-metered residential rooftop and canopy |  | None | Trinity Solar | JCP&L | Accepted | 2020-08-24 | 2020-08-26 | 2021-10-30 | Solar Edge | SE10000 | Inverters | 10000 |  | 1 |  |  | 0.97 |  | Outside | side of home
NJSTRE1545499444 |  | Transition Incentive Program | Elizabeth | 7206 | 10 | 6.03 | Residential | Yes | Behind the Meter | Net-metered residential rooftop and canopy |  | None | Trinity Solar | PSE&G | Accepted | 2020-08-24 | 2020-08-26 | 2021-10-30 | Solar Edge | SE5000 | Inverters | 5000 |  | 1 |  |  | 0.97 |  | Outside | side of home
NJSTRE1545499453 |  | Transition Incentive Program | Neptune | 7753 | 17 | 4.2 | Residential | Yes | Behind the Meter | Net-metered residential rooftop and canopy |  | None | Pro Custom Solar dba Momentum Solar | JCP&L | Accepted | 2020-08-24 | 2020-08-26 | 2021-10-30 | Enphase | IQ7PLUS-72-2-US | Inverters | 290 |  | 12 |  |  | 0.97 |  | Outdoor | Roof
NJSTRE1545499614 |  | Transition Incentive Program | Toms River | 8753 | 18 | 7.14 | Residential | Yes | Behind the Meter | Net-metered residential rooftop and canopy |  | None | Trinity Solar | JCP&L | Accepted | 2020-08-24 | 2020-08-26 | 2021-10-30 | Solar Edge | SE6000H-US | Inverters | 6000 |  | 1 |  |  | 0.97 |  | Outside | side of home
NJSTRE1545499588 |  | Transition Incentive Program | Toms River | 8753 | 18 | 11.55 | Residential | No | Behind the Meter | Net-metered residential rooftop and canopy |  | None | Green power energy | JCP&L | Accepted | 2020-08-24 | 2020-08-26 | 2021-10-30 | Enphase Energy | IQ7PLUS-72-2-US | Inverters | 290 |  | 45 |  |  | 0.975 |  | Outside | next to meter
NJSTRE1545500175 |  | Transition Incentive Program | Lumberton | 8048 | 13 | 9.32 | Residential | Yes | Behind the Meter | Net-metered residential rooftop and canopy |  | None | Pro Custom Solar dba Momentum Solar | PSE&G | Accepted | 2020-08-24 | 2020-08-26 | 2021-10-30 | Enphase | IQ7PLUS-72-2-US | Inverters | 290 |  | 27 |  |  | 0.97 |  | Outdoor | Roof
NJSTRE1545500252 |  | Transition Incentive Program | Monroe Township | 8831 | 11 | 11.34 | Residential | No | Behind the Meter | Net-metered residential rooftop and canopy |  | None | Tesla Energy Operations Inc. | JCP&L | Accepted | 2020-08-24 | 2020-08-27 | 2021-10-30 | SolarEdge Technologies | SE11400H-US [240V] | Inverters | 11400 |  | 1 |  |  | 0.99 |  | Outside | Outside
NJSTRE1545500338 |  | Transition Incentive Program | Belmar | 7719 | 17 | 6.08 | Residential | Yes | Behind the Meter | Net-metered residential rooftop and canopy |  | None | Tesla Energy Operations Inc. | JCP&L | Accepted | 2020-08-24 | 2020-08-27 | 2021-10-30 | Delta | M6-TL-US (240V) | Inverters | 5760 |  | 1 |  |  | 0.975 |  | Indoor | Indoor
NJSTRE1545501817 |  | Transition Incentive Program | Barnegat | 8005 | 18 | 8.32 | Residential | No | Behind the Meter | Net-metered residential rooftop and canopy |  | None | Surge Solar, LLC | JCP&L | Final As-Built Received | 2020-08-25 | 2020-08-27 | 2021-10-30 | SolarEdge | SE7600H-US | Inverters | 7600 |  | 1 |  |  | 0.99 |  | Outdoor | Next to existing meter
NJSTRE1545501861 |  | Transition Incentive Program | South Plainfield | 7080 | 11 | 8.45 | Residential | Yes | Behind the Meter | Net-metered residential rooftop and canopy |  | None | SunnyMac LLC | PSE&G | Accepted | 2020-08-25 | 2020-08-27 | 2021-10-30 | Solaredge | SE7600H-US | Inverters | 7600 |  | 1 |  |  | 0.99 |  | Outdoor | Next to meter
NJSTRE1545501875 |  | Transition Incentive Program | EAST ORANGE | 7017 | 9 | 6.5 | Residential | Yes | Behind the Meter | Net-metered residential rooftop and canopy |  | None | Vivint Solar Developer, LLC | PSE&G | Accepted | 2020-08-26 | 2020-08-27 | 2021-10-30 | SOLAREDGE | SE7600H-US | Inverters | 7600 |  | 1 |  |  | 0.992 |  | Outdoor | Near the Utility Meter
NJSTRE1545382693 | NJSRRE1541888035 | Transition Incentive Program | South Plainfield | 7080 | 11 | 3.35 | Residential | Yes | Behind the Meter | Behind the Meter |  | None | Pro Custom Solar dba Momentum Solar | PSE&G | Eligible for TI Program | 2019-08-27 | 2019-08-29 | 2021-10-30 | LG ELECTRONICS | LG 335N1C-V5 | Solar Panels |  | 0.335 | 4 | 9 | 20 |  | Fixed | Roof
NJSTRE1545382694 | NJSRRE1542411907 | Transition Incentive Program | Lakewood | 8701 | 18 | 12.71 | Residential | No | Behind the Meter | Net-metered residential rooftop and canopy |  | None | Powerlutions | JCP&L | Accepted |  | 2019-09-19 | 2021-10-30 | Axitec | AC-310P/156-72S | Solar Panels |  | 0.31 | 37 | 131 | 30 |  | Fixed | Roof
NJSTRE1545382666 | NJSRRE1541897586 | Transition Incentive Program | Vineland | 8360 | 20 | 9.9 | Residential | No | Behind the Meter | Net-metered residential rooftop and canopy |  | None | Bright Planet Solar | Vineland Muni Electric | Accepted |  | 2019-09-09 | 2021-10-30 | TRINA SOLAR | TSM-DD05A.18(II) 300W | Solar Panels |  | 0.3 | 18 | 272 | 23 |  | Fixed | Roof
NJSTRE1545382675 | NJSRRE1542390079 | Transition Incentive Program | oak ridge | 7438 | 6 | 7.85 | Residential | No | Behind the Meter | Net-metered residential rooftop and canopy |  | None | SunPower Capital LLC | JCP&L | Accepted | 2019-09-11 | 2019-09-13 | 2021-10-30 | sunpower | e20-327-e-ac | Solar Panels |  | 0.327 | 5 | 321 | 23 |  | Fixed | Roof
NJSTRE1545382676 | NJSRRE1541918451 | Transition Incentive Program | Branchburg | 8876 | 5 | 5.7 | Residential | Yes | Behind the Meter | Behind the Meter |  | None | Pro Custom Solar dba Momentum Solar | JCP&L | Eligible for TI Program | 2019-08-29 | 2019-09-03 | 2021-10-30 | LG ELECTRONICS | LG 335N1C-V5 | Solar Panels |  | 0.335 | 17 | 205 | 20 |  | Fixed | Roof
NJSTRE1545382681 | NJSRRE1542389709 | Transition Incentive Program | wildwood | 8260 | 21 | 7.52 | Residential | No | Behind the Meter | Net-metered residential rooftop and canopy |  | None | SunPower Capital LLC | AC Electric | Accepted | 2019-09-11 | 2019-09-13 | 2021-10-30 | sunpower | e20-327-e-ac | Solar Panels |  | 0.327 | 10 | 317 | 18 |  | Fixed | Roof
NJSTRE1545382683 | NJSRRE1541885877 | Transition Incentive Program | Englishtown | 7726 | 17 | 13.63 | Residential | No | Behind the Meter | Behind the Meter |  | None | Sunrun Installation Services, Inc. | JCP&L | Eligible for TI Program | 2019-08-26 | 2019-08-29 | 2021-10-30 | REC Solar | REC290TP2 BLK | Solar Panels |  | 0.29 | 9 | 313 | 23 |  | Fixed | Roof
NJSTRE1545382691 | NJSRRE1542390883 | Transition Incentive Program | Roosevelt | 8555 | 17 | 14.64 | Residential | No | Behind the Meter | Behind the Meter |  | None | 1st Light Energy Inc | JCP&L | Eligible for TI Program | 2019-09-11 | 2019-09-16 | 2021-10-30 | Trina | TSM-305DD05A.05 | Solar Panels |  | 0.305 | 7 | 288 | 18 |  | Fixed | Roof
NJSTRE1545382697 | NJSRRE1542409221 | Transition Incentive Program | Elmwood Park | 7407 | 7 | 7.85 | Residential | Yes | Behind the Meter | Net-metered residential rooftop and canopy |  | None | SunPower Corporation, Systems | PSE&G | Accepted |  | 2019-09-18 | 2021-10-30 | SUNPOWER | SPR-E20-327-E-AC | Solar Panels |  | 0.327 | 3 | 250 | 30 |  | Fixed | Roof
NJSTRE1545382701 | NJSRRE1542335154 | Transition Incentive Program | Lodi | 7644 | 7 | 4.25 | Residential | Yes | Behind the Meter | Net-metered residential rooftop and canopy |  | None | SunPower Corporation, Systems | PSE&G | Final As-Built Received |  | 2019-09-11 | 2021-10-30 | SUNPOWER | SPR-E20-327-E-AC | Solar Panels |  | 0.327 | 7 | 38 | 18 |  | Fixed | Roof
NJSTRE1545382701 | NJSRRE1542335154 | Transition Incentive Program | Lodi | 7644 | 7 | 4.25 | Residential | Yes | Behind the Meter | Net-metered residential rooftop and canopy |  | None | SunPower Corporation, Systems | PSE&G | Final As-Built Received |  | 2019-09-11 | 2021-10-30 | SUNPOWER | SPR-E20-327-E-AC | Solar Panels |  | 0.327 | 6 | 218 | 4 |  | Fixed | Roof
NJSTRE1545382705 | NJSRRE1542395251 | Transition Incentive Program | Lakewood | 8701 | 18 | 22.5 | Residential | Yes | Behind the Meter | Net-metered residential rooftop and canopy |  | None | Powerlutions | JCP&L | Accepted |  | 2019-09-17 | 2021-10-30 | Trina | TSM-300 DD05A | Solar Panels |  | 0.3 | 2 | 207 | 35 |  | Fixed | Roof
NJSTRE1545382705 | NJSRRE1542395251 | Transition Incentive Program | Lakewood | 8701 | 18 | 22.5 | Residential | Yes | Behind the Meter | Net-metered residential rooftop and canopy |  | None | Powerlutions | JCP&L | Accepted |  | 2019-09-17 | 2021-10-30 | Trina | TSM-300 DD05A | Solar Panels |  | 0.3 | 5 | 117 | 35 |  | Fixed | Roof
NJSTRE1545382710 | NJSRRE1542182348 | Transition Incentive Program | Princeton | 8540 | 12 | 17.4 | Residential | No | Behind the Meter | Net-metered residential rooftop and canopy |  | None | Powerlutions | PSE&G | Accepted |  | 2019-09-06 | 2021-10-30 | Axitec | AC-300M/60S | Solar Panels |  | 0.3 | 8 | 247 | 32 |  | Fixed | Roof
NJSTRE1545382715 | NJSRRE1542416562 | Transition Incentive Program | Raritan | 8869 | 5 | 7.88 | Residential | Yes | Behind the Meter | Net-metered residential rooftop and canopy |  | None | Suntuity Solar LLC | PSE&G | Accepted | 2019-09-18 | 2019-09-20 | 2021-10-30 | Yingli Green Energy | YL315D-30b | Solar Panels |  | 0.315 | 11 | 86 | 21 |  | Fixed | Roof
NJSTRE1545496731 |  | Transition Incentive Program | East Windsor | 8520 | 12 | 7.35 | Residential | No | Behind the Meter | Net-metered residential rooftop and canopy |  | None | Pro Custom Solar dba Momentum Solar | JCP&L | Accepted | 2020-08-21 | 2020-08-26 | 2021-10-30 | Enphase | IQ7PLUS-72-2-US | Inverters | 290 |  | 21 |  |  | 0.97 |  | Outdoor | Roof
NJSTRE1545499233 |  | Transition Incentive Program | Medford | 8055 | 13 | 8.5 | Residential | Yes | Behind the Meter | Net-metered residential rooftop and canopy |  | None | Vision Solar LLC | PSE&G | Accepted | 2020-08-24 | 2020-08-26 | 2021-10-30 | ENPHASE | IQ7-60-2-US | Inverters | 0.24 |  | 25 |  |  | 0.96 |  | Other | BEHIND EACH PANEL
NJSTRE1545499249 |  | Transition Incentive Program | Parsippany | 7054 | 3 | 9.81 | Residential | Yes | Behind the Meter | Net-metered residential rooftop and canopy |  | None | Vision Solar LLC | JCP&L | Accepted | 2020-08-24 | 2020-08-26 | 2021-10-30 | ENPHASE | IQ7-60-2-US | Inverters | 0.24 |  | 30 |  |  | 0.96 |  | Other | BEHIND EACH PANEL
NJSTRE1545499345 |  | Transition Incentive Program | Maywood | 7607 | 7 | 8.5 | Residential | Yes | Behind the Meter | Net-metered residential rooftop and canopy |  | None | Trinity Solar | PSE&G | Accepted | 2020-08-24 | 2020-08-26 | 2021-10-30 | Solar Edge | SE7600 | Inverters | 7600 |  | 1 |  |  | 0.97 |  | Outside | front of home
NJSTRE1545499501 |  | Transition Incentive Program | Deptford | 8096 | 15 | 10.88 | Residential | Yes | Behind the Meter | Net-metered residential rooftop and canopy |  | None | Trinity Solar | PSE&G | Accepted | 2020-08-24 | 2020-08-26 | 2021-10-30 | Solar Edge | SE10000 | Inverters | 10000 |  | 1 |  |  | 0.97 |  | Outside | side of home
NJSTRE1545499520 |  | Transition Incentive Program | North Arlington | 7031 | 7 | 4.76 | Residential | No | Behind the Meter | Net-metered residential rooftop and canopy |  | None | Trinity Solar | PSE&G | Accepted | 2020-08-24 | 2020-08-26 | 2021-10-30 | Solar Edge | SE3800 | Inverters | 3800 |  | 1 |  |  | 0.97 |  | Outside | side of home
NJSTRE1545499569 |  | Transition Incentive Program | Colonia | 7067 | 10 | 9.75 | Residential | Yes | Behind the Meter | Net-metered residential rooftop and canopy |  | None | Vivint Solar Developer, LLC | PSE&G | Accepted | 2020-08-25 | 2020-08-26 | 2021-10-30 | Solar Edge | SE7600H-US | Inverters | 7600 |  | 1 |  |  | 0.992 |  | Outdoor | Near the Utility Meter
NJSTRE1545500017 |  | Transition Incentive Program | Ventnor City | 8406 | 19 | 4.2 | Residential | Yes | Behind the Meter | Net-metered residential rooftop and canopy |  | None | Pro Custom Solar dba Momentum Solar | AC Electric | Accepted | 2020-08-24 | 2020-08-27 | 2021-10-30 | Enphase | IQ7PLUS-72-2-US | Inverters | 290 |  | 12 |  |  | 0.97 |  | Outdoor | Roof
NJSTRE1545501803 |  | Transition Incentive Program | West Orange | 7052 | 9 | 9.6 | Residential | No | Behind the Meter | Net-metered residential rooftop and canopy |  | None | Posigen NJ LLC | PSE&G | Accepted | 2020-08-25 | 2020-08-27 | 2021-10-30 | SolarEdge | SE10000H-US | Inverters | 10000 |  | 1 |  |  | 0.99 |  | Outside | within ten feet of meter
NJSTRE1545501881 |  | Transition Incentive Program | Bogota | 7603 | 7 | 4.29 | Residential | Yes | Behind the Meter | Net-metered residential rooftop and canopy |  | None | Sunrun Installation Services, Inc. | PSE&G | Accepted | 2020-08-25 | 2020-08-27 | 2021-10-30 | Enphase Energy | IQ7-60-x-US (240V) | Inverters | 240 |  | 13 |  |  | 0.96 |  | Outdoor | Rooftop
NJSTRE1545501884 |  | Transition Incentive Program | Washington Township | 8080 | 15 | 12.43 | Residential | Yes | Behind the Meter | Net-metered residential rooftop and canopy |  | None | Ad Energy | AC Electric | Accepted | 2020-08-25 | 2020-08-27 | 2021-10-30 | Enphase Energy | IQ7XS-96-ACM-US | Inverters | 315 |  | 38 |  |  | 0.97 |  | Outdoor | at each panel
NJSTRE1545501940 |  | Transition Incentive Program | Burlington | 8016 | 13 | 7.15 | Residential | Yes | Behind the Meter | Net-metered residential rooftop and canopy |  | None | SunnyMac LLC | PSE&G | Accepted | 2020-08-25 | 2020-08-27 | 2021-10-30 | Solaredge | SE6000H-US | Inverters | 6000 |  | 1 |  |  | 0.99 |  | Outdoor | Next to meter
NJSTRE1545502071 |  | Transition Incentive Program | UNION | 7087 | 8 | 6.83 | Residential | No | Behind the Meter | Net-metered residential rooftop and canopy |  | None | Infinity Solar Systems | PSE&G | Accepted | 2020-08-25 | 2020-08-27 | 2021-10-30 | ENPHASE | IQ7-60-X-US | Inverters | 240 |  | 21 |  |  | 0.97 |  | Outside | MICROINVERTERS
NJSTRE1545382062 | NJSRRE1540301179 | Transition Incentive Program | Galloway | 8205 | 19 | 115.5 | Commercial | Yes | Behind the Meter | Net-metered non-residential rooftop and canopy |  | None | SolareAmerica | AC Electric | Accepted |  | 2019-02-07 | 2021-10-30 | CSUN | CSUN385 | Solar Panels |  | 0.385 | 300 | 222 | 10 |  | Fixed | Roof
NJSTRE1545382071 | NJSRRE1540304732 | Transition Incentive Program | Barnegat | 8005 | 18 | 115.5 | Commercial | Yes | Behind the Meter | Net-metered non-residential rooftop and canopy |  | None | SolareAmerica | JCP&L | Accepted |  | 2019-02-07 | 2021-10-30 | CSUN | CSUN385 | Solar Panels |  | 0.385 | 300 | 195 | 10 |  | Fixed | Roof
NJSTRE1545382078 | NJSRRE1540351939 | Transition Incentive Program | Ringoes | 8551 | 4 | 7.2 | Residential | No | Behind the Meter | Net-metered residential rooftop and canopy |  | None | Advanced Solar Products, Inc. | JCP&L | Accepted | 2019-02-11 | 2019-05-01 | 2021-10-30 | Heliene | 360W | Solar Panels |  | 0.36 | 20 | 168 | 26.57 |  | Fixed | Roof
NJSTRE1545382087 | NJSRRE1540301194 | Transition Incentive Program | Farmingdale | 7727 | 17 | 115.5 | Commercial | Yes | Behind the Meter | Net-metered non-residential rooftop and canopy |  | None | SolareAmerica | JCP&L | Accepted |  | 2019-02-07 | 2021-10-30 | CSUN | CSUN385 | Solar Panels |  | 0.385 | 300 | 253 | 10 |  | Fixed | Roof
NJSTRE1545382095 | NJSRRE1540384136 | Transition Incentive Program | Cinnaminson | 8077 | 13 | 151.11 | Commercial | No | Behind the Meter | Net-metered non-residential rooftop and canopy |  | None | Dynamic Energy Solutions, LLC | PSE&G | Accepted | 2019-02-22 | 2019-02-25 | 2021-10-30 | JINKO | JINKO 365W | Solar Panels |  | 0.365 | 414 | 145.1 | 10 |  | Fixed | Roof
NJSTRE1545382098 | NJSRRE1540959819 | Transition Incentive Program | Berlin | 8009 | 14 | 7.04 | Residential | Yes | Behind the Meter | Behind the Meter |  | None | Skyline Solar, LLC | AC Electric | Eligible for TI Program | 2019-05-04 | 2019-06-12 | 2021-10-30 | Silfab | SLA320M | Solar Panels |  | 0.32 | 5 | 324 | 20 |  | Fixed | Roof
NJSTRE1545382103 | NJSRRE1541500753 | Transition Incentive Program | Clementon | 8021 | 14 | 11.12 | Residential | Yes | Behind the Meter | Net-metered residential rooftop and canopy |  | None | Nationwide Solar LLC | AC Electric | As-Built Incomplete | 2019-06-27 | 2019-07-08 | 2021-10-30 | SunPower | E20-327-E-AC | Solar Panels |  | 0.327 | 34 | 212 | 22 |  | Fixed | Roof
NJSTRE1545382106 | NJSRRE1541494911 | Transition Incentive Program | HILLSBOROUGH | 8844 | 5 | 12.87 | Residential | Yes | Behind the Meter | Net-metered residential rooftop and canopy |  | None | Momentum Solar | PSE&G | Accepted |  | 2019-10-18 | 2021-10-30 | HANWHA | Q.PEAK DUO-G5 330 | Solar Panels |  | 0.33 | 17 | 224 | 32 |  | Fixed | Roof
NJSTRE1545382113 | NJSRRE1541708853 | Transition Incentive Program | Edison | 8820 | 11 | 6.27 | Residential | No | Behind the Meter | Behind the Meter |  | None | Sunrun Installation Services, Inc. | PSE&G | Eligible for TI Program | 2019-07-26 | 2019-07-31 | 2021-10-30 | LG Electronics | LG330N1C-A5 | Solar Panels |  | 0.33 | 5 | 166 | 23 |  | Fixed | Roof
NJSTRE1545382117 | NJSRRE1541709306 | Transition Incentive Program | Washington Twp Ber | 7676 | 7 | 13.92 | Residential | No | Behind the Meter | Behind the Meter |  | None | Sunrun Installation Services, Inc. | PSE&G | Eligible for TI Program | 2019-07-26 | 2019-07-31 | 2021-10-30 | REC Solar | REC290TP2 BLK | Solar Panels |  | 0.29 | 11 | 19 | 10 |  | Fixed | Roof
NJSTRE1545382124 | NJSRRE1541722719 | Transition Incentive Program | Paterson | 7513 | 6 | 13.94 | Residential | Yes | Behind the Meter | Behind the Meter |  | None | Pro Custom Solar dba Momentum Solar | PSE&G | Eligible for TI Program | 2019-07-31 | 2019-08-05 | 2021-10-30 | LG ELECTRONICS | LG 335N1C-V5 | Solar Panels |  | 0.34 | 20 | 9 | 35 |  | Fixed | Roof
NJSTRE1545382138 | NJSRRE1541715440 | Transition Incentive Program | KEYPORT | 7735 | 17 | 7.88 | Residential | Yes | Behind the Meter | Net-metered residential rooftop and canopy |  | None | Vivint Solar Developer, LLC | JCP&L | Accepted | 2019-08-01 | 2019-08-02 | 2021-10-30 | Hanwha Solar | Q. Peak BLK-G5 315 | Solar Panels |  | 0.315 | 13 | 210 | 19 |  | Fixed | Roof
NJSTRE1545382139 | NJSRRE1541635332 | Transition Incentive Program | Linden City | 7036 | 10 | 5.8 | Residential | Yes | Behind the Meter | Behind the Meter |  | None | Sunrun Installation Services, Inc. | PSE&G | Eligible for TI Program | 2019-07-11 | 2019-08-22 | 2021-10-30 | REC Solar | REC290TP2 BLK | Solar Panels |  | 0.29 | 5 | 129 | 23 |  | Fixed | Roof
NJSTRE1545382698 | NJSRRE1542248522 | Transition Incentive Program | UNION | 7083 | 10 | 6.93 | Residential | Yes | Behind the Meter | Net-metered residential rooftop and canopy |  | None | Vivint Solar Developer, LLC | PSE&G | Accepted | 2019-09-05 | 2019-09-09 | 2021-10-30 | HANWHA SOLAR | Q.PEAK BLK-G5 315 | Solar Panels |  | 0.315 | 10 | 40 | 31 |  | Fixed | Roof
NJSTRE1545382699 | NJSRRE1541880302 | Transition Incentive Program | West Long Branch | 7764 | 17 | 16.42 | Residential | Yes | Behind the Meter | Behind the Meter |  | None | Pro Custom Solar dba Momentum Solar | JCP&L | Eligible for TI Program | 2019-08-23 | 2019-08-27 | 2021-10-30 | LG ELECTRONICS | LG 335N1C-V5 | Solar Panels |  | 0.335 | 3 | 87 | 20 |  | Fixed | Roof
NJSTRE1545382704 | NJSRRE1541872118 | Transition Incentive Program | Trenton | 8618 | 12 | 10.39 | Residential | Yes | Behind the Meter | Behind the Meter |  | None | Pro Custom Solar dba Momentum Solar | PSE&G | Eligible for TI Program | 2019-08-21 | 2019-08-26 | 2021-10-30 | LG ELECTRONICS | LG 335N1C-V5 | Solar Panels |  | 0.335 | 9 | 308 | 33 |  | Fixed | Roof
NJSTRE1545382704 | NJSRRE1541872118 | Transition Incentive Program | Trenton | 8618 | 12 | 10.39 | Residential | Yes | Behind the Meter | Behind the Meter |  | None | Pro Custom Solar dba Momentum Solar | PSE&G | Eligible for TI Program | 2019-08-21 | 2019-08-26 | 2021-10-30 | LG ELECTRONICS | LG 335N1C-V5 | Solar Panels |  | 0.335 | 8 | 218 | 34 |  | Fixed | Roof
NJSTRE1545382713 | NJSRRE1542285081 | Transition Incentive Program | North Plainfield | 7060 | 10 | 11.03 | Residential | Yes | Behind the Meter | Net-metered residential rooftop and canopy |  | None | Vivint Solar Developer, LLC | PSE&G | Accepted | 2019-09-06 | 2019-09-10 | 2021-10-30 | Hanwha Solar | Q.PEAK BLK-G5 315 | Solar Panels |  | 0.315 | 7 | 192 | 37 |  | Fixed | Roof
NJSTRE1545382714 | NJSRRE1541881084 | Transition Incentive Program | PENNSAUKEN | 8110 | 14 | 9.45 | Residential | Yes | Behind the Meter | Net-metered residential rooftop and canopy |  | None | Vivint Solar Developer, LLC | PSE&G | Accepted | 2019-09-05 | 2019-09-05 | 2021-10-30 | Hanwha Solar | Q.PEAK BLK-G5 315 | Solar Panels |  | 0.315 | 8 | 147 | 16 |  | Fixed | Roof
NJSTRE1545382718 | NJSRRE1541883985 | Transition Incentive Program | Toms River | 8753 | 18 | 10.08 | Residential | Yes | Behind the Meter | Net-metered residential rooftop and canopy |  | None | Vivint Solar Developer, LLC | JCP&L | Accepted | 2019-08-26 | 2019-08-28 | 2021-10-30 | Hanwha Solar | Q.PEAK BLK-G5 315 | Solar Panels |  | 0.315 | 17 | 299 | 28 |  | Fixed | Roof
NJSTRE1545382722 | NJSRRE1542419886 | Transition Incentive Program | Berkeley Heights | 7922 | 10 | 16.38 | Residential | No | Behind the Meter | Net-metered residential rooftop and canopy |  | None | Tesla Energy Operations Inc. | JCP&L | Accepted | 2019-09-18 | 2019-09-20 | 2021-10-30 | Panasonic | SC315B2 | Solar Panels |  | 0.315 | 19 | 299 | 27 |  | Fixed | Roof
NJSTRE1545382722 | NJSRRE1542419886 | Transition Incentive Program | Berkeley Heights | 7922 | 10 | 16.38 | Residential | No | Behind the Meter | Net-metered residential rooftop and canopy |  | None | Tesla Energy Operations Inc. | JCP&L | Accepted | 2019-09-18 | 2019-09-20 | 2021-10-30 | Panasonic | SC315B2 | Solar Panels |  | 0.315 | 6 | 119 | 27 |  | Fixed | Roof
NJSTRE1545382726 | NJSRRE1541880995 | Transition Incentive Program | Middletown | 7748 | 17 | 18.56 | Residential | Yes | Behind the Meter | Behind the Meter |  | None | Sunrun Installation Services, Inc. | JCP&L | Eligible for TI Program | 2019-08-23 | 2019-08-28 | 2021-10-30 | REC Solar | REC290TP2 BLK | Solar Panels |  | 0.29 | 7 | 188 | 28 |  | Fixed | Roof
NJSTRE1545382726 | NJSRRE1541880995 | Transition Incentive Program | Middletown | 7748 | 17 | 18.56 | Residential | Yes | Behind the Meter | Behind the Meter |  | None | Sunrun Installation Services, Inc. | JCP&L | Eligible for TI Program | 2019-08-23 | 2019-08-28 | 2021-10-30 | REC Solar | REC290TP2 BLK | Solar Panels |  | 0.29 | 6 | 7 | 23 |  | Fixed | Roof
NJSTRE1545382731 | NJSRRE1541888647 | Transition Incentive Program | Lake Hopatcong | 7849 | 3 | 7.56 | Residential | Yes | Behind the Meter | Behind the Meter |  | None | Pro Custom Solar dba Momentum Solar | JCP&L | Eligible for TI Program | 2019-08-27 | 2019-08-30 | 2021-10-30 | HANWHA | Q.PEAK DUO BLK-G5 315 | Solar Panels |  | 0.315 | 9 | 194 | 27 |  | Fixed | Roof
NJSTRE1545502090 |  | Transition Incentive Program | Moonachie | 7074 | 7 | 496.8 | Commercial | No | Behind the Meter | Net-metered non-residential rooftop and canopy |  | None | GenPro Energy Solutions | PSE&G | Accepted | 2020-09-11 | 2020-09-17 | 2021-10-30 | CHINT | SCA60KTL-DO/US-480 | Inverters | 60 |  | 6 |  |  | 0.988 |  | Outdoor | ROOF
NJSTRE1545502141 |  | Transition Incentive Program | Piscataway | 8854 | 11 | 17.66 | Residential | Yes | Behind the Meter | Net-metered residential rooftop and canopy |  | None | Ad Energy | PSE&G | Accepted | 2020-08-25 | 2020-08-27 | 2021-10-30 | Enphase Energy | IQ7XS-96-ACM-US | Inverters | 315 |  | 54 |  |  | 0.97 |  | Outdoor | at each panel
NJSTRE1545502214 |  | Transition Incentive Program | Elmwood Park | 7407 | 7 | 4.2 | Residential | Yes | Behind the Meter | Net-metered residential rooftop and canopy |  | None | Pro Custom Solar dba Momentum Solar | PSE&G | Accepted | 2020-08-25 | 2020-08-27 | 2021-10-30 | Enphase | IQ7Plus-72-2-US | Inverters | 290 |  | 12 |  |  | 0.97 |  | Outdoor | Roof
NJSTRE1545502319 |  | Transition Incentive Program | MONTVILLE | 7045 | 3 | 8.51 | Residential | No | Behind the Meter | Net-metered residential rooftop and canopy |  | None | Infinity Solar Systems | JCP&L | Accepted | 2020-08-25 | 2020-08-27 | 2021-10-30 | ENPHASE | IQ7-60-X-US | Inverters | 240 |  | 27 |  |  | 0.97 |  | Outside | MICROINVERTERS
NJSTRE1545502307 |  | Transition Incentive Program | Tabernacle | 8088 | 13 | 10.4 | Residential | No | Behind the Meter | Net-metered residential rooftop and canopy |  | None | Surge Solar, LLC | AC Electric | Accepted | 2020-08-25 | 2020-08-28 | 2021-10-30 | SolarEdge | SE11400H-US | Inverters | 11400 |  | 1 |  |  | 0.99 |  | Indoor | Garage
NJSTRE1545502340 |  | Transition Incentive Program | Pennsville | 8070 | 16 | 15.36 | Residential | Yes | Behind the Meter | Net-metered residential rooftop and canopy |  | None | RCL Enterprises Inc. | AC Electric | Accepted | 2020-08-25 | 2020-08-28 | 2021-10-30 | Enphase | IQ7 | Inverters | 240 |  | 48 |  |  | 0.96 |  | Outdoor | under panels
NJSTRE1545502675 |  | Transition Incentive Program | Ventnor City | 8406 | 19 | 8.68 | Residential | Yes | Behind the Meter | Net-metered residential rooftop and canopy |  | None | Bright Planet Solar | AC Electric | Accepted | 2020-08-25 | 2020-08-27 | 2021-10-30 | SOLAR EDGE | SE7600H-USRGM | Inverters | 7600 |  | 1 |  |  | 0.98 |  | Outdoor | OUTSIDE
NJSTRE1545502688 |  | Transition Incentive Program | Washington Township | 8080 | 15 | 5.23 | Residential | Yes | Behind the Meter | Net-metered residential rooftop and canopy |  | None | Ad Energy | AC Electric | Accepted | 2020-08-25 | 2020-08-27 | 2021-10-30 | Enphase Energy | IQ7XS-96-ACM-US | Inverters | 315 |  | 16 |  |  | 0.97 |  | Outdoor | at each panel
NJSTRE1545503327 |  | Transition Incentive Program | Emerson Boro | 7630 | 7 | 14.88 | Residential | Yes | Behind the Meter | Net-metered residential rooftop and canopy |  | None | Bright Planet Solar | PSE&G | Accepted | 2020-08-26 | 2020-08-27 | 2021-10-30 | SOLAR EDGE | SE6000H-USRGM | Inverters | 6000 |  | 1 |  |  | 0.98 |  | Outdoor | OUTSIDE
NJSTRE1545506237 |  | Transition Incentive Program | Hamilton Township | 8610 | 12 | 5.36 | Residential | Yes | Behind the Meter | Net-metered residential rooftop and canopy |  | None | Suntuity Solar LLC | PSE&G | Accepted | 2020-08-26 | 2020-08-28 | 2021-10-30 | Enphase Energy | IQ7-60-2-US | Inverters | 240 |  | 17 |  |  | 0.97 |  | Outdoor | Behind the PV Modules
NJSTRE1545506263 |  | Transition Incentive Program | East Brunswick Township | 8816 | 11 | 9.9 | Residential | No | Behind the Meter | Net-metered residential rooftop and canopy |  | None | Green Power energy | PSE&G | Accepted | 2020-08-26 | 2020-08-28 | 2021-10-30 | Enphase Energy | IQ7PLUS-72-2-US | Inverters | 290 |  | 30 |  |  | 0.975 |  | Outside | next to meter
NJSTRE1545506322 |  | Transition Incentive Program | New Providence | 7974 | 10 | 9.24 | Residential | No | Behind the Meter | Net-metered residential rooftop and canopy |  | None | Green Power Energy | JCP&L | Accepted | 2020-08-26 | 2020-08-28 | 2021-10-30 | Enphase Energy | IQ7PLUS-72-2-US | Inverters | 0.29 |  | 28 |  |  | 0.975 |  | Outside | next to meter
NJSTRE1545506337 |  | Transition Incentive Program | Parsippany | 7054 | 3 | 5.2 | Residential | Yes | Behind the Meter | Net-metered residential rooftop and canopy |  | None | Vivint Solar Developer, LLC | JCP&L | Accepted | 2020-08-27 | 2020-08-28 | 2021-10-30 | SOLAREDGE | SE3800H-US | Inverters | 3800 |  | 1 |  |  | 0.992 |  | Outdoor | Near the Utility Meter
NJSTRE1545495522 |  | Transition Incentive Program | Bayonne | 7002 | 8 | 3.35 | Residential | Yes | Behind the Meter | Net-metered residential rooftop and canopy |  | None | Trinity Solar | PSE&G | Accepted | 2020-08-21 | 2020-08-26 | 2021-10-30 | Hanwha 335 | SE3000H-US | Inverters | 3000 |  | 1 |  |  | 0.97 |  | Outside | Side of home
NJSTRE1545495519 |  | Transition Incentive Program | Springfield | 7081 | 10 | 9 | Residential | No | Behind the Meter | Net-metered residential rooftop and canopy |  | None | Public Service Solar | JCP&L | Accepted | 2020-08-21 | 2020-08-26 | 2021-10-30 | Enphase | IQ7+ | Inverters | 0.29 |  | 25 |  |  | 0.96 |  | Outside | Under panels
NJSTRE1545495542 |  | Transition Incentive Program | Little Ferry | 7643 | 7 | 4.36 | Residential | Yes | Behind the Meter | Net-metered residential rooftop and canopy |  | None | Trinity Solar | PSE&G | Accepted | 2020-08-21 | 2020-08-26 | 2021-10-30 | Solar Edge | SE3800 | Inverters | 3800 |  | 1 |  |  | 0.97 |  | Outside | side of home
NJSTRE1545495570 |  | Transition Incentive Program | HILLSBOROUGH | 8844 | 5 | 23.12 | Residential | No | Behind the Meter | Net-metered residential rooftop and canopy |  | None | SEA BRIGHT SOLAR, LLC | PSE&G | Accepted | 2020-08-21 | 2020-08-26 | 2021-10-30 | SUNPOWER | SPR-335-BLK-AC | Inverters | 320 |  | 69 |  |  | 0.96 |  | Outside | BENEATH ARRAY
NJSTRE1545495588 |  | Transition Incentive Program | Audubon Boro | 8106 | 14 | 8.68 | Residential | Yes | Behind the Meter | Net-metered residential rooftop and canopy |  | None | 1st Light Energy Inc | PSE&G | Accepted | 2020-08-21 | 2020-08-26 | 2021-10-30 | Solaredge | SE7600H-USRGM | Inverters | 7600 |  | 1 |  |  | 0.98 |  | Outside | Next To Meter
NJSTRE1545498995 |  | Transition Incentive Program | Bridgeton | 8302 | 20 | 15.04 | Residential | No | Behind the Meter | Net-metered residential rooftop and canopy |  | None | GenRenew, LLC | AC Electric | Accepted | 2020-08-23 | 2020-08-26 | 2021-10-30 | Sunpower | MI-E-320-US208/240 | Inverters | 320 |  | 46 |  |  | 0.96 |  | Outdoor | microinverters under modules
NJSTRE1545499235 |  | Transition Incentive Program | Pennsauken | 8109 | 14 | 3.4 | Residential | Yes | Behind the Meter | Net-metered residential rooftop and canopy |  | None | Trinity Solar | PSE&G | Accepted | 2020-08-24 | 2020-08-26 | 2021-10-30 | Solar Edge | SE3000 | Inverters | 3000 |  | 1 |  |  | 0.97 |  | Outside | side of home
NJSTRE1545499245 |  | Transition Incentive Program | North Arlington | 7031 | 7 | 6.12 | Residential | Yes | Behind the Meter | Net-metered residential rooftop and canopy |  | None | Trinity Solar | PSE&G | Accepted | 2020-08-24 | 2020-08-26 | 2021-10-30 | Solar Edge | SE5000 | Inverters | 5000 |  | 1 |  |  | 0.97 |  | Outside | side of home
NJSTRE1545499335 |  | Transition Incentive Program | Voorhees | 8043 | 14 | 12.58 | Residential | No | Behind the Meter | Net-metered residential rooftop and canopy |  | None | Green power Energy | AC Electric | Accepted | 2020-08-24 | 2020-09-08 | 2021-10-30 | Enphase Energy | IQ7PLUS-72-2-US | Inverters | 290 |  | 37 |  |  | 0.975 |  | Outside | Next to meter
NJSTRE1545499481 |  | Transition Incentive Program | BURLINGTON | 8016 | 13 | 7.8 | Residential | Yes | Behind the Meter | Net-metered residential rooftop and canopy |  | None | Vivint Solar Developer, LLC | PSE&G | Accepted | 2020-08-25 | 2020-08-26 | 2021-10-30 | SOLAREDGE | SE7600H-US | Inverters | 7600 |  | 1 |  |  | 0.992 |  | Outdoor | Near the Utility Meter
NJSTRE1545382685 | NJSRRE1542370190 | Transition Incentive Program | Piscataway | 8854 | 11 | 13.86 | Residential | Yes | Behind the Meter | Net-metered residential rooftop and canopy |  | None | Suntuity Solar LLC | PSE&G | Accepted | 2019-09-09 | 2019-09-11 | 2021-10-30 | Yingli Green Energy | YL315D-30b | Solar Panels |  | 0.315 | 12 | 240 | 43 |  | Fixed | Roof
NJSTRE1545382685 | NJSRRE1542370190 | Transition Incentive Program | Piscataway | 8854 | 11 | 13.86 | Residential | Yes | Behind the Meter | Net-metered residential rooftop and canopy |  | None | Suntuity Solar LLC | PSE&G | Accepted | 2019-09-09 | 2019-09-11 | 2021-10-30 | Yingli Green Energy | YL315D-30b | Solar Panels |  | 0.315 | 8 | 150 | 8 |  | Fixed | Roof
NJSTRE1545382687 | NJSRRE1541894818 | Transition Incentive Program | Newton | 7860 | 1 | 24.1 | Residential | Yes | Behind the Meter | Behind the Meter |  | None | 1st Light Energy Inc | JCP&L | Eligible for TI Program | 2019-08-28 | 2019-09-03 | 2021-10-30 | Trina | TSM-305DD05A.05 | Solar Panels |  | 0.305 | 27 | 312 | 23 |  | Fixed | Roof
NJSTRE1545500047 |  | Transition Incentive Program | Hillside | 7205 | 10 | 8.4 | Residential | Yes | Behind the Meter | Net-metered residential rooftop and canopy |  | None | Pro Custom Solar dba Momentum Solar | PSE&G | Accepted | 2020-08-24 | 2020-08-27 | 2021-10-30 | Enphase | IQ7PLUS-72-2-US | Inverters | 290 |  | 24 |  |  | 0.97 |  | Outdoor | Roof
NJSTRE1545500052 |  | Transition Incentive Program | Deptford TWP | 8096 | 15 | 12.16 | Residential | No | Behind the Meter | Net-metered residential rooftop and canopy |  | None | EMT Renewables | PSE&G | Accepted | 2020-08-24 | 2020-08-27 | 2021-10-30 | Enphase | IQ7-60-2-US | Inverters | 240 |  | 28 |  |  | 0.97 |  | Outside | under panels
NJSTRE1545500057 |  | Transition Incentive Program | Deptford | 8096 | 15 | 5.44 | Residential | Yes | Behind the Meter | Net-metered residential rooftop and canopy |  | None | Vision Solar LLC | PSE&G | Accepted | 2020-08-24 | 2020-08-26 | 2021-10-30 | ENPHASE | IQ7-60-2-US | Inverters | 0.24 |  | 16 |  |  | 0.96 |  | Other | BEHIND EACH PANEL
NJSTRE1545501799 |  | Transition Incentive Program | West New York | 7093 | 8 | 5.44 | Residential | No | Behind the Meter | Net-metered residential rooftop and canopy |  | PSEG | Maier Solar Engineering dba Solar Me | PSE&G | Accepted | 2020-08-25 | 2020-08-27 | 2021-10-30 | Enphase | IQ7+ | Inverters | 290 |  | 16 |  |  | 0.96 |  | Outside | Next to meter
NJSTRE1545501806 |  | Transition Incentive Program | Plainfield | 7060 | 10 | 9.6 | Residential | No | Behind the Meter | Net-metered residential rooftop and canopy |  | None | Posigen NJ LLC | PSE&G | Accepted | 2020-08-25 | 2020-08-27 | 2021-10-30 | SolarEdge | SE10000H-US | Inverters | 10000 |  | 1 |  |  | 0.99 |  | Outside | within ten feet of meter
NJSTRE1545501819 | NJSRRE1542541529 | Transition Incentive Program | Bloomfield | 7003 | 9 | 10.7 | Residential | Yes | Behind the Meter | Behind the Meter |  | None | Pro Custom Solar dba Momentum Solar | PSE&G | Eligible for TI Program | 2019-10-14 | 2019-10-16 | 2021-10-30 | Enphase Energy | IQ7-60-2-US | Inverters | 250 |  | 31 |  |  | 0.97 |  | Outdoor | Roof
NJSTRE1545501815 |  | Transition Incentive Program | Montclair | 7043 | 9 | 15.75 | Residential | No | Behind the Meter | Net-metered residential rooftop and canopy |  | None | Green Power energy | PSE&G | Accepted | 2020-08-25 | 2020-08-27 | 2021-10-30 | Solar Edge | SE7600H-US | Inverters | 7600 |  | 1 |  |  | 0.97 |  | Outside | next to meter
NJSTRE1545501910 |  | Transition Incentive Program | Clarksboro | 8020 | 15 | 9.77 | Residential | No | Behind the Meter | Net-metered residential rooftop and canopy |  | None | Suntuity Solar LLC | AC Electric | Accepted | 2020-08-25 | 2020-08-27 | 2021-10-30 | Enphase Energy | IQ7-60-2-US | Inverters | 240 |  | 31 |  |  | 0.97 |  | Outdoor | Behind the PV Modules
NJSTRE1545501895 |  | Transition Incentive Program | JERSEY CITY | 7304 | 8 | 7.25 | Residential | Yes | Behind the Meter | Net-metered residential rooftop and canopy |  | None | Infinity Solar Systems | PSE&G | Accepted | 2020-08-25 | 2020-08-27 | 2021-10-30 | ENPHASE | IQ7-60-X-US | Inverters | 240 |  | 23 |  |  | 0.97 |  | Outside | MICROINVERTERS
NJSTRE1545382697 | NJSRRE1542409221 | Transition Incentive Program | Elmwood Park | 7407 | 7 | 7.85 | Residential | Yes | Behind the Meter | Net-metered residential rooftop and canopy |  | None | SunPower Corporation, Systems | PSE&G | Accepted |  | 2019-09-18 | 2021-10-30 | SUNPOWER | SPR-E20-327-E-AC | Solar Panels |  | 0.327 | 13 | 160 | 40 |  | Fixed | Roof
NJSTRE1545382705 | NJSRRE1542395251 | Transition Incentive Program | Lakewood | 8701 | 18 | 22.5 | Residential | Yes | Behind the Meter | Net-metered residential rooftop and canopy |  | None | Powerlutions | JCP&L | Accepted |  | 2019-09-17 | 2021-10-30 | Trina | TSM-300 DD05A | Solar Panels |  | 0.3 | 11 | 207 | 35 |  | Fixed | Roof
NJSTRE1545382710 | NJSRRE1542182348 | Transition Incentive Program | Princeton | 8540 | 12 | 17.4 | Residential | No | Behind the Meter | Net-metered residential rooftop and canopy |  | None | Powerlutions | PSE&G | Accepted |  | 2019-09-06 | 2021-10-30 | Axitec | AC-300M/60S | Solar Panels |  | 0.3 | 32 | 67 | 32 |  | Fixed | Roof
NJSTRE1545382716 | NJSRRE1542421572 | Transition Incentive Program | Edison | 8817 | 11 | 10.71 | Residential | No | Behind the Meter | Net-metered residential rooftop and canopy |  | None | Suntuity Solar LLC | PSE&G | Accepted | 2019-09-19 | 2019-09-23 | 2021-10-30 | Yingli Green Energy | YL315D-30b | Solar Panels |  | 0.315 | 6 | 234 | 27 |  | Fixed | Roof
NJSTRE1545499270 |  | Transition Incentive Program | Willingboro | 8046 | 13 | 4.08 | Residential | Yes | Behind the Meter | Net-metered residential rooftop and canopy |  | None | Vision Solar LLC | PSE&G | Accepted | 2020-08-24 | 2020-08-26 | 2021-10-30 | ENPHASE | IQ7-60-2-US | Inverters | 0.24 |  | 12 |  |  | 0.96 |  | Other | BEHIND EACH PANEL
NJSTRE1545499250 |  | Transition Incentive Program | Egg Harbor Township | 8234 | 19 | 12.16 | Residential | No | Behind the Meter | Net-metered residential rooftop and canopy |  | None | Sun Up Zero Down | AC Electric | Accepted | 2020-08-24 | 2020-08-26 | 2021-10-30 | Enphase | IQ7-60-2-US | Inverters | 240 |  | 38 |  |  | 0.976 |  | Outdoor | behind pane
NJSTRE1545499484 |  | Transition Incentive Program | Elizabeth | 7206 | 10 | 2.68 | Residential | Yes | Behind the Meter | Net-metered residential rooftop and canopy |  | None | Trinity Solar | PSE&G | Accepted | 2020-08-24 | 2020-08-27 | 2021-10-30 | Solar Edge | SE3000 | Inverters | 3000 |  | 1 |  |  | 0.97 |  | Outside | side of home
NJSTRE1545499548 |  | Transition Incentive Program | Bayville | 8721 | 18 | 7.14 | Residential | Yes | Behind the Meter | Net-metered residential rooftop and canopy |  | None | Trinity Solar | JCP&L | Accepted | 2020-08-24 | 2020-08-26 | 2021-10-30 | Solar Edge | SE6000H-US | Inverters | 6000 |  | 1 |  |  | 0.97 |  | Outside | side of home
NJSTRE1545500143 |  | Transition Incentive Program | Woodbridge | 7095 | 11 | 7.7 | Residential | Yes | Behind the Meter | Net-metered residential rooftop and canopy |  | None | Pro Custom Solar dba Momentum Solar | PSE&G | Accepted | 2020-08-24 | 2020-08-26 | 2021-10-30 | Enphase | IQ7PLUS-72-2-US | Inverters | 290 |  | 22 |  |  | 0.97 |  | Outdoor | Roof
NJSTRE1545501810 |  | Transition Incentive Program | Sicklerville | 8081 | 14 | 11.56 | Residential | Yes | Behind the Meter | Net-metered residential rooftop and canopy |  | None | Trinity Solar | AC Electric | Accepted | 2020-08-25 | 2020-08-27 | 2021-10-30 | Solar Edge | SE10000 | Inverters | 10000 |  | 1 |  |  | 0.97 |  | Outside | side of home
NJSTRE1545501848 |  | Transition Incentive Program | Howell Township | 7731 | 17 | 6.46 | Residential | Yes | Behind the Meter | Net-metered residential rooftop and canopy |  | None | Trinity Solar | JCP&L | Accepted | 2020-08-25 | 2020-08-27 | 2021-10-30 | Solar Edge | SE5000 | Inverters | 5000 |  | 1 |  |  | 0.97 |  | Outside | side of home
NJSTRE1545501855 |  | Transition Incentive Program | Long Branch | 7740 | 17 | 11.38 | Residential | No | Behind the Meter | Net-metered residential rooftop and canopy |  | None | Complete Solar | JCP&L | Final As-Built Received | 2020-08-26 | 2020-08-27 | 2021-10-30 | SolarEdge | SE10000H-US | Inverters | 10000 |  | 1 |  |  | 0.97 |  | Other | by MSP
NJSTRE1545501902 |  | Transition Incentive Program | Woodbury Heights | 8097 | 15 | 18.72 | Residential | No | Behind the Meter | Net-metered residential rooftop and canopy |  | None | SunnyMac LLC | PSE&G | Accepted | 2020-08-25 | 2020-08-27 | 2021-10-30 | Enphase | IQ7-60-2-US | Inverters | 0.349 |  | 1 |  |  | 0.99 |  | Outside | Roof
NJSTRE1545501904 |  | Transition Incentive Program | HOWELL | 7731 | 17 | 17.88 | Residential | Yes | Behind the Meter | Net-metered residential rooftop and canopy |  | None | Vivint Solar Developer, LLC | JCP&L | Accepted | 2020-08-26 | 2020-08-27 | 2021-10-30 | SOLAREDGE | SE7600H-US | Inverters | 7600 |  | 2 |  |  | 0.992 |  | Outdoor | Near the Utility Meter
NJSTRE1545382683 | NJSRRE1541885877 | Transition Incentive Program | Englishtown | 7726 | 17 | 13.63 | Residential | No | Behind the Meter | Behind the Meter |  | None | Sunrun Installation Services, Inc. | JCP&L | Eligible for TI Program | 2019-08-26 | 2019-08-29 | 2021-10-30 | REC Solar | REC290TP2 BLK | Solar Panels |  | 0.29 | 12 | 42 | 24 |  | Fixed | Roof
NJSTRE1545382692 | NJSRRE1541884000 | Transition Incentive Program | Evesham twp | 8053 | 13 | 18.53 | Residential | No | Behind the Meter | Behind the Meter |  | None | Sunny Corp | PSE&G | Eligible for TI Program | 2019-09-03 | 2019-09-03 | 2021-10-30 | Panasonic | VBHN325KA03 | Solar Panels |  | 0.325 | 6 | 71 | 23 |  | Fixed | Roof
NJSTRE1545382692 | NJSRRE1541884000 | Transition Incentive Program | Evesham twp | 8053 | 13 | 18.53 | Residential | No | Behind the Meter | Behind the Meter |  | None | Sunny Corp | PSE&G | Eligible for TI Program | 2019-09-03 | 2019-09-03 | 2021-10-30 | Panasonic | VBHN325KA03 | Solar Panels |  | 0.325 | 24 | 71 | 23 |  | Fixed | Roof
NJSTRE1545382715 | NJSRRE1542416562 | Transition Incentive Program | Raritan | 8869 | 5 | 7.88 | Residential | Yes | Behind the Meter | Net-metered residential rooftop and canopy |  | None | Suntuity Solar LLC | PSE&G | Accepted | 2019-09-18 | 2019-09-20 | 2021-10-30 | Yingli Green Energy | YL315D-30b | Solar Panels |  | 0.315 | 14 | 86 | 22 |  | Fixed | Roof
NJSTRE1545382725 | NJSRRE1541884665 | Transition Incentive Program | Toms River | 8753 | 18 | 11.31 | Residential | Yes | Behind the Meter | Behind the Meter |  | None | Sunrun Installation Services, Inc. | JCP&L | Eligible for TI Program | 2019-08-26 | 2019-08-29 | 2021-10-30 | REC Solar | REC290TP2 BLK | Solar Panels |  | 0.29 | 12 | 166 | 23 |  | Fixed | Roof
NJSTRE1545382725 | NJSRRE1541884665 | Transition Incentive Program | Toms River | 8753 | 18 | 11.31 | Residential | Yes | Behind the Meter | Behind the Meter |  | None | Sunrun Installation Services, Inc. | JCP&L | Eligible for TI Program | 2019-08-26 | 2019-08-29 | 2021-10-30 | REC Solar | REC290TP2 BLK | Solar Panels |  | 0.29 | 9 | 77 | 14 |  | Fixed | Roof
NJSTRE1545382728 | NJSRRE1542370295 | Transition Incentive Program | Keyport | 7735 | 17 | 6.62 | Residential | Yes | Behind the Meter | Net-metered residential rooftop and canopy |  | None | Vivint Solar Developer, LLC | JCP&L | Accepted | 2019-09-09 | 2019-09-11 | 2021-10-30 | HANWHA SOLAR | Q.PEAK BLK-G5 315 | Solar Panels |  | 0.315 | 10 | 174 | 23 |  | Fixed | Roof
NJSTRE1545382729 | NJSRRE1541880946 | Transition Incentive Program | Riverside | 8075 | 13 | 3.48 | Residential | Yes | Behind the Meter | Behind the Meter |  | None | Code Green Solar, LLC | PSE&G | Eligible for TI Program | 2019-08-28 | 2019-09-16 | 2021-10-30 | Q-Cells | Q-Cells-Q.PEAK BLK G4 290 | Solar Panels |  | 0.29 | 12 | 210 | 40 |  | Fixed | Roof
NJSTRE1545382734 | NJSRRE1542397013 | Transition Incentive Program | cedar grove | 7009 | 9 | 9.81 | Residential | No | Behind the Meter | Net-metered residential rooftop and canopy |  | None | SunPower Capital | PSE&G | Accepted | 2019-09-13 | 2019-09-17 | 2021-10-30 | sunpower | e20-327-eac | Solar Panels |  | 0.327 | 15 | 111 | 17 |  | Fixed | Roof
NJSTRE1545382734 | NJSRRE1542397013 | Transition Incentive Program | cedar grove | 7009 | 9 | 9.81 | Residential | No | Behind the Meter | Net-metered residential rooftop and canopy |  | None | SunPower Capital | PSE&G | Accepted | 2019-09-13 | 2019-09-17 | 2021-10-30 | sunpower | e20-327-e-ac | Solar Panels |  | 0.327 | 13 | 291 | 17 |  | Fixed | Roof
NJSTRE1545382738 | NJSRRE1541884586 | Transition Incentive Program | BLOOMFIELD | 7003 | 9 | 7.56 | Residential | Yes | Behind the Meter | Net-metered residential rooftop and canopy |  | None | Vivint Solar Developer, LLC | PSE&G | Accepted | 2019-09-03 | 2019-09-04 | 2021-10-30 | Hanwha Solar | Q.PEAK DUO BLK-G5 315 | Solar Panels |  | 0.315 | 6 | 95 | 20 |  | Fixed | Roof
NJSTRE1545499208 |  | Transition Incentive Program | Mount laurel | 8054 | 13 | 5.78 | Residential | Yes | Behind the Meter | Net-metered residential rooftop and canopy |  | None | Vision Solar LLC | PSE&G | Accepted | 2020-08-24 | 2020-08-26 | 2021-10-30 | ENPHASE | IQ7-60-2-US | Inverters | 0.24 |  | 17 |  |  | 0.96 |  | Other | BEHIND EACH PANEL
NJSTRE1545499248 |  | Transition Incentive Program | mount royal | 8061 | 15 | 14.08 | Residential | Yes | Behind the Meter | Net-metered residential rooftop and canopy |  | None | Orbit Energy & Power, LLC | AC Electric | Accepted | 2020-08-24 | 2020-08-26 | 2021-10-30 | enphase | iq7-60-2-us | Inverters | 240 |  | 44 |  |  | 0.99 |  | Other | behind panels
NJSTRE1545499310 |  | Transition Incentive Program | Barnegat | 8005 | 18 | 8.84 | Residential | Yes | Behind the Meter | Net-metered residential rooftop and canopy |  | None | Trinity Solar | AC Electric | Accepted | 2020-08-24 | 2020-08-26 | 2021-10-30 | Solar Edge | SE7600 | Inverters | 7600 |  | 1 |  |  | 0.97 |  | Outside | side of home
NJSTRE1545499322 |  | Transition Incentive Program | Willingboro | 8046 | 13 | 5.1 | Residential | Yes | Behind the Meter | Net-metered residential rooftop and canopy |  | None | Trinity Solar | PSE&G | Accepted | 2020-08-24 | 2020-08-26 | 2021-10-30 | Solar Edge | SE3800 | Inverters | 3800 |  | 1 |  |  | 0.97 |  | Outside | side of home
NJSTRE1545499415 |  | Transition Incentive Program | Caldwell | 7006 | 9 | 8.45 | Residential | Yes | Behind the Meter | Net-metered residential rooftop and canopy |  | None | Vivint Solar Developer, LLC | PSE&G | Accepted | 2020-08-25 | 2020-08-26 | 2021-10-30 | SOLAREDGE | SE3800H-US | Inverters | 3800 |  | 1 |  |  | 0.992 |  | Outdoor | Near the Utility Meter
NJSTRE1545382697 | NJSRRE1542409221 | Transition Incentive Program | Elmwood Park | 7407 | 7 | 7.85 | Residential | Yes | Behind the Meter | Net-metered residential rooftop and canopy |  | None | SunPower Corporation, Systems | PSE&G | Accepted |  | 2019-09-18 | 2021-10-30 | SUNPOWER | SPR-E20-327-E-AC | Solar Panels |  | 0.327 | 3 | 70 | 30 |  | Fixed | Roof
NJSTRE1545382704 | NJSRRE1541872118 | Transition Incentive Program | Trenton | 8618 | 12 | 10.39 | Residential | Yes | Behind the Meter | Behind the Meter |  | None | Pro Custom Solar dba Momentum Solar | PSE&G | Eligible for TI Program | 2019-08-21 | 2019-08-26 | 2021-10-30 | LG ELECTRONICS | LG 335N1C-V5 | Solar Panels |  | 0.335 | 2 | 128 | 31 |  | Fixed | Roof
NJSTRE1545382705 | NJSRRE1542395251 | Transition Incentive Program | Lakewood | 8701 | 18 | 22.5 | Residential | Yes | Behind the Meter | Net-metered residential rooftop and canopy |  | None | Powerlutions | JCP&L | Accepted |  | 2019-09-17 | 2021-10-30 | Trina | TSM-300 DD05A | Solar Panels |  | 0.3 | 15 | 117 | 35 |  | Fixed | Roof
NJSTRE1545382714 | NJSRRE1541881084 | Transition Incentive Program | PENNSAUKEN | 8110 | 14 | 9.45 | Residential | Yes | Behind the Meter | Net-metered residential rooftop and canopy |  | None | Vivint Solar Developer, LLC | PSE&G | Accepted | 2019-09-05 | 2019-09-05 | 2021-10-30 | Hanwha Solar | Q.PEAK BLK-G5 315 | Solar Panels |  | 0.315 | 4 | 237 | 37 |  | Fixed | Roof
NJSTRE1545382717 | NJSRRE1542422755 | Transition Incentive Program | Monroe Township | 8831 | 11 | 8.04 | Residential | Yes | Behind the Meter | Behind the Meter |  | None | Pro Custom Solar dba Momentum Solar | JCP&L | Eligible for TI Program | 2019-09-19 | 2019-09-23 | 2021-10-30 | LG ELECTRONICS | LG 335N1C-V5 | Solar Panels |  | 0.335 | 10 | 199 | 37 |  | Fixed | Roof
NJSTRE1545382724 | NJSRRE1541888627 | Transition Incentive Program | Willingboro | 8046 | 13 | 11.39 | Residential | No | Behind the Meter | Behind the Meter |  | None | Pro Custom Solar dba Momentum Solar | PSE&G | Eligible for TI Program | 2019-08-27 | 2019-08-30 | 2021-10-30 | LG ELECTRONICS | LG 335N1C-V5 | Solar Panels |  | 0.335 | 16 | 93 | 16 |  | Fixed | Roof
NJSTRE1545382726 | NJSRRE1541880995 | Transition Incentive Program | Middletown | 7748 | 17 | 18.56 | Residential | Yes | Behind the Meter | Behind the Meter |  | None | Sunrun Installation Services, Inc. | JCP&L | Eligible for TI Program | 2019-08-23 | 2019-08-28 | 2021-10-30 | REC Solar | REC290TP2 BLK | Solar Panels |  | 0.29 | 27 | 277 | 23 |  | Fixed | Roof
NJSTRE1545382733 | NJSRRE1542394223 | Transition Incentive Program | Toms River | 8753 | 18 | 5.8 | Residential | No | Behind the Meter | Behind the Meter |  | None | Sunrun Installation Services, Inc. | JCP&L | Eligible for TI Program | 2019-09-12 | 2019-09-16 | 2021-10-30 | REC Solar | REC290TP2 BLK | Solar Panels |  | 0.29 | 4 | 273 | 23 |  | Fixed | Roof
NJSTRE1545382733 | NJSRRE1542394223 | Transition Incentive Program | Toms River | 8753 | 18 | 5.8 | Residential | No | Behind the Meter | Behind the Meter |  | None | Sunrun Installation Services, Inc. | JCP&L | Eligible for TI Program | 2019-09-12 | 2019-09-16 | 2021-10-30 | REC Solar | REC290TP2 BLK | Solar Panels |  | 0.29 | 3 | 183 | 30 |  | Fixed | Roof
NJSTRE1545382735 | NJSRRE1542033443 | Transition Incentive Program | Somerset | 8873 | 5 | 11.06 | Residential | Yes | Behind the Meter | Behind the Meter |  | None | Pro Custom Solar dba Momentum Solar | PSE&G | Eligible for TI Program | 2019-09-03 | 2019-09-05 | 2021-10-30 | LG ELECTRONICS | LG 335N1C-V5 | Solar Panels |  | 0.335 | 8 | 42 | 25 |  | Fixed | Roof
NJSTRE1545382735 | NJSRRE1542033443 | Transition Incentive Program | Somerset | 8873 | 5 | 11.06 | Residential | Yes | Behind the Meter | Behind the Meter |  | None | Pro Custom Solar dba Momentum Solar | PSE&G | Eligible for TI Program | 2019-09-03 | 2019-09-05 | 2021-10-30 | LG ELECTRONICS | LG 335N1C-V5 | Solar Panels |  | 0.335 | 16 | 222 | 25 |  | Fixed | Roof
NJSTRE1545382719 | NJSRRE1541891054 | Transition Incentive Program | Keyport | 7735 | 17 | 3.78 | Residential | Yes | Behind the Meter | Net-metered residential rooftop and canopy |  | None | Vivint Solar Developer, LLC | JCP&L | Accepted | 2019-09-03 | 2019-09-04 | 2021-10-30 | Hanwha Solar | Q.PEAK BLK-G5 315 | Solar Panels |  | 0.315 | 7 | 58 | 23 |  | Fixed | Roof
NJSTRE1545382725 | NJSRRE1541884665 | Transition Incentive Program | Toms River | 8753 | 18 | 11.31 | Residential | Yes | Behind the Meter | Behind the Meter |  | None | Sunrun Installation Services, Inc. | JCP&L | Eligible for TI Program | 2019-08-26 | 2019-08-29 | 2021-10-30 | REC Solar | REC290TP2 BLK | Solar Panels |  | 0.29 | 18 | 257 | 13 |  | Fixed | Roof
NJSTRE1545382730 | NJSRRE1542419869 | Transition Incentive Program | Delanco | 8075 | 13 | 10.54 | Residential | Yes | Behind the Meter | Behind the Meter |  | None | All Season Solar | PSE&G | Eligible for TI Program | 2019-09-18 | 2019-09-20 | 2021-10-30 | Trina | TSM DD05H.05II 310W AUG 2019 | Solar Panels |  | 0.31 | 24 | 89 | 36 |  | Fixed | Roof
NJSTRE1545382734 | NJSRRE1542397013 | Transition Incentive Program | cedar grove | 7009 | 9 | 9.81 | Residential | No | Behind the Meter | Net-metered residential rooftop and canopy |  | None | SunPower Capital | PSE&G | Accepted | 2019-09-13 | 2019-09-17 | 2021-10-30 | sunpower | e20-327-e-ac | Solar Panels |  | 0.327 | 2 | 201 | 30 |  | Fixed | Roof
NJSTRE1545382738 | NJSRRE1541884586 | Transition Incentive Program | BLOOMFIELD | 7003 | 9 | 7.56 | Residential | Yes | Behind the Meter | Net-metered residential rooftop and canopy |  | None | Vivint Solar Developer, LLC | PSE&G | Accepted | 2019-09-03 | 2019-09-04 | 2021-10-30 | Hanwha Solar | Q.PEAK DUO BLK-G5 315 | Solar Panels |  | 0.315 | 4 | 185 | 24 |  | Fixed | Roof
NJSTRE1545382738 | NJSRRE1541884586 | Transition Incentive Program | BLOOMFIELD | 7003 | 9 | 7.56 | Residential | Yes | Behind the Meter | Net-metered residential rooftop and canopy |  | None | Vivint Solar Developer, LLC | PSE&G | Accepted | 2019-09-03 | 2019-09-04 | 2021-10-30 | Hanwha Solar | Q.PEAK DUO BLK-G5 315 | Solar Panels |  | 0.315 | 2 | 185 | 20 |  | Fixed | Roof
NJSTRE1545382743 | NJSRRE1541883755 | Transition Incentive Program | Pleasantville | 8232 | 19 | 5.36 | Residential | Yes | Behind the Meter | Net-metered residential rooftop and canopy |  | None | Vivint Solar Developer, LLC | AC Electric | Accepted | 2019-09-05 | 2019-09-09 | 2021-10-30 | Hanwha Solar | Q.PEAK BLK-G5 315 | Solar Panels |  | 0.315 | 15 | 205 | 21 |  | Fixed | Roof
NJSTRE1545382749 | NJSRRE1542412707 | Transition Incentive Program | Verona | 7044 | 9 | 8.7 | Residential | Yes | Behind the Meter | Behind the Meter |  | None | Sunrun Installation Services, Inc. | PSE&G | Eligible for TI Program | 2019-09-17 | 2019-09-19 | 2021-10-30 | REC Solar | REC290TP2 BLK | Solar Panels |  | 0.29 | 6 | 203 | 22 |  | Fixed | Roof
NJSTRE1545382753 | NJSRRE1542394253 | Transition Incentive Program | Parsippany | 7054 | 3 | 12.29 | Residential | Yes | Behind the Meter | Net-metered residential rooftop and canopy |  | None | Vivint Solar Developer, LLC | JCP&L | Accepted | 2019-09-13 | 2019-09-16 | 2021-10-30 | Hanwha | Q.PEAK BLK-G5 315 | Solar Panels |  | 0.315 | 6 | 271 | 23 |  | Fixed | Roof
NJSTRE1545382753 | NJSRRE1542394253 | Transition Incentive Program | Parsippany | 7054 | 3 | 12.29 | Residential | Yes | Behind the Meter | Net-metered residential rooftop and canopy |  | None | Vivint Solar Developer, LLC | JCP&L | Accepted | 2019-09-13 | 2019-09-16 | 2021-10-30 | Hanwha | Q.PEAK BLK-G5 315 | Solar Panels |  | 0.315 | 5 | 181 | 23 |  | Fixed | Roof
NJSTRE1545382760 | NJSRRE1541883813 | Transition Incentive Program | Paterson | 7504 | 6 | 6.37 | Residential | Yes | Behind the Meter | Behind the Meter |  | None | Pro Custom Solar dba Momentum Solar | PSE&G | Eligible for TI Program | 2019-08-26 | 2019-08-28 | 2021-10-30 | LG ELECTRONICS | LG 335N1C-V5 | Solar Panels |  | 0.335 | 7 | 100 | 35 |  | Fixed | Roof
NJSTRE1545382760 | NJSRRE1541883813 | Transition Incentive Program | Paterson | 7504 | 6 | 6.37 | Residential | Yes | Behind the Meter | Behind the Meter |  | None | Pro Custom Solar dba Momentum Solar | PSE&G | Eligible for TI Program | 2019-08-26 | 2019-08-28 | 2021-10-30 | LG ELECTRONICS | LG 335N1C-V5 | Solar Panels |  | 0.335 | 3 | 280 | 48 |  | Fixed | Roof
NJSTRE1545382702 | NJSRRE1541880876 | Transition Incentive Program | Keansburg | 7734 | 17 | 3.78 | Residential | Yes | Behind the Meter | Net-metered residential rooftop and canopy |  | None | Vivint Solar Developer, LLC | JCP&L | Accepted | 2019-08-23 | 2019-08-27 | 2021-10-30 | Hanwha solar | Q.PEAK DUO BLK-G5 315 | Solar Panels |  | 0.315 | 7 | 78 | 30 |  | Fixed | Roof
NJSTRE1545382709 | NJSRRE1541861877 | Transition Incentive Program | Hope | 7844 | 2 | 11.22 | Residential | No | Behind the Meter | Behind the Meter |  | None | Green Power Energy | JCP&L | Eligible for TI Program | 2019-08-20 | 2019-08-23 | 2021-10-30 | Panasonic | VBHN330SA17 | Solar Panels |  | 0.33 | 18 | 305 | 23 |  | Fixed | Roof
NJSTRE1545382710 | NJSRRE1542182348 | Transition Incentive Program | Princeton | 8540 | 12 | 17.4 | Residential | No | Behind the Meter | Net-metered residential rooftop and canopy |  | None | Powerlutions | PSE&G | Accepted |  | 2019-09-06 | 2021-10-30 | Axitec | AC-300M/60S | Solar Panels |  | 0.3 | 6 | 157 | 38 |  | Fixed | Roof
NJSTRE1545382711 | NJSRRE1541880914 | Transition Incentive Program | Willingboro Twp | 8046 | 13 | 5.9 | Residential | Yes | Behind the Meter | Behind the Meter |  | None | Code Green Solar, LLC | PSE&G | Eligible for TI Program | 2019-08-28 | 2019-09-16 | 2021-10-30 | Q-Cells | Q-Cells-Q.PEAK BLK-G4.1 295 | Solar Panels |  | 0.295 | 20 | 259 | 43 |  | Fixed | Roof
NJSTRE1545382712 | NJSRRE1541987210 | Transition Incentive Program | Manville | 8835 | 5 | 6.27 | Residential | No | Behind the Meter | Behind the Meter |  | None | Sunrun Installation Services, Inc. | PSE&G | Eligible for TI Program | 2019-08-30 | 2019-09-05 | 2021-10-30 | LG Electronics | LG330N1C-A5 | Solar Panels |  | 0.33 | 19 | 163 | 23 |  | Fixed | Roof
NJSTRE1545382713 | NJSRRE1542285081 | Transition Incentive Program | North Plainfield | 7060 | 10 | 11.03 | Residential | Yes | Behind the Meter | Net-metered residential rooftop and canopy |  | None | Vivint Solar Developer, LLC | PSE&G | Accepted | 2019-09-06 | 2019-09-10 | 2021-10-30 | Hanwha Solar | Q.PEAK BLK-G5 315 | Solar Panels |  | 0.315 | 20 | 192 | 37 |  | Fixed | Roof
NJSTRE1545382718 | NJSRRE1541883985 | Transition Incentive Program | Toms River | 8753 | 18 | 10.08 | Residential | Yes | Behind the Meter | Net-metered residential rooftop and canopy |  | None | Vivint Solar Developer, LLC | JCP&L | Accepted | 2019-08-26 | 2019-08-28 | 2021-10-30 | Hanwha Solar | Q.PEAK BLK-G5 315 | Solar Panels |  | 0.315 | 6 | 29 | 20 |  | Fixed | Roof
NJSTRE1545382719 | NJSRRE1541891054 | Transition Incentive Program | Keyport | 7735 | 17 | 3.78 | Residential | Yes | Behind the Meter | Net-metered residential rooftop and canopy |  | None | Vivint Solar Developer, LLC | JCP&L | Accepted | 2019-09-03 | 2019-09-04 | 2021-10-30 | Hanwha Solar | Q.PEAK BLK-G5 315 | Solar Panels |  | 0.315 | 5 | 238 | 23 |  | Fixed | Roof
NJSTRE1545382727 | NJSRRE1542412338 | Transition Incentive Program | Lumberton | 8048 | 13 | 9.05 | Residential | No | Behind the Meter | Net-metered residential rooftop and canopy |  | None | Pro Custom Solar dba Momentum Solar | PSE&G | Accepted | 2019-09-17 | 2019-09-19 | 2021-10-30 | LG ELECTRONICS | LG 335N1C-V5 | Solar Panels |  | 0.335 | 17 | 272 | 25 |  | Fixed | Roof
NJSTRE1545382730 | NJSRRE1542419869 | Transition Incentive Program | Delanco | 8075 | 13 | 10.54 | Residential | Yes | Behind the Meter | Behind the Meter |  | None | All Season Solar | PSE&G | Eligible for TI Program | 2019-09-18 | 2019-09-20 | 2021-10-30 | Trina | TSM DD05H.05II 310W AUG 2019 | Solar Panels |  | 0.31 | 3 | 179 | 36 |  | Fixed | Roof
NJSTRE1545382737 | NJSRRE1541888295 | Transition Incentive Program | Lake Hiawatha | 7034 | 3 | 6.37 | Residential | Yes | Behind the Meter | Behind the Meter |  | None | Pro Custom Solar dba Momentum Solar | JCP&L | Eligible for TI Program | 2019-08-27 | 2019-08-30 | 2021-10-30 | LG ELECTRONICS | LG 335N1C-A5 | Solar Panels |  | 0.335 | 7 | 26 | 23 |  | Fixed | Roof
NJSTRE1545382739 | NJSRRE1542394360 | Transition Incentive Program | Roseland Boro | 8068 | 13 | 12.06 | Residential | No | Behind the Meter | Behind the Meter |  | None | 1st Light Energy Inc | PSE&G | Eligible for TI Program | 2019-09-12 | 2019-09-16 | 2021-10-30 | LG | LG335N1C-V5 | Solar Panels |  | 0.335 | 9 | 208 | 30 |  | Fixed | Roof
NJSTRE1545382739 | NJSRRE1542394360 | Transition Incentive Program | Roseland Boro | 8068 | 13 | 12.06 | Residential | No | Behind the Meter | Behind the Meter |  | None | 1st Light Energy Inc | PSE&G | Eligible for TI Program | 2019-09-12 | 2019-09-16 | 2021-10-30 | LG | LG335N1C-V5 | Solar Panels |  | 0.335 | 5 | 118 | 27 |  | Fixed | Roof
NJSTRE1545501841 |  | Transition Incentive Program | JERSEY CITY | 7304 | 8 | 2.84 | Residential | Yes | Behind the Meter | Net-metered residential rooftop and canopy |  | None | Infinity Solar Systems | PSE&G | Accepted | 2020-08-25 | 2020-08-27 | 2021-10-30 | ENPHASE | IQ7-60-X-US | Inverters | 240 |  | 9 |  |  | 0.97 |  | Outside | MICROINVERTERS
NJSTRE1545501872 |  | Transition Incentive Program | Washington Twp | 8012 | 14 | 8.51 | Residential | No | Behind the Meter | Net-metered residential rooftop and canopy |  | None | Trinity Solar | AC Electric | Accepted | 2020-08-25 | 2020-08-27 | 2021-10-30 | Solar Edge | SE7600H-US | Inverters | 7600 |  | 1 |  |  | 0.97 |  | Outside | side of home
NJSTRE1545501909 |  | Transition Incentive Program | Ewing Twp | 8638 | 12 | 8 | Residential | No | Behind the Meter | Net-metered residential rooftop and canopy |  | None | Azimuth Renewable Energy | PSE&G | Accepted | 2020-08-25 | 2020-08-27 | 2021-10-30 | Enphase | IQ 7 | Inverters | 240 |  | 25 |  |  | 0.975 |  | Outdoor | roof
NJSTRE1545501917 |  | Transition Incentive Program | Howell | 7731 | 17 | 8.84 | Residential | Yes | Behind the Meter | Net-metered residential rooftop and canopy |  | None | Trinity Solar | JCP&L | Final As-Built Received | 2020-08-25 | 2020-08-27 | 2021-10-30 | Solar Edge | SE7600H-US | Inverters | 7600 |  | 1 |  |  | 0.97 |  | Outside | side of home
NJSTRE1545501921 |  | Transition Incentive Program | williamstown | 8094 | 15 | 10.88 | Residential | No | Behind the Meter | Net-metered residential rooftop and canopy |  | None | Orbit Energy & Power, LLC | AC Electric | Final As-Built Received | 2020-08-25 | 2020-08-27 | 2021-10-30 | enphase | iq7-60-2-us | Inverters | 0.24 |  | 34 |  |  | 0.99 |  | Other | behind panels
NJSTRE1545501994 |  | Transition Incentive Program | Tuckerton | 8087 | 18 | 10.79 | Residential | Yes | Behind the Meter | Net-metered residential rooftop and canopy |  | None | Ad Energy | AC Electric | Accepted | 2020-08-25 | 2020-08-27 | 2021-10-30 | Enphase Energy | IQ7XS-96-ACM-US | Inverters | 315 |  | 38 |  |  | 0.97 |  | Outdoor | at each panel
NJSTRE1545502132 |  | Transition Incentive Program | Brick | 8724 | 18 | 6.7 | Residential | Yes | Behind the Meter | Net-metered residential rooftop and canopy |  | None | Trinity Solar | JCP&L | Accepted | 2020-08-25 | 2020-08-27 | 2021-10-30 | Solar Edge | SE5000H-US | Inverters | 5000 |  | 1 |  |  | 0.97 |  | Outside | side of home
NJSTRE1545382730 | NJSRRE1542419869 | Transition Incentive Program | Delanco | 8075 | 13 | 10.54 | Residential | Yes | Behind the Meter | Behind the Meter |  | None | All Season Solar | PSE&G | Eligible for TI Program | 2019-09-18 | 2019-09-20 | 2021-10-30 | Trina | TSM DD05H.05II 310W AUG 2019 | Solar Panels |  | 0.31 | 4 | 179 | 44 |  | Fixed | Roof
NJSTRE1545382742 | NJSRRE1542419515 | Transition Incentive Program | Scotch Plains | 7076 | 10 | 7.04 | Residential | Yes | Behind the Meter | Behind the Meter |  | None | Pro Custom Solar dba Momentum Solar | PSE&G | Eligible for TI Program | 2019-09-18 | 2019-10-08 | 2021-10-30 | LG ELECTRONCIS | LG 335N1C-V5 | Solar Panels |  | 0.335 | 10 | 219 | 18 |  | Fixed | Roof
NJSTRE1545382747 | NJSRRE1542409425 | Transition Incentive Program | Mays Landing | 8330 | 19 | 4.36 | Residential | Yes | Behind the Meter | Behind the Meter |  | None | Pro Custom Solar dba Momentum Solar | AC Electric | Eligible for TI Program | 2019-09-16 | 2019-09-18 | 2021-10-30 | LG ELECTRONICS | LG 335N1C-V5 | Solar Panels |  | 0.335 | 13 | 172 | 27 |  | Fixed | Roof
NJSTRE1545382750 | NJSRRE1542390583 | Transition Incentive Program | Fair Lawn Boro | 7410 | 7 | 12.76 | Residential | Yes | Behind the Meter | Behind the Meter |  | None | Sunrun Installation Services, Inc. | PSE&G | Eligible for TI Program | 2019-09-11 | 2019-09-13 | 2021-10-30 | REC Solar | REC290TP2 BLK | Solar Panels |  | 0.29 | 26 | 250 | 27 |  | Fixed | Roof
NJSTRE1545382753 | NJSRRE1542394253 | Transition Incentive Program | Parsippany | 7054 | 3 | 12.29 | Residential | Yes | Behind the Meter | Net-metered residential rooftop and canopy |  | None | Vivint Solar Developer, LLC | JCP&L | Accepted | 2019-09-13 | 2019-09-16 | 2021-10-30 | Hanwha | Q.PEAK BLK-G5 315 | Solar Panels |  | 0.315 | 10 | 271 | 32 |  | Fixed | Roof
NJSTRE1545382759 | NJSRRE1542375390 | Transition Incentive Program | Trenton | 8629 | 12 | 8.71 | Residential | Yes | Behind the Meter | Behind the Meter |  | None | Pro Custom Solar dba Momentum Solar | PSE&G | Eligible for TI Program | 2019-09-10 | 2019-09-12 | 2021-10-30 | LG ELECTRONICS | LG 335N1C-V5 | Solar Panels |  | 0.335 | 26 | 152 | 30 |  | Fixed | Roof
NJSTRE1545382723 | NJSRRE1541864889 | Transition Incentive Program | Atco | 8004 | 14 | 6.7 | Residential | Yes | Behind the Meter | Behind the Meter |  | None | Pro Custom Solar dba Momentum Solar | AC Electric | Eligible for TI Program | 2019-08-21 | 2019-08-26 | 2021-10-30 | LG ELECTRONICS | LG 335N1C-V5 | Solar Panels |  | 0.335 | 16 | 222 | 7 |  | Fixed | Roof
NJSTRE1545382726 | NJSRRE1541880995 | Transition Incentive Program | Middletown | 7748 | 17 | 18.56 | Residential | Yes | Behind the Meter | Behind the Meter |  | None | Sunrun Installation Services, Inc. | JCP&L | Eligible for TI Program | 2019-08-23 | 2019-08-28 | 2021-10-30 | REC Solar | REC290TP2 BLK | Solar Panels |  | 0.29 | 24 | 98 | 23 |  | Fixed | Roof
NJSTRE1545382727 | NJSRRE1542412338 | Transition Incentive Program | Lumberton | 8048 | 13 | 9.05 | Residential | No | Behind the Meter | Net-metered residential rooftop and canopy |  | None | Pro Custom Solar dba Momentum Solar | PSE&G | Accepted | 2019-09-17 | 2019-09-19 | 2021-10-30 | LG ELECTRONICS | LG 335N1C-V5 | Solar Panels |  | 0.335 | 10 | 92 | 25 |  | Fixed | Roof
NJSTRE1545382731 | NJSRRE1541888647 | Transition Incentive Program | Lake Hopatcong | 7849 | 3 | 7.56 | Residential | Yes | Behind the Meter | Behind the Meter |  | None | Pro Custom Solar dba Momentum Solar | JCP&L | Eligible for TI Program | 2019-08-27 | 2019-08-30 | 2021-10-30 | HANWHA | Q.PEAK DUO BLK-G5 315 | Solar Panels |  | 0.315 | 15 | 195 | 37 |  | Fixed | Roof
NJSTRE1545382732 | NJSRRE1542419967 | Transition Incentive Program | Garfield City | 7026 | 7 | 3.48 | Residential | Yes | Behind the Meter | Behind the Meter |  | None | Sunrun Installation Services, Inc. | PSE&G | Eligible for TI Program | 2019-09-18 | 2019-09-20 | 2021-10-30 | REC Solar | REC290TP2 BLK | Solar Panels |  | 0.29 | 12 | 162 | 43 |  | Fixed | Roof
NJSTRE1545382739 | NJSRRE1542394360 | Transition Incentive Program | Roseland Boro | 8068 | 13 | 12.06 | Residential | No | Behind the Meter | Behind the Meter |  | None | 1st Light Energy Inc | PSE&G | Eligible for TI Program | 2019-09-12 | 2019-09-16 | 2021-10-30 | LG | LG335N1C-V5 | Solar Panels |  | 0.335 | 10 | 208 | 26 |  | Fixed | Roof
NJSTRE1545382740 | NJSRRE1541871739 | Transition Incentive Program | Fair Lawn | 7410 | 7 | 4.64 | Residential | Yes | Behind the Meter | Behind the Meter |  | None | Sunrun Installation Services, Inc. | PSE&G | Eligible for TI Program | 2019-08-21 | 2019-08-26 | 2021-10-30 | REC Solar | REC290TP2 BLK | Solar Panels |  | 0.29 | 11 | 155 | 40 |  | Fixed | Roof
NJSTRE1545382752 | NJSRRE1542409343 | Transition Incentive Program | Roselle | 7203 | 10 | 6.37 | Residential | Yes | Behind the Meter | Behind the Meter |  | None | Pro Custom Solar dba Momentum Solar | PSE&G | Eligible for TI Program | 2019-09-16 | 2019-09-18 | 2021-10-30 | LG ELECTRONICS | LG 335N1C-V5 | Solar Panels |  | 0.335 | 19 | 134 | 43 |  | Fixed | Roof
NJSTRE1545382757 | NJSRRE1542390558 | Transition Incentive Program | Brick Township | 8723 | 18 | 15.51 | Residential | No | Behind the Meter | Behind the Meter |  | None | Sunrun Installation Services, Inc. | JCP&L | Eligible for TI Program | 2019-09-11 | 2019-09-16 | 2021-10-30 | LG Electronics | LG330N1C-A5 | Solar Panels |  | 0.33 | 13 | 88 | 22 |  | Fixed | Roof
NJSTRE1545382763 | NJSRRE1541873607 | Transition Incentive Program | ATCO | 8004 | 14 | 11.06 | Residential | Yes | Behind the Meter | Behind the Meter |  | None | Pro Custom Solar dba Momentum Solar | AC Electric | Eligible for TI Program | 2019-08-22 | 2019-08-26 | 2021-10-30 | LG ELECTRONICS | LG 335N1C-V5 | Solar Panels |  | 0.335 | 13 | 282 | 23 |  | Fixed | Roof
NJSTRE1545382773 | NJSRRE1542421760 | Transition Incentive Program | MANALAPAN | 7726 | 17 | 7.56 | Residential | Yes | Behind the Meter | Net-metered residential rooftop and canopy |  | None | Vivint Solar Developer, LLC | JCP&L | Accepted | 2019-09-19 | 2019-09-23 | 2021-10-30 | Hanwha | Q.PEAK BLK-G5 315 | Solar Panels |  | 0.315 | 18 | 242 | 18 |  | Fixed | Roof
NJSTRE1545382777 | NJSRRE1541993216 | Transition Incentive Program | Freehold | 7728 | 17 | 17.96 | Residential | No | Behind the Meter | Net-metered residential rooftop and canopy |  | None | Suntuity Solar LLC | JCP&L | Accepted | 2019-09-03 | 2019-09-05 | 2021-10-30 | Yingli Green Energy | YL315D-30b | Solar Panels |  | 0.315 | 26 | 165 | 25 |  | Fixed | Roof
NJSTRE1545499469 |  | Transition Incentive Program | Barnegat | 8005 | 18 | 7.48 | Residential | Yes | Behind the Meter | Net-metered residential rooftop and canopy |  | None | Trinity Solar | AC Electric | Accepted | 2020-08-24 | 2020-08-27 | 2021-10-30 | Solar Edge | SE6000 | Inverters | 6000 |  | 1 |  |  | 0.97 |  | Outside | side of home
NJSTRE1545499794 |  | Transition Incentive Program | Trenton | 8610 | 12 | 4.76 | Residential | Yes | Behind the Meter | Net-metered residential rooftop and canopy |  | None | Trinity Solar | PSE&G | Accepted | 2020-08-24 | 2020-08-26 | 2021-10-30 | Solar Edge | SE3800H-US | Inverters | 3800 |  | 1 |  |  | 0.97 |  | Outside | side of home
NJSTRE1545499973 |  | Transition Incentive Program | FAIR LAWN | 7410 | 7 | 7 | Residential | No | Behind the Meter | Net-metered residential rooftop and canopy |  | None | Infinity Solar Systems | PSE&G | Accepted | 2020-08-24 | 2020-08-26 | 2021-10-30 | ENPHASE | IQ7-60-X-US | Inverters | 240 |  | 20 |  |  | 0.97 |  | Outside | MICROINVERTERS
NJSTRE1545500004 |  | Transition Incentive Program | VINELAND | 8360 | 20 | 5.1 | Residential | Yes | Behind the Meter | Net-metered residential rooftop and canopy |  | None | Trinity Solar | Vineland Muni Electric | Accepted | 2020-08-24 | 2020-08-27 | 2021-10-30 | Solar Edge | SE3800H-US000BNC4 | Inverters | 3800 |  | 1 |  |  | 0.97 |  | Outdoor | side of home
NJSTRE1545500000 |  | Transition Incentive Program | EWING | 8638 | 12 | 6.4 | Residential | No | Behind the Meter | Net-metered residential rooftop and canopy |  | None | Vivint Solar Developer, LLC | PSE&G | Accepted | 2020-08-26 | 2020-08-27 | 2021-10-30 | Solar Edge | SE7600H-US | Inverters | 7600 |  | 1 |  |  | 0.992 |  | Outdoor | Near the Utility Meter
NJSTRE1545500068 |  | Transition Incentive Program | Califon | 7830 | 4 | 7.35 | Residential | Yes | Behind the Meter | Net-metered residential rooftop and canopy |  | None | Pro Custom Solar dba Momentum Solar | JCP&L | Accepted | 2020-08-24 | 2020-08-26 | 2021-10-30 | Enphase | IQ7PLUS-72-2-US | Inverters | 290 |  | 21 |  |  | 0.97 |  | Outdoor | Roof
NJSTRE1545501808 |  | Transition Incentive Program | ELMER | 8318 | 16 | 9.45 | Residential | Yes | Behind the Meter | Net-metered residential ground mount |  | None | Suntuity Solar LLC | AC Electric | Accepted | 2020-08-25 | 2020-08-27 | 2021-10-30 | Enphase Energy | IQ7-60-2-US | Inverters | 240 |  | 30 |  |  | 0.97 |  | Outdoor | Behind the PV Modules
NJSTRE1545501815 |  | Transition Incentive Program | Montclair | 7043 | 9 | 15.75 | Residential | No | Behind the Meter | Net-metered residential rooftop and canopy |  | None | Green Power energy | PSE&G | Accepted | 2020-08-25 | 2020-08-27 | 2021-10-30 | Solar Edge | SE6000H-US | Inverters | 6000 |  | 1 |  |  | 0.97 |  | Outside | next to meter
NJSTRE1545501847 |  | Transition Incentive Program | VENTNOR CITY | 8406 | 19 | 4.73 | Residential | Yes | Behind the Meter | Net-metered residential rooftop and canopy |  | None | Suntuity Solar LLC | AC Electric | Accepted | 2020-08-25 | 2020-09-09 | 2021-10-30 | Enphase Energy | IQ7-60-2-US | Inverters | 240 |  | 15 |  |  | 0.97 |  | Outdoor | Behind the PV Modules
NJSTRE1545501865 |  | Transition Incentive Program | TOTOWA | 7512 | 6 | 15.75 | Residential | Yes | Behind the Meter | Net-metered residential rooftop and canopy |  | None | Suntuity Solar LLC | PSE&G | Accepted | 2020-08-25 | 2020-08-27 | 2021-10-30 | Enphase Energy | IQ7-60-2-US | Inverters | 240 |  | 50 |  |  | 0.97 |  | Outdoor | Behind the PV Modules
NJSTRE1545501989 |  | Transition Incentive Program | Vineland | 8360 | 20 | 21.08 | Residential | No | Behind the Meter | Net-metered residential rooftop and canopy |  | None | Impact Solar LLC | AC Electric | Accepted | 2020-08-25 | 2020-08-27 | 2021-10-30 | SolarEdge | SE11400H-US | Inverters | 11400 |  | 1 |  |  | 0.96 |  | Indoor | garage
NJSTRE1545502100 |  | Transition Incentive Program | Maplewood | 7040 | 9 | 7.35 | Residential | Yes | Behind the Meter | Net-metered residential rooftop and canopy |  | None | Pro Custom Solar dba Momentum Solar | PSE&G | Accepted | 2020-08-25 | 2020-08-27 | 2021-10-30 | Enphase | IQ7Plus-72-2-US | Inverters | 290 |  | 21 |  |  | 0.97 |  | Outdoor | Roof
NJSTRE1545502275 |  | Transition Incentive Program | Westwood | 7675 | 7 | 7.52 | Residential | No | Behind the Meter | Net-metered residential rooftop and canopy |  | None | Integra Renewables | PSE&G | Accepted | 2020-08-25 | 2020-08-27 | 2021-10-30 | Solaredge | SE6000-Us | Inverters | 6000 |  | 1 |  |  | 0.97 |  | Outside | Side of house
NJSTRE1545382761 | NJSRRE1542409198 | Transition Incentive Program | GALLOWAY | 8205 | 19 | 6.93 | Residential | Yes | Behind the Meter | Net-metered residential rooftop and canopy |  | None | Vivint Solar Developer, LLC | AC Electric | Accepted | 2019-10-09 | 2019-10-10 | 2021-10-30 | HANWHA SOLAR | Q.PEAK BLK-G5 315 | Solar Panels |  | 0.315 | 22 | 282 | 22 |  | Fixed | Roof
NJSTRE1545382766 | NJSRRE1542372703 | Transition Incentive Program | Newark | 7106 | 9 | 7.71 | Residential | Yes | Behind the Meter | Behind the Meter |  | None | Pro Custom Solar dba Momentum Solar | PSE&G | Eligible for TI Program | 2019-09-09 | 2019-09-11 | 2021-10-30 | LG ELECTRONICS | LG 335N1C-V5 | Solar Panels |  | 0.335 | 4 | 17 | 26 |  | Fixed | Roof
NJSTRE1545382771 | NJSRRE1541883801 | Transition Incentive Program | KEYPORT | 7735 | 17 | 4.41 | Residential | Yes | Behind the Meter | Net-metered residential rooftop and canopy |  | None | Vivint Solar Developer, LLC | JCP&L | Accepted | 2019-08-29 | 2019-08-30 | 2021-10-30 | Hanwha Solar | Q.PEAK BLK-G5 315 | Solar Panels |  | 0.315 | 7 | 323 | 20 |  | Fixed | Roof
NJSTRE1545382774 | NJSRRE1541883940 | Transition Incentive Program | Oaklyn Boro | 8107 | 14 | 16.17 | Residential | Yes | Behind the Meter | Behind the Meter |  | None | 1st Light Energy Inc | PSE&G | Eligible for TI Program | 2019-08-26 | 2019-08-28 | 2021-10-30 | Longi | LR6-60PB-305M | Solar Panels |  | 0.305 | 22 | 148 | 37 |  | Fixed | Roof
NJSTRE1545382777 | NJSRRE1541993216 | Transition Incentive Program | Freehold | 7728 | 17 | 17.96 | Residential | No | Behind the Meter | Net-metered residential rooftop and canopy |  | None | Suntuity Solar LLC | JCP&L | Accepted | 2019-09-03 | 2019-09-05 | 2021-10-30 | Yingli Green Energy | YL315D-30b | Solar Panels |  | 0.315 | 4 | 345 | 25 |  | Fixed | Roof
NJSTRE1545382780 | NJSRRE1542394181 | Transition Incentive Program | Metuchen | 8840 | 11 | 16.17 | Commercial | No | Behind the Meter | Behind the Meter |  | None | Green Power Energy | PSE&G | Eligible for TI Program | 2019-09-12 | 2019-09-16 | 2021-10-30 | Panasonic | VBHN330SA17 | Solar Panels |  | 0.33 | 49 | 159 | 0 |  | Fixed | Roof
NJSTRE1545382782 | NJSRRE1542097213 | Transition Incentive Program | Bergenfield Boro | 7621 | 7 | 6.38 | Residential | Yes | Behind the Meter | Behind the Meter |  | None | Sunrun Installation Services, Inc. | PSE&G | Eligible for TI Program | 2019-09-03 | 2019-09-06 | 2021-10-30 | REC Solar | REC290TP2 BLK | Solar Panels |  | 0.29 | 12 | 178 | 27 |  | Fixed | Roof
NJSTRE1545382785 | NJSRRE1541897519 | Transition Incentive Program | NEWARK | 7114 | 9 | 6.7 | Residential | Yes | Behind the Meter | Behind the Meter |  | None | Pro Custom Solar dba Momentum Solar | PSE&G | Eligible for TI Program | 2019-08-29 | 2019-09-03 | 2021-10-30 | LG ELECTRONICS | LG 335N1C-V5 | Solar Panels |  | 0.335 | 10 | 211 | 17 |  | Fixed | Roof
NJSTRE1545382788 | NJSRRE1541894822 | Transition Incentive Program | Point Pleasant Beach | 8742 | 18 | 8.83 | Residential | Yes | Behind the Meter | Net-metered residential rooftop and canopy |  | None | SunnyMac LLC | JCP&L | Accepted |  | 2019-09-03 | 2021-10-30 | SunPower | SPR-E20-327 | Solar Panels |  | 0.327 | 7 | 279 | 20 |  | Fixed | Roof
NJSTRE1545382791 | NJSRRE1542228238 | Transition Incentive Program | North Bergen | 7047 | 8 | 4.41 | Residential | Yes | Behind the Meter | Behind the Meter |  | None | Pro Custom Solar dba Momentum Solar | PSE&G | Eligible for TI Program | 2019-09-05 | 2019-09-09 | 2021-10-30 | HANWHA | Q.PEAK DUO BLK-G5 315 | Solar Panels |  | 0.315 | 14 | 117 | 4 |  | Fixed | Roof
NJSTRE1545382793 | NJSRRE1541884588 | Transition Incentive Program | Cedarville | 8311 | 20 | 18 | Residential | No | Behind the Meter | Behind the Meter |  | None | 1st Light Energy Inc | AC Electric | Eligible for TI Program | 2019-08-26 | 2019-08-29 | 2021-10-30 | Trina | TSM-305DD05A.05 | Solar Panels |  | 0.305 | 59 | 177 | 18 |  | Fixed | Ground
NJSTRE1545382797 | NJSRRE1542375473 | Transition Incentive Program | Elmwood Park | 7407 | 7 | 6.37 | Residential | Yes | Behind the Meter | Behind the Meter |  | None | Pro Custom Solar dba Momentum Solar | PSE&G | Eligible for TI Program | 2019-09-10 | 2019-09-12 | 2021-10-30 | LG ELECTRONICS | LG 335N1C-V5 | Solar Panels |  | 0.335 | 7 | 252 | 23 |  | Fixed | Roof
NJSTRE1545502215 |  | Transition Incentive Program | Gibbstown | 8027 | 15 | 10.05 | Residential | Yes | Behind the Meter | Net-metered residential rooftop and canopy |  | None | Trinity Solar | AC Electric | Accepted | 2020-08-25 | 2020-08-27 | 2021-10-30 | SOLAR EDGE | SE7600H-US | Inverters | 7600 |  | 1 |  |  | 0.97 |  | Outside | SIDE OF HOME
NJSTRE1545382145 | NJSRRE1541719105 | Transition Incentive Program | Burlington | 8016 | 13 | 7.63 | Residential | Yes | Behind the Meter | Behind the Meter |  | None | Complete Solar | PSE&G | Eligible for TI Program | 2019-08-05 | 2019-08-05 | 2021-10-30 | LONGI | LR-6-60PB-305M | Solar Panels |  | 0.305 | 25 | 183.63 | 18 |  | Fixed | Roof
NJSTRE1545382146 | NJSRRE1541635341 | Transition Incentive Program | Montgomery Twp | 8502 | 5 | 10.15 | Residential | Yes | Behind the Meter | Behind the Meter |  | None | Sunrun Installation Services, Inc. | PSE&G | Eligible for TI Program | 2019-07-11 | 2019-08-06 | 2021-10-30 | REC Solar | REC290TP2 BLK | Solar Panels |  | 0.29 | 6 | 120 | 14 |  | Fixed | Roof
NJSTRE1545382151 | NJSRRE1541719250 | Transition Incentive Program | Franklin | 7416 | 1 | 13.86 | Residential | Yes | Behind the Meter | Behind the Meter |  | None | Sunrun Installation Services, Inc. | JCP&L | Eligible for TI Program | 2019-07-30 | 2019-08-05 | 2021-10-30 | LG Electronics | LG330N1C-A5 | Solar Panels |  | 0.33 | 42 | 290 | 23 |  | Fixed | Roof
NJSTRE1545398580 |  | Transition Incentive Program | Rockaway | 7866 | 3 | 8.48 | Residential | No | Behind the Meter | Net-metered residential rooftop and canopy |  | None | Tesla Energy Operations Inc. | JCP&L | Accepted | 2020-08-04 | 2020-08-07 | 2021-10-30 | Delta | M8-TL-US [240V] | Inverters | 7680 |  | 1 |  |  | 0.975 |  | Indoor | Indoor
NJSTRE1545398692 |  | Transition Incentive Program | Somerset | 8873 | 5 | 6.2 | Residential | No | Behind the Meter | Net-metered residential rooftop and canopy |  | None | New Jersey Suntech | PSE&G | Accepted | 2020-08-04 | 2020-08-07 | 2021-10-30 | Solaredge | SE5000-US | Inverters | 5000 |  | 1 |  |  | 0.97 |  | Outside | Side of house next to meter
NJSTRE1545398699 |  | Transition Incentive Program | Barnsboro | 8080 | 15 | 10.23 | Residential | No | Behind the Meter | Net-metered residential rooftop and canopy |  | None | Tesla Energy Operations Inc. | AC Electric | Accepted | 2020-08-04 | 2020-08-07 | 2021-10-30 | Delta | M8-TL-US [240V] | Inverters | 7680 |  | 1 |  |  | 0.975 |  | Indoor | Indoor
NJSTRE1545398929 |  | Transition Incentive Program | Clarksboro | 8020 | 15 | 14.4 | Residential | No | Behind the Meter | Net-metered residential rooftop and canopy |  | None | EMT Renewables | AC Electric | Accepted | 2020-08-04 | 2020-08-07 | 2021-10-30 | Enphase | IQ7-60-2-US | Inverters | 240 |  | 45 |  |  | 0.97 |  | Outside | under the panels
NJSTRE1545400488 |  | Transition Incentive Program | Gillette | 7933 | 3 | 5.44 | Residential | No | Behind the Meter | Net-metered residential rooftop and canopy |  | JCPL | Vision Solar LLC | JCP&L | Accepted | 2020-08-05 | 2020-08-11 | 2021-10-30 | ENPHASE | IQ7-60-2-US | Inverters | 0.24 |  | 16 |  |  | 0.96 |  | Other | BEHIND EACH PANEL
NJSTRE1545400496 |  | Transition Incentive Program | Cherry Hill | 8034 | 14 | 9.86 | Residential | Yes | Behind the Meter | Net-metered residential rooftop and canopy |  | None | Trinity Solar | PSE&G | Accepted | 2020-08-05 | 2020-08-10 | 2021-10-30 | Solar Edge | SE7600H-US | Inverters | 7600 |  | 1 |  |  | 0.97 |  | Outside | side of home
NJSTRE1545400541 |  | Transition Incentive Program | Bloomfield | 7003 | 9 | 4.36 | Residential | Yes | Behind the Meter | Net-metered residential rooftop and canopy |  | None | Trinity Solar | PSE&G | Final As-Built Received | 2020-08-05 | 2020-08-10 | 2021-10-30 | Solar Edge | SE3800 | Inverters | 3800 |  | 1 |  |  | 0.97 |  | Outside | side of home
NJSTRE1545400648 |  | Transition Incentive Program | Scotch plains | 7076 | 10 | 6.12 | Residential | Yes | Behind the Meter | Net-metered residential rooftop and canopy |  | PSEG | Vision Solar LLC | PSE&G | Accepted | 2020-08-05 | 2020-08-10 | 2021-10-30 | ENPHASE | IQ7-60-2-US | Inverters | 0.24 |  | 18 |  |  | 0.96 |  | Other | BEHIND EACH PANEL
NJSTRE1545400801 |  | Transition Incentive Program | SPOTSWOOD | 8884 | 11 | 4.88 | Residential | Yes | Behind the Meter | Net-metered residential rooftop and canopy |  | None | Vivint Solar Developer, LLC | JCP&L | Accepted | 2020-08-06 | 2020-08-10 | 2021-10-30 | SolarEdge | SE3800H-US | Inverters | 3800 |  | 1 |  |  | 0.992 |  | Outdoor | Near the Utility Meter
NJSTRE1545400870 |  | Transition Incentive Program | bridgewater | 8807 | 5 | 6.37 | Residential | No | Behind the Meter | Net-metered residential rooftop and canopy |  | None | Green Power energy | PSE&G | Accepted | 2020-08-07 | 2020-08-10 | 2021-10-30 | solar edge | SE6000H-US | Inverters | 6000 |  | 1 |  |  | 0.97 |  | Outside | next to meter
NJSTRE1545502210 |  | Transition Incentive Program | Clementon | 8021 | 14 | 9.52 | Residential | Yes | Behind the Meter | Net-metered residential rooftop and canopy |  | None | Castle Energy, LLC | AC Electric | Accepted | 2020-08-25 | 2020-08-27 | 2021-10-30 | Enphase Energy | IQ7-60-2-US | Inverters | 240 |  | 28 |  |  | 0.967 |  | Outdoor | on the rooftop under each solar panel
NJSTRE1545502253 |  | Transition Incentive Program | Robbinsville | 8691 | 12 | 6.8 | Residential | No | Behind the Meter | Net-metered residential rooftop and canopy |  | None | Tesla Energy Operations Inc. | JCP&L | Accepted | 2020-08-25 | 2020-08-27 | 2021-10-30 | SolarEdge Technologies | SE7600H-US [240V] | Inverters | 7600 |  | 1 |  |  | 0.99 |  | Outside | Outside
NJSTRE1545502270 |  | Transition Incentive Program | Dorothy | 8317 | 19 | 9.28 | Residential | Yes | Behind the Meter | Net-metered residential rooftop and canopy |  | None | RCL Enterprises Inc. | AC Electric | Accepted | 2020-08-25 | 2020-08-27 | 2021-10-30 | Enphase | IQ7 | Inverters | 240 |  | 29 |  |  | 0.96 |  | Outdoor | under panels
NJSTRE1545503301 |  | Transition Incentive Program | Morris Plains | 7950 | 3 | 12.24 | Residential | Yes | Behind the Meter | Net-metered residential rooftop and canopy |  | None | Tesla Energy Operations Inc. | JCP&L | Accepted | 2020-08-25 | 2020-08-28 | 2021-10-30 | SolarEdge Technologies | SE10000H-US [240V] | Inverters | 10000 |  | 1 |  |  | 0.99 |  | Outdoor | Outdoor
NJSTRE1545506251 |  | Transition Incentive Program | Vineland | 8360 | 20 | 6.72 | Residential | No | Behind the Meter | Net-metered residential rooftop and canopy |  | None | RCL Enterprises Inc. | AC Electric | Accepted | 2020-08-26 | 2020-09-01 | 2021-10-30 | Enphase | IQ7 | Inverters | 240 |  | 21 |  |  | 0.96 |  | Outdoor | under panels
NJSTRE1545506261 |  | Transition Incentive Program | Pennsville | 8070 | 16 | 4.48 | Residential | No | Behind the Meter | Net-metered residential rooftop and canopy |  | None | RCL Enterprises Inc. | AC Electric | Accepted | 2020-08-26 | 2020-08-28 | 2021-10-30 | Enphase | IQ7 | Inverters | 240 |  | 14 |  |  | 0.96 |  | Outdoor | under panels
NJSTRE1545506272 |  | Transition Incentive Program | Jackson | 8527 | 18 | 9.1 | Residential | Yes | Behind the Meter | Net-metered residential rooftop and canopy |  | None | Pro Custom Solar dba Momentum Solar | JCP&L | Accepted | 2020-08-26 | 2020-08-28 | 2021-10-30 | Enphase | IQ7PLUS-72-2-US | Inverters | 290 |  | 26 |  |  | 0.97 |  | Outdoor | Roof
NJSTRE1545506303 |  | Transition Incentive Program | Newark City | 7112 | 9 | 5.27 | Residential | Yes | Behind the Meter | Net-metered residential rooftop and canopy |  | None | Bright Planet Solar | PSE&G | Accepted | 2020-08-26 | 2020-08-28 | 2021-10-30 | SOLAR EDGE | SE5000H-USRGM | Inverters | 5000 |  | 1 |  |  | 0.98 |  | Outdoor | OUTSIDE
NJSTRE1545506336 |  | Transition Incentive Program | Sussex | 7461 | 1 | 22.4 | Residential | Yes | Behind the Meter | Net-metered residential rooftop and canopy |  | None | Ecological Systems LLC | JCP&L | Accepted | 2020-08-26 | 2020-09-08 | 2021-10-30 | Solar Edge | SE10000H-US | Inverters | 10000 |  | 2 |  |  | 0.992 |  | Outside | at meter
NJSTRE1545506384 |  | Transition Incentive Program | Palisades Park | 7650 | 7 | 6.03 | Residential | Yes | Behind the Meter | Net-metered residential rooftop and canopy |  | None | Trinity Solar | PSE&G | Accepted | 2020-08-26 | 2020-08-28 | 2021-10-30 | Solar Edge | SE5000 | Inverters | 5000 |  | 1 |  |  | 0.97 |  | Outside | side of home
NJSTRE1545506383 |  | Transition Incentive Program | Sewell | 8080 | 15 | 5.76 | Residential | Yes | Behind the Meter | Net-metered residential rooftop and canopy |  | None | EMT Renewables | AC Electric | Accepted | 2020-08-26 | 2020-08-28 | 2021-10-30 | Enphase | IQ7-60-2-US | Inverters | 240 |  | 18 |  |  | 0.97 |  | Outside | under panels
NJSTRE1545506400 |  | Transition Incentive Program | Point Pleasant | 8742 | 18 | 5.1 | Residential | Yes | Behind the Meter | Net-metered residential rooftop and canopy |  | None | Trinity Solar | JCP&L | Accepted | 2020-08-26 | 2020-08-28 | 2021-10-30 | Solar Edge | SE3800 | Inverters | 3800 |  | 1 |  |  | 0.97 |  | Outside | side of home
NJSTRE1545506419 |  | Transition Incentive Program | Hasbrouck Heights | 7604 | 7 | 9.1 | Residential | Yes | Behind the Meter | Net-metered residential rooftop and canopy |  | None | Vivint Solar Developer, LLC | PSE&G | Accepted | 2020-08-27 | 2020-08-28 | 2021-10-30 | SOLAREDGE | SE7600H-US | Inverters | 7600 |  | 1 |  |  | 0.992 |  | Outdoor | Near the Utility Meter
NJSTRE1545382764 | NJSRRE1541895477 | Transition Incentive Program | Whiting | 8759 | 18 | 12.47 | Residential | Yes | Behind the Meter | Behind the Meter |  | None | Sunrun Installation Services, Inc. | JCP&L | Eligible for TI Program | 2019-08-28 | 2019-09-03 | 2021-10-30 | REC Solar | REC290TP2 BLK | Solar Panels |  | 0.29 | 14 | 221 | 23 |  | Fixed | Roof
NJSTRE1545382765 | NJSRRE1541862987 | Transition Incentive Program | Cape May Courthouse | 8210 | 21 | 7.54 | Residential | No | Behind the Meter | Behind the Meter |  | None | Sunrun Installation Services, Inc. | AC Electric | Eligible for TI Program | 2019-08-20 | 2019-08-26 | 2021-10-30 | REC Solar | REC290TP2 BLK | Solar Panels |  | 0.29 | 14 | 176 | 18 |  | Fixed | Roof
NJSTRE1545382770 | NJSRRE1541987099 | Transition Incentive Program | Willingboro | 8046 | 13 | 4.5 | Residential | Yes | Behind the Meter | Net-metered residential rooftop and canopy |  | None | Bright Planet Solar | PSE&G | Accepted |  | 2019-09-04 | 2021-10-30 | Trina Solar | TSM-DD05A.18(II) 300W | Solar Panels |  | 0.3 | 15 | 245 | 18 |  | Fixed | Roof
NJSTRE1545501988 |  | Transition Incentive Program | UNION | 7083 | 10 | 3.9 | Residential | Yes | Behind the Meter | Net-metered residential rooftop and canopy |  | None | Vivint Solar Developer, LLC | PSE&G | Accepted | 2020-08-26 | 2020-08-27 | 2021-10-30 | SOLAREDGE | SE3800H-US | Inverters | 3800 |  | 1 |  |  | 0.992 |  | Outdoor | Near the Utility Meter
NJSTRE1545502097 |  | Transition Incentive Program | DELRAN | 8075 | 13 | 6.5 | Residential | Yes | Behind the Meter | Net-metered residential rooftop and canopy |  | None | Vivint Solar Developer, LLC | PSE&G | Accepted | 2020-08-26 | 2020-08-27 | 2021-10-30 | SolarEdge | SE7600H-US | Inverters | 7600 |  | 1 |  |  | 0.992 |  | Outdoor | Near the Utility Meter
NJSTRE1545502155 |  | Transition Incentive Program | WILLINGBORO | 8046 | 13 | 7.48 | Residential | Yes | Behind the Meter | Net-metered residential rooftop and canopy |  | None | Vivint Solar Developer, LLC | PSE&G | Accepted | 2020-08-26 | 2020-08-27 | 2021-10-30 | SOLAREDGE | SE7600H-US | Inverters | 7600 |  | 1 |  |  | 0.992 |  | Outdoor | Near the Utility Meter
NJSTRE1545502200 |  | Transition Incentive Program | Piscataway | 8854 | 11 | 8.78 | Residential | Yes | Behind the Meter | Net-metered residential rooftop and canopy |  | None | Vivint Solar Developer, LLC | PSE&G | Accepted | 2020-08-26 | 2020-08-27 | 2021-10-30 | SolarEdge | SE7600H-US | Inverters | 7600 |  | 1 |  |  | 0.992 |  | Outdoor | Near the Utility Meter
NJSTRE1545502258 |  | Transition Incentive Program | Warchung | 7069 | 5 | 17.39 | Residential | No | Behind the Meter | Net-metered residential rooftop and canopy |  | None | Ampericon | JCP&L | Accepted | 2020-08-25 | 2020-08-27 | 2021-10-30 | EnPhase | IQ7 | Inverters | 240 |  | 47 |  |  | 0.965 |  | Other | Roof
NJSTRE1545502587 |  | Transition Incentive Program | Cherry Hill | 8034 | 14 | 7.36 | Residential | No | Behind the Meter | Net-metered residential rooftop and canopy |  | None | EMT Renewables | PSE&G | Accepted | 2020-08-25 | 2020-08-27 | 2021-10-30 | Enphase | IQ7-60-2-US | Inverters | 240 |  | 23 |  |  | 0.97 |  | Outside | under panels
NJSTRE1545502662 |  | Transition Incentive Program | Matawan | 7747 | 17 | 16.2 | Residential | No | Behind the Meter | Net-metered residential rooftop and canopy |  | None | Public Service Solar | JCP&L | Accepted | 2020-08-25 | 2020-08-28 | 2021-10-30 | Enphase | IQ7+ | Inverters | 0.29 |  | 45 |  |  | 0.96 |  | Outside | Under panels
NJSTRE1545506244 |  | Transition Incentive Program | Salem | 8079 | 16 | 14.08 | Residential | No | Behind the Meter | Net-metered residential rooftop and canopy |  | None | RCL Enterprises Inc. | AC Electric | Accepted | 2020-08-26 | 2020-08-28 | 2021-10-30 | Enphase | IQ7 | Inverters | 240 |  | 44 |  |  | 0.96 |  | Outdoor | under panels
NJSTRE1545506267 |  | Transition Incentive Program | Hackensack city | 7601 | 7 | 3.02 | Residential | Yes | Behind the Meter | Net-metered residential rooftop and canopy |  | None | Vision Solar LLC | PSE&G | Accepted | 2020-08-26 | 2020-08-28 | 2021-10-30 | ENPHASE | IQ7-60-2-US | Inverters | 0.24 |  | 9 |  |  | 0.96 |  | Other | BEHIND EACH PANEL
NJSTRE1545506274 |  | Transition Incentive Program | PENNSAUKEN | 8110 | 14 | 8.96 | Residential | Yes | Behind the Meter | Net-metered residential rooftop and canopy |  | None | Vivint Solar Developer, LLC | PSE&G | Accepted | 2020-08-27 | 2020-08-28 | 2021-10-30 | Solar Edge | SE7600H-US | Inverters | 7600 |  | 1 |  |  | 0.992 |  | Outdoor | Near the Utility Meter
NJSTRE1545382749 | NJSRRE1542412707 | Transition Incentive Program | Verona | 7044 | 9 | 8.7 | Residential | Yes | Behind the Meter | Behind the Meter |  | None | Sunrun Installation Services, Inc. | PSE&G | Eligible for TI Program | 2019-09-17 | 2019-09-19 | 2021-10-30 | REC Solar | REC290TP2 BLK | Solar Panels |  | 0.29 | 8 | 23 | 23 |  | Fixed | Roof
NJSTRE1545382762 | NJSRRE1541888331 | Transition Incentive Program | East Orange | 7017 | 9 | 6.37 | Residential | Yes | Behind the Meter | Behind the Meter |  | None | Pro Custom Solar dba Momentum Solar | PSE&G | Eligible for TI Program | 2019-08-27 | 2019-08-30 | 2021-10-30 | LG ELECTRONICS | LG 335N1C-V5 | Solar Panels |  | 0.335 | 11 | 298 | 16 |  | Fixed | Roof
NJSTRE1545382769 | NJSRRE1542070305 | Transition Incentive Program | Lakewood | 8701 | 18 | 16.43 | Residential | No | Behind the Meter | Net-metered residential rooftop and canopy |  | None | Powerlutions | JCP&L | Accepted |  | 2019-09-06 | 2021-10-30 | Axitec | AC-310P/156-72S | Solar Panels |  | 0.31 | 53 | 199 | 36 |  | Fixed | Roof
NJSTRE1545501952 |  | Transition Incentive Program | Perth Amboy | 8861 | 11 | 3.25 | Residential | Yes | Behind the Meter | Net-metered residential rooftop and canopy |  | None | Vivint Solar Developer, LLC | PSE&G | Accepted | 2020-08-26 | 2020-08-27 | 2021-10-30 | SOLAREDGE | SE3800H-US | Inverters | 3800 |  | 1 |  |  | 0.992 |  | Outdoor | Near the Utility Meter
NJSTRE1545501949 |  | Transition Incentive Program | Sicklerville | 8081 | 14 | 16.68 | Residential | Yes | Behind the Meter | Net-metered residential rooftop and canopy |  | None | Ad Energy | AC Electric | Accepted | 2020-08-25 | 2020-09-01 | 2021-10-30 | Enphase Energy | IQ7XS-96-ACM-U | Inverters | 315 |  | 54 |  |  | 0.97 |  | Outdoor | at each panel
NJSTRE1545501980 |  | Transition Incentive Program | Oaklyn | 8107 | 14 | 4.76 | Residential | Yes | Behind the Meter | Net-metered residential rooftop and canopy |  | None | Trinity Solar | PSE&G | Accepted | 2020-08-25 | 2020-08-27 | 2021-10-30 | Solar Edge | SE3800H-US | Inverters | 3800 |  | 1 |  |  | 0.97 |  | Outside | side of home
NJSTRE1545502243 |  | Transition Incentive Program | WOODBRIDGE | 8830 | 11 | 14.07 | Residential | No | Behind the Meter | Net-metered residential rooftop and canopy |  | None | Infinity Solar Systems | PSE&G | Accepted | 2020-08-25 | 2020-08-27 | 2021-10-30 | ENPHASE | IQ7-60-X-US | Inverters | 240 |  | 42 |  |  | 0.97 |  | Outside | MICROINVERTERS
NJSTRE1545502252 |  | Transition Incentive Program | BELLEVILLE | 7109 | 9 | 3.9 | Residential | Yes | Behind the Meter | Net-metered residential rooftop and canopy |  | None | Vivint Solar Developer, LLC | PSE&G | Accepted | 2020-09-23 | 2020-09-23 | 2021-10-30 | SOLAREDGE | SE3800H-US | Inverters | 3800 |  | 1 |  |  | 0.992 |  | Outdoor | Near the Utility Meter
NJSTRE1545502288 |  | Transition Incentive Program | Egg Harbor Township | 8234 | 19 | 6.65 | Residential | Yes | Behind the Meter | Net-metered residential rooftop and canopy |  | None | Pro Custom Solar dba Momentum Solar | AC Electric | Accepted | 2020-08-25 | 2020-08-27 | 2021-10-30 | Enphase | IQ7Plus-72-2-US | Inverters | 290 |  | 19 |  |  | 0.97 |  | Outdoor | Roof
NJSTRE1545502320 |  | Transition Incentive Program | Leonia | 7605 | 7 | 6.03 | Residential | No | Behind the Meter | Net-metered residential rooftop and canopy |  | None | Public Service Solar | PSE&G | Accepted | 2020-08-25 | 2020-08-31 | 2021-10-30 | Enphase | IQ7+ | Inverters | 0.29 |  | 18 |  |  | 0.96 |  | Outside | Under panels
NJSTRE1545502490 |  | Transition Incentive Program | Little Falls TWP | 7424 | 6 | 8.16 | Residential | Yes | Behind the Meter | Net-metered residential rooftop and canopy |  | None | Tesla Energy Operations Inc. | PSE&G | Accepted | 2020-08-25 | 2020-09-01 | 2021-10-30 | SolarEdge Technologies | SE7600H-US [240V] | Inverters | 7600 |  | 1 |  |  | 0.99 |  | Outside | Outside
NJSTRE1545502495 |  | Transition Incentive Program | FLORENCE | 8518 | 13 | 9.52 | Residential | No | Behind the Meter | Net-metered residential rooftop and canopy |  | None | Trinity Solar | PSE&G | Accepted | 2020-08-25 | 2020-08-27 | 2021-10-30 | Solar Edge | SE7600H-US000BNC4 | Inverters | 7600 |  | 1 |  |  | 0.97 |  | Outdoor | side of home
NJSTRE1545502694 |  | Transition Incentive Program | Albion | 8009 | 14 | 10.54 | Residential | Yes | Behind the Meter | Net-metered residential rooftop and canopy |  | None | Bright Planet Solar | AC Electric | Accepted | 2020-08-25 | 2020-08-27 | 2021-10-30 | SOLAR EDGE | SE6000H-USRGM | Inverters | 6000 |  | 1 |  |  | 0.98 |  | Outdoor | OUTSIDE
NJSTRE1545382736 | NJSRRE1541888060 | Transition Incentive Program | Pine Beach | 8741 | 18 | 9.77 | Residential | Yes | Behind the Meter | Net-metered residential rooftop and canopy |  | None | Trinity Solar | JCP&L | Final As-Built Received | 2019-08-27 | 2019-08-29 | 2021-10-30 | Hanwha 315 | Q.PEAK DUO BLK-G5 315 | Solar Panels |  | 0.315 | 31 | 197 | 22 |  | Fixed | Roof
NJSTRE1545382737 | NJSRRE1541888295 | Transition Incentive Program | Lake Hiawatha | 7034 | 3 | 6.37 | Residential | Yes | Behind the Meter | Behind the Meter |  | None | Pro Custom Solar dba Momentum Solar | JCP&L | Eligible for TI Program | 2019-08-27 | 2019-08-30 | 2021-10-30 | LG ELECTRONICS | LG 335N1C-A5 | Solar Panels |  | 0.335 | 8 | 206 | 22 |  | Fixed | Roof
NJSTRE1545382740 | NJSRRE1541871739 | Transition Incentive Program | Fair Lawn | 7410 | 7 | 4.64 | Residential | Yes | Behind the Meter | Behind the Meter |  | None | Sunrun Installation Services, Inc. | PSE&G | Eligible for TI Program | 2019-08-21 | 2019-08-26 | 2021-10-30 | REC Solar | REC290TP2 BLK | Solar Panels |  | 0.29 | 5 | 65 | 40 |  | Fixed | Roof
NJSTRE1545382745 | NJSRRE1542390898 | Transition Incentive Program | Tuckerton | 8087 | 18 | 4.06 | Residential | Yes | Behind the Meter | Behind the Meter |  | None | Sunrun Installation Services, Inc. | AC Electric | Eligible for TI Program | 2019-09-11 | 2019-09-16 | 2021-10-30 | REC Solar | REC290TP2 BLK | Solar Panels |  | 0.29 | 14 | 243 | 27 |  | Fixed | Roof
NJSTRE1545382746 | NJSRRE1541895284 | Transition Incentive Program | Bridgeton | 8302 | 20 | 109.15 | Commercial | Yes | Behind the Meter | Net-metered non-residential rooftop and canopy |  | None | Ampericon | New Construction | Accepted | 2019-08-28 | 2019-09-03 | 2021-10-30 | Silfab | SLA-M-370 | Solar Panels |  | 0.37 | 295 | 150 | 10 |  | Fixed | Roof
NJSTRE1545501885 |  | Transition Incentive Program | Keansburg | 7734 | 17 | 13.86 | Residential | No | Behind the Meter | Net-metered residential rooftop and canopy |  | None | Suntuity Solar LLC | JCP&L | Accepted | 2020-08-25 | 2020-08-27 | 2021-10-30 | Enphase Energy | IQ7-60-2-US | Inverters | 240 |  | 44 |  |  | 0.97 |  | Outdoor | Behind the PV Modules
NJSTRE1545501955 |  | Transition Incentive Program | Maplewood | 7040 | 9 | 8.13 | Residential | No | Behind the Meter | Net-metered residential rooftop and canopy |  | None | SunnyMac LLC | PSE&G | Accepted | 2020-08-25 | 2020-08-27 | 2021-10-30 | Solaredge | SE6000H-US | Inverters | 6000 |  | 1 |  |  | 0.99 |  | Outdoor | Next to meter
NJSTRE1545501979 |  | Transition Incentive Program | cedarville | 8311 | 20 | 11.52 | Residential | No | Behind the Meter | Net-metered residential rooftop and canopy |  | None | Orbit Energy & Power, LLC | AC Electric | Accepted | 2020-08-25 | 2020-08-27 | 2021-10-30 | enphase | iq7-60-2-us | Inverters | 0.24 |  | 36 |  |  | 0.96 |  | Other | behind panels
NJSTRE1545501977 |  | Transition Incentive Program | Vineland | 8360 | 20 | 3.06 | Residential | No | Behind the Meter | Net-metered residential rooftop and canopy |  | None | Impact Solar LLC | AC Electric | Accepted | 2020-08-25 | 2020-08-27 | 2021-10-30 | SolarEdge | SE3000H-US | Inverters | 3000 |  | 1 |  |  | 0.96 |  | Indoor | garage
NJSTRE1545502054 |  | Transition Incentive Program | Jamesburg | 8831 | 11 | 12.58 | Residential | No | Behind the Meter | Net-metered residential rooftop and canopy |  | None | Maier Solar Engineering dba Solar Me | JCP&L | Accepted | 2020-08-25 | 2020-08-27 | 2021-10-30 | Solar Edge | SE11400H-US | Inverters | 11400 |  | 1 |  |  | 0.97 |  | Outdoor | Next to meter
NJSTRE1545502161 |  | Transition Incentive Program | Budd Lake | 7828 | 3 | 2.04 | Residential | No | Behind the Meter | Net-metered residential rooftop and canopy |  | None | Trinity Solar | JCP&L | Accepted | 2020-08-25 | 2020-08-27 | 2021-10-30 | Enphase | IQ7PLUS-72-2-US | Inverters | 290 |  | 6 |  |  | 0.96 |  | Outside | under panels
NJSTRE1545502248 |  | Transition Incentive Program | Jackson | 8527 | 18 | 5.95 | Residential | Yes | Behind the Meter | Net-metered residential rooftop and canopy |  | None | Pro Custom Solar dba Momentum Solar | JCP&L | Accepted | 2020-08-25 | 2020-08-27 | 2021-10-30 | Enphase | IQ7Plus-72-2-US | Inverters | 290 |  | 17 |  |  | 0.97 |  | Outdoor | Roof
NJSTRE1545502331 |  | Transition Incentive Program | Livingston | 7039 | 9 | 17.76 | Residential | No | Behind the Meter | Net-metered residential rooftop and canopy |  | None | green Power Energy | PSE&G | Accepted | 2020-08-25 | 2020-08-27 | 2021-10-30 | Solar Edge | SE11400H-US | Inverters | 11400 |  | 1 |  |  | 0.97 |  | Outside | next to meter
NJSTRE1545382744 | NJSRRE1542172254 | Transition Incentive Program | North Arlington | 7031 | 7 | 5.8 | Residential | No | Behind the Meter | Behind the Meter |  | None | Sunrun Installation Services, Inc. | PSE&G | Eligible for TI Program | 2019-09-04 | 2019-09-06 | 2021-10-30 | REC Solar | REC290TP2 BLK | Solar Panels |  | 0.29 | 9 | 217 | 37 |  | Fixed | Roof
NJSTRE1545382753 | NJSRRE1542394253 | Transition Incentive Program | Parsippany | 7054 | 3 | 12.29 | Residential | Yes | Behind the Meter | Net-metered residential rooftop and canopy |  | None | Vivint Solar Developer, LLC | JCP&L | Accepted | 2019-09-13 | 2019-09-16 | 2021-10-30 | Hanwha | Q.PEAK BLK-G5 315 | Solar Panels |  | 0.315 | 11 | 32 | 91 |  | Fixed | Roof
NJSTRE1545382766 | NJSRRE1542372703 | Transition Incentive Program | Newark | 7106 | 9 | 7.71 | Residential | Yes | Behind the Meter | Behind the Meter |  | None | Pro Custom Solar dba Momentum Solar | PSE&G | Eligible for TI Program | 2019-09-09 | 2019-09-11 | 2021-10-30 | LG ELECTRONICS | LG 335N1C-V5 | Solar Panels |  | 0.335 | 5 | 197 | 26 |  | Fixed | Roof
NJSTRE1545499493 |  | Transition Incentive Program | Jackson | 8527 | 18 | 3224 | Commercial | Yes | Behind the Meter | Floating Solar |  | None | RETTEW Field Services | JCP&L | Accepted | 2020-08-26 | 2020-09-11 | 2021-10-30 | Sungrow | SG3150U-MV | Inverters | 3150000 |  | 1 |  |  | 0.988 |  | Outdoor | Outdoor
NJSTRE1545499631 |  | Transition Incentive Program | Annandale | 8801 | 4 | 14.88 | Residential | No | Behind the Meter | Net-metered residential rooftop and canopy |  | None | Eznergy | JCP&L | Accepted | 2020-08-24 | 2020-08-26 | 2021-10-30 | Enphase | IQ7 | Inverters | 240 |  | 48 |  |  | 0.97 |  | Outdoor | Under panels on rails
NJSTRE1545500299 |  | Transition Incentive Program | Colts Neck | 7722 | 17 | 19.38 | Residential | No | Behind the Meter | Net-metered residential rooftop and canopy |  | None | NJ Solar Power, LLC | JCP&L | Accepted | 2020-08-24 | 2020-08-27 | 2021-10-30 | solaredge | SE7600H-US | Inverters | 7600 |  | 1 |  |  | 0.99 |  | Outdoor | garage
NJSTRE1545500354 |  | Transition Incentive Program | Jersey City | 7307 | 8 | 7.85 | Residential | No | Behind the Meter | Net-metered residential rooftop and canopy |  | None | SunPower Corporation, Systems | PSE&G | Accepted | 2020-08-25 | 2020-08-27 | 2021-10-30 | SunPower | SPR-E20-327-E-AC | Inverters | 320 |  | 24 |  |  | 0.96 |  | Other | under each panel
NJSTRE1545501836 |  | Transition Incentive Program | BELLMAWR | 8031 | 14 | 5.36 | Residential | Yes | Behind the Meter | Net-metered residential rooftop and canopy |  | None | Suntuity Solar LLC | PSE&G | Accepted | 2020-08-25 | 2020-09-03 | 2021-10-30 | Enphase Energy | IQ7-60-2-US | Inverters | 240 |  | 17 |  |  | 0.97 |  | Outdoor | Behind the PV Modules
NJSTRE1545501846 |  | Transition Incentive Program | Highland Park | 8904 | 11 | 10.44 | Residential | No | Behind the Meter | Net-metered residential rooftop and canopy |  | None | Green Power Energy | New Construction | Accepted | 2020-08-25 | 2020-08-27 | 2021-10-30 | Enphase Energy | IQ7PLUS-72-2-US | Inverters | 0.29 |  | 29 |  |  | 0.975 |  | Outside | next to meter
NJSTRE1545502049 |  | Transition Incentive Program | Windsor | 8561 | 12 | 8.25 | Commercial | No | Behind the Meter | Net-metered non-residential rooftop and canopy |  | None | A Clear Alternative, Inc | JCP&L | Accepted | 2020-08-25 | 2020-08-27 | 2021-10-30 | Enphase Energy | IQ7+ | Inverters | 290 |  | 22 |  |  | 0.975 |  | Outdoor | Under module
NJSTRE1545502166 |  | Transition Incentive Program | Cherry Hill | 8003 | 14 | 10.73 | Residential | No | Behind the Meter | Net-metered residential rooftop and canopy |  | None | EMT Renewables | PSE&G | Accepted | 2020-08-25 | 2020-08-27 | 2021-10-30 | Enphase | IQ7X-96-2-US | Inverters | 315 |  | 33 |  |  | 0.97 |  | Outside | under panels
NJSTRE1545502266 |  | Transition Incentive Program | Mount Ephraim | 8059 | 14 | 11.22 | Residential | No | Behind the Meter | Net-metered residential rooftop and canopy |  | None | Vision Solar LLC | PSE&G | Accepted | 2020-08-25 | 2020-08-27 | 2021-10-30 | ENPHASE | IQ7-60-2-US | Inverters | 0.24 |  | 33 |  |  | 0.96 |  | Other | BEHIND EACH PANEL
NJSTRE1545502546 |  | Transition Incentive Program | Hamilton TWP MER | 8690 | 12 | 10.2 | Residential | Yes | Behind the Meter | Net-metered residential rooftop and canopy |  | None | Tesla Energy Operations Inc. | PSE&G | Accepted | 2020-08-25 | 2020-08-31 | 2021-10-30 | SolarEdge Technologies | SE10000H-US [240V] | Inverters | 10000 |  | 1 |  |  | 0.99 |  | Outside | Outside
NJSTRE1545506281 |  | Transition Incentive Program | Mickleton | 8056 | 15 | 15.04 | Residential | No | Behind the Meter | Net-metered residential rooftop and canopy |  | None | RCL Enterprises Inc. | AC Electric | Accepted | 2020-08-26 | 2020-08-28 | 2021-10-30 | Enphase | IQ7 | Inverters | 240 |  | 47 |  |  | 0.96 |  | Outdoor | under panels
NJSTRE1545506310 |  | Transition Incentive Program | Moonachie | 7074 | 7 | 6.18 | Residential | Yes | Behind the Meter | Net-metered residential rooftop and canopy |  | None | Vivint Solar Developer, LLC | PSE&G | Accepted | 2020-08-27 | 2020-08-28 | 2021-10-30 | SOLAREDGE | SE7600H-US | Inverters | 7600 |  | 1 |  |  | 0.992 |  | Outdoor | Near the Utility Meter
NJSTRE1545506373 |  | Transition Incentive Program | Elizabeth | 7206 | 10 | 8.32 | Residential | No | Behind the Meter | Net-metered residential rooftop and canopy |  | None | New Jersey Suntech | PSE&G | Accepted | 2020-08-28 | 2020-08-28 | 2021-10-30 | Solaredge | SE7600 | Inverters | 7600 |  | 1 |  |  | 0.97 |  | Outside | Side of house
NJSTRE1545506352 |  | Transition Incentive Program | Red Bank | 7701 | 17 | 40.8 | Non Profit | No | Behind the Meter | Net-metered non-residential rooftop and canopy |  | None | Advanced Solar & Energy Solutions, LLC | JCP&L | Final As-Built Received | 2020-08-28 | 2020-08-28 | 2021-10-30 | Solar Edge | SE14400-US | Inverters | 14400 |  | 2 |  |  | 0.975 |  | Outdoor | Outside
NJSTRE1545506457 |  | Transition Incentive Program | Oak ridge | 7438 | 6 | 7.48 | Residential | Yes | Behind the Meter | Net-metered residential rooftop and canopy |  | None | Vision Solar LLC | JCP&L | Accepted | 2020-08-26 | 2020-08-28 | 2021-10-30 | ENPHASE | IQ7-60-2-US | Inverters | 0.24 |  | 22 |  |  | 0.96 |  | Other | BEHIND EACH PANEL
NJSTRE1545506450 |  | Transition Incentive Program | Jersey City | 7305 | 8 | 5.89 | Residential | Yes | Behind the Meter | Net-metered residential rooftop and canopy |  | None | Bright Planet Solar | PSE&G | Accepted | 2020-08-26 | 2020-08-28 | 2021-10-30 | SOLAR EDGE | SE5000H-USRGM | Inverters | 5000 |  | 1 |  |  | 0.98 |  | Outdoor | OUTSIDE
NJSTRE1545506906 |  | Transition Incentive Program | Ocean City | 8226 | 21 | 4.42 | Residential | No | Behind the Meter | Net-metered residential rooftop and canopy |  | None | Trinity Solar | AC Electric | Accepted | 2020-08-26 | 2020-08-31 | 2021-10-30 | SOLAR EDGE | SE3800H-US | Inverters | 3800 |  | 1 |  |  | 0.97 |  | Outside | SIDE OF HOME
NJSTRE1545506941 |  | Transition Incentive Program | LITTLE SILVER | 7739 | 17 | 3.25 | Residential | Yes | Behind the Meter | Net-metered residential rooftop and canopy |  | None | Vivint Solar Developer, LLC | JCP&L | Accepted | 2020-08-27 | 2020-08-28 | 2021-10-30 | SOLAREDGE | SE3800H-US | Inverters | 3800 |  | 1 |  |  | 0.992 |  | Outdoor | Near the Utility Meter
NJSTRE1545507172 | NJSRRE1544519573 | Transition Incentive Program | Washington | 7882 | 2 | 8.75 | Residential | Yes | Behind the Meter | Net-metered residential rooftop and canopy |  | None | Pro Custom Solar dba Momentum Solar | JCP&L | Accepted | 2020-02-21 | 2020-02-25 | 2021-10-30 | Enphase Energy | IQ7Plus-72-2-US | Inverters | 290 |  | 25 |  |  | 0.97 |  | Outdoor | Roof
NJSTRE1545507257 |  | Transition Incentive Program | Port Republic | 8241 | 19 | 18.48 | Residential | Yes | Behind the Meter | Net-metered residential rooftop and canopy |  | None | Sunrun Installation Services, Inc. | AC Electric | Accepted | 2020-08-26 | 2020-08-28 | 2021-10-30 | Enphase Energy | IQ7-60-x-US (240V) | Inverters | 240 |  | 56 |  |  | 0.96 |  | Outdoor | Roof
NJSTRE1545509479 |  | Transition Incentive Program | BRUNSWICK | 8852 | 11 | 2.75 | Residential | No | Behind the Meter | Net-metered residential rooftop and canopy |  | None | Sunrun Installation Services, Inc. | PSE&G | Accepted | 2020-08-26 | 2020-08-28 | 2021-10-30 | Delta Electronics | M4-TL-US | Inverters | 4000 |  | 1 |  |  | 0.99 |  | Outdoor | Near main panel
NJSTRE1545509600 |  | Transition Incentive Program | EDISON TWP | 8817 | 11 | 7.93 | Residential | Yes | Behind the Meter | Net-metered residential rooftop and canopy |  | None | Sunrun Installation Services, Inc. | PSE&G | Accepted | 2020-08-26 | 2020-08-28 | 2021-10-30 | Enphase Energy | IQ7-60-x-US (240V) | Inverters | 240 |  | 26 |  |  | 0.96 |  | Outdoor | Rooftop
NJSTRE1545510871 |  | Transition Incentive Program | Englewood Cliffs Boro | 7632 | 7 | 8.58 | Residential | Yes | Behind the Meter | Net-metered residential rooftop and canopy |  | None | Sunrun Installation Services, Inc. | PSE&G | Accepted | 2020-08-26 | 2020-08-31 | 2021-10-30 | Enphase Energy | IQ7-60-x-US (240V) | Inverters | 240 |  | 26 |  |  | 0.96 |  | Outdoor | Rooftop
NJSTRE1545400890 |  | Transition Incentive Program | Harrison | 7029 | 8 | 26.18 | Commercial | No | Behind the Meter | Net-metered non-residential rooftop and canopy |  | None | UnitedSolar LLC | PSE&G | Final As-Built Received | 2020-08-07 | 2020-08-10 | 2021-10-30 | ap systems | yc1000 | Inverters | 900 |  | 34 |  |  | 0.945 |  | Outdoor | roof
NJSTRE1545403186 |  | Transition Incentive Program | Hillside TWP | 7205 | 10 | 11.11 | Residential | No | Behind the Meter | Net-metered residential rooftop and canopy |  | None | Tesla Energy Operations Inc. | PSE&G | Accepted | 2020-08-05 | 2020-08-10 | 2021-10-30 | Delta | M8-TL-US [240V] | Inverters | 7680 |  | 1 |  |  | 0.975 |  | Outside | OUTSIDE
NJSTRE1545403196 |  | Transition Incentive Program | West Deptford | 8096 | 15 | 6.12 | Residential | Yes | Behind the Meter | Net-metered residential rooftop and canopy |  | PSEG | Vision Solar LLC | PSE&G | Accepted | 2020-08-05 | 2020-08-10 | 2021-10-30 | ENPHASE | IQ7-60-2-US | Inverters | 0.24 |  | 18 |  |  | 0.96 |  | Other | behind each panel
NJSTRE1545408801 |  | Transition Incentive Program | West Windsor TWP | 8550 | 12 | 11.99 | Residential | No | Behind the Meter | Net-metered residential rooftop and canopy |  | None | Tesla Energy Operations Inc. | PSE&G | Accepted | 2020-08-05 | 2020-08-10 | 2021-10-30 | Delta | M4-TL-US [240V] | Inverters | 3840 |  | 1 |  |  | 0.975 |  | Indoor | Indoor
NJSTRE1545412009 |  | Transition Incentive Program | Paterson | 7504 | 6 | 55.5 | Commercial | No | Behind the Meter | Net-metered non-residential rooftop and canopy |  | None | Integrity Solar Solutions | PSE&G | Accepted | 2020-08-06 | 2020-08-11 | 2021-10-30 | SolarEdge | SE100kw US 480V | Inverters | 100000 |  | 1 |  |  | 0.98 |  | Outdoor | Outdoors on the side of the building
NJSTRE1545412328 |  | Transition Incentive Program | Lindenwold | 8021 | 14 | 15.3 | Residential | Yes | Behind the Meter | Net-metered residential rooftop and canopy |  | ACE | Vision Solar LLC | AC Electric | Accepted | 2020-08-06 | 2020-08-11 | 2021-10-30 | ENPHASE | IQ7-60-2-US | Inverters | 0.24 |  | 45 |  |  | 0.96 |  | Other | behind each panel
NJSTRE1545412482 |  | Transition Incentive Program | Irvington | 7111 | 9 | 8.32 | Residential | No | Behind the Meter | Net-metered residential rooftop and canopy |  | None | Solar Spectrum LLC | PSE&G | Accepted | 2020-08-06 | 2020-08-11 | 2021-10-30 | Solar Edge Technologies | SE7600H-US | Inverters | 32 |  | 1 |  |  | 0.99 |  | Outdoor | Outside near meter
NJSTRE1545412948 |  | Transition Incentive Program | Neptune City | 7753 | 17 | 5.03 | Residential | Yes | Behind the Meter | Net-metered residential rooftop and canopy |  | JCPL | Vision Solar LLC | JCP&L | Accepted | 2020-08-06 | 2020-08-11 | 2021-10-30 | ENPHASE | IQ7-60-2-US | Inverters | 0.24 |  | 15 |  |  | 0.96 |  | Other | behind each panel
NJSTRE1545382156 | NJSRRE1541717284 | Transition Incentive Program | Dorothy | 8317 | 19 | 8.68 | Residential | No | Behind the Meter | Net-metered residential rooftop and canopy |  | None | Suntuity Solar LLC | AC Electric | Accepted | 2019-07-30 | 2019-08-02 | 2021-10-30 | Yingli Green Energy | YL310D-30b | Solar Panels |  | 0.31 | 16 | 252 | 15 |  | Fixed | Roof
NJSTRE1545382158 | NJSRRE1541722801 | Transition Incentive Program | BAYONNE | 7002 | 8 | 5.99 | Residential | No | Behind the Meter | Behind the Meter |  | None | Pro Custom Solar dba Momentum Solar | PSE&G | Eligible for TI Program | 2019-07-31 | 2019-08-22 | 2021-10-30 | HANWHA | Q.PEAK DUO BLK-G5 315 | Solar Panels |  | 0.315 | 19 | 123 | 18 |  | Fixed | Roof
NJSTRE1545382160 | NJSRRE1541722584 | Transition Incentive Program | Barnegat | 8005 | 18 | 5.99 | Residential | Yes | Behind the Meter | Net-metered residential rooftop and canopy |  | None | Vivint Solar Developer, LLC | JCP&L | Accepted | 2019-08-02 | 2019-08-05 | 2021-10-30 | Hanwha Solar | Q.PEAK BLK-G5 315 | Solar Panels |  | 0.315 | 19 | 105 | 26 |  | Fixed | Roof
NJSTRE1545382163 | NJSRRE1541703364 | Transition Incentive Program | Weehawken | 7086 | 8 | 4.58 | Residential | No | Behind the Meter | Net-metered residential rooftop and canopy |  | None | SunPower Corporation, Systems | PSE&G | Final As-Built Received |  | 2019-08-15 | 2021-10-30 | SUNPOWER | SPR-E20-327-E-AC | Solar Panels |  | 0.327 | 14 | 206 | 0 |  | Fixed | Roof
NJSTRE1545382166 | NJSRRE1541615159 | Transition Incentive Program | Cliffwood Beach | 7735 | 17 | 8.51 | Residential | Yes | Behind the Meter | Net-metered residential rooftop and canopy |  | None | Vivint Solar Developer, LLC | JCP&L | Accepted | 2019-08-01 | 2019-08-01 | 2021-10-30 | Hanwha Solar | Q.PEAK BLK-G5 315 | Solar Panels |  | 0.315 | 7 | 209.1 | 23 |  | Fixed | Roof
NJSTRE1545382182 | NJSRRE1541711859 | Transition Incentive Program | Monroeville | 8343 | 16 | 13.05 | Residential | Yes | Behind the Meter | Behind the Meter |  | None | Sunrun Installation Services, Inc. | AC Electric | Eligible for TI Program | 2019-07-27 | 2019-07-31 | 2021-10-30 | REC Solar | REC290TP2 BLK | Solar Panels |  | 0.29 | 11 | 76 | 34 |  | Fixed | Roof
NJSTRE1545382189 | NJSRRE1541719258 | Transition Incentive Program | North Haledon | 7508 | 6 | 16.53 | Residential | Yes | Behind the Meter | Behind the Meter |  | None | Sunrun Installation Services, Inc. | PSE&G | Eligible for TI Program | 2019-07-30 | 2019-08-05 | 2021-10-30 | REC Solar | REC290TP2 BLK | Solar Panels |  | 0.29 | 16 | 350 | 18 |  | Fixed | Roof
NJSTRE1545382194 | NJSRRE1541446881 | Transition Incentive Program | Clermont | 8210 | 21 | 34.1 | Commercial | No | Behind the Meter | Behind the Meter |  | None | OCEAN SOLAR | AC Electric | Eligible for TI Program | 2019-06-22 | 2019-06-26 | 2021-10-30 | silfab | 310 mono | Solar Panels |  | 0.31 | 110 | 180 | 25 |  | Fixed | Ground
NJSTRE1545382213 | NJSRRE1541713346 | Transition Incentive Program | Manville | 8835 | 5 | 11.22 | Residential | Yes | Behind the Meter | Behind the Meter |  | None | Pro Custom Solar dba Momentum Solar | PSE&G | Eligible for TI Program | 2019-07-29 | 2019-08-01 | 2021-10-30 | LG ELECTRONICS | LG340N1C-V5 | Solar Panels |  | 0.34 | 21 | 104 | 32 |  | Fixed | Roof
NJSTRE1545382220 | NJSRRE1541731987 | Transition Incentive Program | Wood Ridge | 7075 | 7 | 8.82 | Residential | Yes | Behind the Meter | Behind the Meter |  | None | Pro Custom Solar dba Momentum Solar | PSE&G | Eligible for TI Program | 2019-08-02 | 2019-08-07 | 2021-10-30 | HANWHA | Q. PEAK DUO BLK-G5 315 | Solar Panels |  | 0.315 | 19 | 38 | 22 |  | Fixed | Roof
NJSTRE1545382223 | NJSRRE1541726616 | Transition Incentive Program | NEWARK | 7108 | 9 | 3.27 | Residential | No | Behind the Meter | Net-metered residential rooftop and canopy |  | None | SunPower Capital LLC | PSE&G | Accepted | 2019-08-01 | 2019-08-05 | 2021-10-30 | sunpower | e20-327-e-ac | Solar Panels |  | 0.327 | 7 | 7 | 37 |  | Fixed | Roof
NJSTRE1545382233 | NJSRRE1541725648 | Transition Incentive Program | HIGH BRIDGE | 8829 | 4 | 5.67 | Residential | Yes | Behind the Meter | Net-metered residential rooftop and canopy |  | None | Vivint Solar Developer, LLC | JCP&L | Accepted | 2019-08-02 | 2019-08-05 | 2021-10-30 | HANWHA SOLAR | Q.PEAK BLK-G5 315 | Solar Panels |  | 0.315 | 8 | 347 | 27 |  | Fixed | Roof
NJSTRE1545382235 | NJSRRE1541722880 | Transition Incentive Program | Paterson | 7514 | 6 | 14.34 | Residential | No | Behind the Meter | Behind the Meter |  | None | Whitman Construction, LLC | PSE&G | Eligible for TI Program | 2019-07-31 | 2019-08-05 | 2021-10-30 | Trina Solar | TSM-305DD05A | Solar Panels |  | 0.305 | 23 | 9 | 30 |  | Fixed | Roof
NJSTRE1545382236 | NJSRRE1541851062 | Transition Incentive Program | Wyckoff | 7481 | 7 | 8.06 | Residential | No | Behind the Meter | Behind the Meter |  | None | Green Power Energy | PSE&G | Eligible for TI Program | 2019-08-16 | 2019-08-23 | 2021-10-30 | Silfab | SLA-M 310 | Solar Panels |  | 0.31 | 2 | 201 | 30 |  | Fixed | Roof
NJSTRE1545382239 | NJSRRE1541847998 | Transition Incentive Program | Washington | 7882 | 2 | 19.43 | Residential | Yes | Behind the Meter | Behind the Meter |  | None | Sunrun Installation Services, Inc. | JCP&L | Eligible for TI Program | 2019-08-15 | 2019-08-23 | 2021-10-30 | REC Solar | REC290TP2 BLK | Solar Panels |  | 0.29 | 36 | 228 | 30 |  | Fixed | Roof
NJSTRE1545382243 | NJSRRE1541804158 | Transition Incentive Program | Rahway | 7065 | 10 | 15.75 | Residential | Yes | Behind the Meter | Behind the Meter |  | None | Pro Custom Solar dba Momentum Solar | PSE&G | Eligible for TI Program | 2019-08-08 | 2019-08-23 | 2021-10-30 | LG ELECTRONICS | LG 335N1C-A5 | Solar Panels |  | 0.335 | 21 | 108 | 30 |  | Fixed | Roof
NJSTRE1545382245 | NJSRRE1541787991 | Transition Incentive Program | Pemberton | 8068 | 13 | 9.6 | Residential | Yes | Behind the Meter | Behind the Meter |  | None | Skyline Solar, LLC | JCP&L | Eligible for TI Program | 2019-08-05 | 2019-08-29 | 2021-10-30 | Hanwha Q-Cells | Q.PEAK DUO-G5 320 | Solar Panels |  | 0.32 | 30 | 177357 | 21 |  | Fixed | Roof
NJSTRE1545506236 |  | Transition Incentive Program | PENNSAUKEN | 8110 | 14 | 8.51 | Residential | Yes | Behind the Meter | Net-metered residential rooftop and canopy |  | None | Suntuity Solar LLC | PSE&G | Accepted | 2020-08-26 | 2020-09-03 | 2021-10-30 | Enphase Energy | IQ7-60-2-US | Inverters | 240 |  | 27 |  |  | 0.97 |  | Outdoor | Behind the PV Modules
NJSTRE1545506289 |  | Transition Incentive Program | Garwood | 7027 | 10 | 5.2 | Residential | Yes | Behind the Meter | Net-metered residential rooftop and canopy |  | None | Vivint Solar Developer, LLC | PSE&G | Accepted | 2020-08-27 | 2020-08-28 | 2021-10-30 | SOLAREDGE | SE7600H-US | Inverters | 7600 |  | 1 |  |  | 0.992 |  | Outdoor | Near the Utility Meter
NJSTRE1545506366 |  | Transition Incentive Program | Pennsauken Twp | 8110 | 14 | 7.2 | Residential | Yes | Behind the Meter | Net-metered residential rooftop and canopy |  | None | Bright Planet Solar | PSE&G | Accepted | 2020-08-26 | 2020-08-28 | 2021-10-30 | SOLAR EDGE | SE6000H-USRGM | Inverters | 6000 |  | 1 |  |  | 0.98 |  | Outdoor | OUTSIDE
NJSTRE1545506429 |  | Transition Incentive Program | Egg Harbor Township | 8234 | 19 | 6.7 | Residential | Yes | Behind the Meter | Net-metered residential rooftop and canopy |  | None | Pro Custom Solar dba Momentum Solar | AC Electric | Final As-Built Received | 2020-08-26 | 2020-08-28 | 2021-10-30 | Enphase | IQ7-60-2-US | Inverters | 240 |  | 20 |  |  | 0.97 |  | Outdoor | Roof
NJSTRE1545506441 |  | Transition Incentive Program | ERIAL | 8081 | 14 | 9.76 | Residential | Yes | Behind the Meter | Net-metered residential rooftop and canopy |  | None | Sunrun Installation Services, Inc. | AC Electric | Accepted | 2020-08-26 | 2020-08-28 | 2021-10-30 | Delta Electronics | M4-TL-US | Inverters | 4000 |  | 2 |  |  | 0.99 |  | Outside | Exterior Wall
NJSTRE1545506487 |  | Transition Incentive Program | Westville | 8093 | 15 | 18.7 | Residential | Yes | Behind the Meter | Net-metered residential rooftop and canopy |  | None | Trinity Solar | PSE&G | Accepted | 2020-08-26 | 2020-08-28 | 2021-10-30 | SOLAR EDGE | SE11400H-US | Inverters | 11400 |  | 1 |  |  | 0.97 |  | Outside | SIDE OF HOME
NJSTRE1545509475 |  | Transition Incentive Program | Union | 7083 | 10 | 5.25 | Residential | Yes | Behind the Meter | Net-metered residential rooftop and canopy |  | None | Pro Custom Solar dba Momentum Solar | PSE&G | Accepted | 2020-08-26 | 2020-08-31 | 2021-10-30 | Enphase | IQ7PLUS-72-2-US | Inverters | 290 |  | 15 |  |  | 0.97 |  | Outdoor | Roof
NJSTRE1545509496 |  | Transition Incentive Program | West Orange | 7052 | 9 | 4.29 | Residential | Yes | Behind the Meter | Net-metered residential rooftop and canopy |  | None | Sunrun Installation Services, Inc. | PSE&G | Accepted | 2020-08-26 | 2020-08-31 | 2021-10-30 | Enphase Energy | IQ7-60-x-US (240V) | Inverters | 240 |  | 13 |  |  | 0.96 |  | Outdoor | Rooftop
NJSTRE1545509574 |  | Transition Incentive Program | Hopatcong | 7843 | 1 | 6.65 | Residential | Yes | Behind the Meter | Net-metered residential rooftop and canopy |  | None | Pro Custom Solar dba Momentum Solar | JCP&L | Accepted | 2020-08-26 | 2020-08-31 | 2021-10-30 | Enphase | IQ7PLUS-72-2-US | Inverters | 290 |  | 19 |  |  | 0.97 |  | Outdoor | Roof
NJSTRE1545509572 |  | Transition Incentive Program | Point Pleasant | 8742 | 18 | 7.48 | Residential | No | Behind the Meter | Net-metered residential rooftop and canopy |  | None | NJ Solar Power, LLC | JCP&L | Accepted | 2020-08-26 | 2020-08-31 | 2021-10-30 | solaredge | SE6000H-US | Inverters | 6000 |  | 1 |  |  | 0.99 |  | Other | garage
NJSTRE1545382750 | NJSRRE1542390583 | Transition Incentive Program | Fair Lawn Boro | 7410 | 7 | 12.76 | Residential | Yes | Behind the Meter | Behind the Meter |  | None | Sunrun Installation Services, Inc. | PSE&G | Eligible for TI Program | 2019-09-11 | 2019-09-13 | 2021-10-30 | REC Solar | REC290TP2 BLK | Solar Panels |  | 0.29 | 18 | 70 | 27 |  | Fixed | Roof
NJSTRE1545382751 | NJSRRE1542416640 | Transition Incentive Program | Jersey City | 7305 | 8 | 8.7 | Residential | Yes | Behind the Meter | Behind the Meter |  | None | Sunrun Installation Services, Inc. | PSE&G | Eligible for TI Program | 2019-09-18 | 2019-09-20 | 2021-10-30 | REC Solar | REC290TP2 BLK | Solar Panels |  | 0.29 | 30 | 132 | 10 |  | Fixed | Roof
NJSTRE1545502566 |  | Transition Incentive Program | Paterson | 7522 | 6 | 6.46 | Residential | Yes | Behind the Meter | Net-metered residential rooftop and canopy |  | None | Castle Energy, LLC | PSE&G | Accepted | 2020-08-25 | 2020-08-27 | 2021-10-30 | Enphase Energy | IQ7-60-2-US | Inverters | 240 |  | 18 |  |  | 0.967 |  | Outdoor | on the rooftop under each solar panel
NJSTRE1545503323 |  | Transition Incentive Program | Keyport | 7735 | 17 | 11.78 | Residential | Yes | Behind the Meter | Net-metered residential rooftop and canopy |  | None | Bright Planet Solar | JCP&L | Accepted | 2020-08-25 | 2020-08-28 | 2021-10-30 | SOLAR EDGE | SE10000H-USRGM | Inverters | 10000 |  | 1 |  |  | 0.98 |  | Outdoor | OUTSIDE
NJSTRE1545506243 |  | Transition Incentive Program | Villas | 8251 | 21 | 8.84 | Residential | Yes | Behind the Meter | Net-metered residential rooftop and canopy |  | None | Trinity Solar | AC Electric | Accepted | 2020-08-26 | 2020-08-28 | 2021-10-30 | Solar Edge | SE7600 | Inverters | 7600 |  | 1 |  |  | 0.97 |  | Outside | side of home
NJSTRE1545506319 |  | Transition Incentive Program | North Bergen Twp | 7047 | 8 | 3.72 | Residential | Yes | Behind the Meter | Net-metered residential rooftop and canopy |  | None | Bright Planet Solar | PSE&G | Accepted | 2020-08-26 | 2020-08-28 | 2021-10-30 | SOLAR EDGE | SE3000H-USRGM | Inverters | 3000 |  | 1 |  |  | 0.98 |  | Outdoor | OUTSIDE
NJSTRE1545506424 |  | Transition Incentive Program | SOMERSET | 8873 | 5 | 7.15 | Residential | No | Behind the Meter | Net-metered residential rooftop and canopy |  | None | Infinity Solar Systems | PSE&G | Accepted | 2020-08-26 | 2020-08-28 | 2021-10-30 | ENPHASE | IQ7-60-X-US | Inverters | 240 |  | 22 |  |  | 0.97 |  | Outside | MICROINVERTERS
NJSTRE1545507125 | NJSRRE1540333924 | Transition Incentive Program | Mullica Hill | 8062 | 15 | 29.88 | Residential | Yes | Behind the Meter | Net-metered residential rooftop and canopy |  | None | Vision Solar LLC | AC Electric | Final As-Built Received | 2019-02-05 | 2019-02-07 | 2021-10-30 | sunpower | spr-x22-360-d-ac | Inverters | 0.36 |  | 83 |  |  | 0.96 |  | Other | behind panels
NJSTRE1545507187 | NJSRRE1544624199 | Transition Incentive Program | Galloway | 8205 | 19 | 5.03 | Residential | Yes | Behind the Meter | Net-metered residential rooftop and canopy |  | None | Pro Custom Solar dba Momentum Solar | AC Electric | Final As-Built Received | 2020-03-10 | 2020-03-13 | 2021-10-30 | Enphase Energy | IQ7-60-2-US | Inverters | 240 |  | 15 |  |  | 0.97 |  | Outdoor | roof
NJSTRE1545509531 |  | Transition Incentive Program | Glen Rock | 7452 | 7 | 12.6 | Residential | Yes | Behind the Meter | Net-metered residential rooftop and canopy |  | None | Pro Custom Solar dba Momentum Solar | PSE&G | Accepted | 2020-08-26 | 2020-08-28 | 2021-10-30 | Enphase | IQ7PLUS-72-2-US | Inverters | 290 |  | 36 |  |  | 0.97 |  | Outdoor | Roof
NJSTRE1545509589 |  | Transition Incentive Program | West Orange | 7052 | 9 | 10.37 | Residential | No | Behind the Meter | Net-metered residential rooftop and canopy |  | None | Sunrun Installation Services, Inc. | PSE&G | Accepted | 2020-08-26 | 2020-08-31 | 2021-10-30 | Delta Electronics | M5-TL-US | Inverters | 5000 |  | 1 |  |  | 0.96 |  | Outdoor | Next To Meter
NJSTRE1545382766 | NJSRRE1542372703 | Transition Incentive Program | Newark | 7106 | 9 | 7.71 | Residential | Yes | Behind the Meter | Behind the Meter |  | None | Pro Custom Solar dba Momentum Solar | PSE&G | Eligible for TI Program | 2019-09-09 | 2019-09-11 | 2021-10-30 | LG ELECTRONICS | LG 335N1C-V5 | Solar Panels |  | 0.335 | 12 | 107 | 4 |  | Fixed | Roof
NJSTRE1545382774 | NJSRRE1541883940 | Transition Incentive Program | Oaklyn Boro | 8107 | 14 | 16.17 | Residential | Yes | Behind the Meter | Behind the Meter |  | None | 1st Light Energy Inc | PSE&G | Eligible for TI Program | 2019-08-26 | 2019-08-28 | 2021-10-30 | Longi | LR6-60PB-305M | Solar Panels |  | 0.305 | 4 | 238 | 43 |  | Fixed | Roof
NJSTRE1545382774 | NJSRRE1541883940 | Transition Incentive Program | Oaklyn Boro | 8107 | 14 | 16.17 | Residential | Yes | Behind the Meter | Behind the Meter |  | None | 1st Light Energy Inc | PSE&G | Eligible for TI Program | 2019-08-26 | 2019-08-28 | 2021-10-30 | Longi | LR6-60PB-305M | Solar Panels |  | 0.305 | 15 | 328 | 37 |  | Fixed | Roof
NJSTRE1545382775 | NJSRRE1542411920 | Transition Incentive Program | Newark | 7104 | 9 | 10.72 | Residential | No | Behind the Meter | Behind the Meter |  | None | Pro Custom Solar dba Momentum Solar | PSE&G | Eligible for TI Program | 2019-09-17 | 2019-09-19 | 2021-10-30 | LG ELECTRONICS | LG 335N1C-V5 | Solar Panels |  | 0.335 | 8 | 19 | 23 |  | Fixed | Roof
NJSTRE1545515016 |  | Transition Incentive Program | MARLTON | 8053 | 13 | 9.86 | Residential | Yes | Behind the Meter | Net-metered residential rooftop and canopy |  | None | Vision Solar LLC | PSE&G | Accepted | 2020-08-27 | 2020-08-31 | 2021-10-30 | ENPHASE | IQ7-60-2-US | Inverters | 0.24 |  | 29 |  |  | 0.96 |  | Other | BEHIND EACH PANEL
NJSTRE1545515033 |  | Transition Incentive Program | Toms river | 8757 | 18 | 3.06 | Residential | Yes | Behind the Meter | Net-metered residential rooftop and canopy |  | None | Vision Solar LLC | JCP&L | Accepted | 2020-08-27 | 2020-08-31 | 2021-10-30 | ENPHASE | IQ7-60-2-US | Inverters | 0.24 |  | 9 |  |  | 0.96 |  | Other | BEHIND EACH PANEL
NJSTRE1545515062 |  | Transition Incentive Program | SICKLERVILLE | 8081 | 14 | 5.67 | Residential | Yes | Behind the Meter | Net-metered residential rooftop and canopy |  | None | Suntuity Solar LLC | AC Electric | Accepted | 2020-08-27 | 2020-08-31 | 2021-10-30 | Enphase Energy | IQ7-60-2-US | Inverters | 240 |  | 18 |  |  | 0.97 |  | Outdoor | Behind the PV Modules
NJSTRE1545515105 |  | Transition Incentive Program | WESTFIELD | 7090 | 10 | 5.78 | Residential | Yes | Behind the Meter | Net-metered residential rooftop and canopy |  | None | Trinity Solar | PSE&G | Accepted | 2020-08-27 | 2020-08-31 | 2021-10-30 | Solar Edge | SE5000H-US000BNC4 | Inverters | 5000 |  | 1 |  |  | 0.97 |  | Outdoor | side of home
NJSTRE1545515131 |  | Transition Incentive Program | Egg Harbor | 8234 | 19 | 7.04 | Residential | No | Behind the Meter | Net-metered residential rooftop and canopy |  | None | Whitman Construction, LLC | AC Electric | Accepted | 2020-09-16 | 2020-09-16 | 2021-10-30 | enphase energy | IQ7-60-2-US | Inverters | 240 |  | 22 |  |  | 0.975 |  | Outdoor | microinverters located under modules
NJSTRE1545515148 |  | Transition Incentive Program | PLAINFIELD | 7060 | 10 | 5.12 | Residential | No | Behind the Meter | Net-metered residential rooftop and canopy |  | None | Vivint Solar Developer, LLC | PSE&G | Accepted | 2020-09-07 | 2020-09-08 | 2021-10-30 | SOLAREDGE | SE3800H-US | Inverters | 3800 |  | 1 |  |  | 0.992 |  | Outdoor | Near the Utility Meter
NJSTRE1545515170 |  | Transition Incentive Program | Monroe Township | 8831 | 11 | 18.36 | Residential | No | Behind the Meter | Net-metered residential rooftop and canopy |  | None | Green Power Energy | JCP&L | Accepted | 2020-08-27 | 2020-08-31 | 2021-10-30 | Enphase Energy | IQ7PLUS-72-2-US | Inverters | 0.29 |  | 51 |  |  | 0.975 |  | Outside | next to meter
NJSTRE1545382742 | NJSRRE1542419515 | Transition Incentive Program | Scotch Plains | 7076 | 10 | 7.04 | Residential | Yes | Behind the Meter | Behind the Meter |  | None | Pro Custom Solar dba Momentum Solar | PSE&G | Eligible for TI Program | 2019-09-18 | 2019-10-08 | 2021-10-30 | LG ELECTRONICS | LG 335N1C-V5 | Solar Panels |  | 0.335 | 11 | 39 | 40 |  | Fixed | Roof
NJSTRE1545382749 | NJSRRE1542412707 | Transition Incentive Program | Verona | 7044 | 9 | 8.7 | Residential | Yes | Behind the Meter | Behind the Meter |  | None | Sunrun Installation Services, Inc. | PSE&G | Eligible for TI Program | 2019-09-17 | 2019-09-19 | 2021-10-30 | REC Solar | REC290TP2 BLK | Solar Panels |  | 0.29 | 11 | 114 | 22 |  | Fixed | Roof
NJSTRE1545382755 | NJSRRE1541877975 | Transition Incentive Program | Pitman | 8071 | 15 | 2.01 | Residential | Yes | Behind the Meter | Behind the Meter |  | None | Pro Custom Solar dba Momentum Solar | AC Electric | Eligible for TI Program | 2019-08-22 | 2019-08-27 | 2021-10-30 | LG ELECTRONICS | LG 335N1C-V5 | Solar Panels |  | 0.335 | 3 | 250 | 10 |  | Fixed | Roof
NJSTRE1545382755 | NJSRRE1541877975 | Transition Incentive Program | Pitman | 8071 | 15 | 2.01 | Residential | Yes | Behind the Meter | Behind the Meter |  | None | Pro Custom Solar dba Momentum Solar | AC Electric | Eligible for TI Program | 2019-08-22 | 2019-08-27 | 2021-10-30 | LG ELECTRONICS | LG 335N1C-V5 | Solar Panels |  | 0.335 | 3 | 70 | 10 |  | Fixed | Roof
NJSTRE1545382760 | NJSRRE1541883813 | Transition Incentive Program | Paterson | 7504 | 6 | 6.37 | Residential | Yes | Behind the Meter | Behind the Meter |  | None | Pro Custom Solar dba Momentum Solar | PSE&G | Eligible for TI Program | 2019-08-26 | 2019-08-28 | 2021-10-30 | LG ELECTRONICS | LG 335N1C-V5 | Solar Panels |  | 0.335 | 9 | 280 | 35 |  | Fixed | Roof
NJSTRE1545502694 |  | Transition Incentive Program | Albion | 8009 | 14 | 10.54 | Residential | Yes | Behind the Meter | Net-metered residential rooftop and canopy |  | None | Bright Planet Solar | AC Electric | Accepted | 2020-08-25 | 2020-08-27 | 2021-10-30 | SOLAR EDGE | SE3000H-USRGM | Inverters | 3000 |  | 1 |  |  | 0.98 |  | Outdoor | OUTSIDE
NJSTRE1545506234 |  | Transition Incentive Program | MILLVILLE | 8332 | 20 | 5.99 | Residential | No | Behind the Meter | Net-metered residential rooftop and canopy |  | None | Suntuity Solar LLC | AC Electric | Accepted | 2020-08-26 | 2020-08-28 | 2021-10-30 | Enphase Energy | IQ7-60-2-US | Inverters | 240 |  | 19 |  |  | 0.97 |  | Outdoor | Behind the PV Modules
NJSTRE1545506235 |  | Transition Incentive Program | Vineland | 8360 | 20 | 7.25 | Residential | No | Behind the Meter | Net-metered residential rooftop and canopy |  | None | Suntuity Solar LLC | Vineland Muni Electric | Accepted | 2020-08-26 | 2020-08-28 | 2021-10-30 | Enphase Energy | IQ7-60-2-US | Inverters | 240 |  | 23 |  |  | 0.97 |  | Outdoor | Behind the PV Modules
NJSTRE1545506276 |  | Transition Incentive Program | Orange City | 7050 | 9 | 3.4 | Residential | Yes | Behind the Meter | Net-metered residential rooftop and canopy |  | None | Vision Solar LLC | PSE&G | Accepted | 2020-08-26 | 2020-08-28 | 2021-10-30 | ENPHASE | IQ7-60-2-US | Inverters | 0.24 |  | 10 |  |  | 0.96 |  | Other | BEHIND EACH PANEL
NJSTRE1545506361 |  | Transition Incentive Program | Chesterfield | 8515 | 13 | 16.32 | Residential | No | Behind the Meter | Net-metered residential rooftop and canopy |  | None | Impact Solar LLC | PSE&G | Accepted | 2020-08-26 | 2020-08-28 | 2021-10-30 | SolarEdge | SE7600H-US | Inverters | 7600 |  | 2 |  |  | 0.96 |  | Indoor | garage
NJSTRE1545506493 |  | Transition Incentive Program | North Brunswick | 8902 | 11 | 11.22 | Residential | Yes | Behind the Meter | Net-metered residential rooftop and canopy |  | None | Tesla Energy Operations Inc. | PSE&G | Accepted | 2020-08-26 | 2020-08-28 | 2021-10-30 | SolarEdge Technologies | SE10000H-US [240V] | Inverters | 10000 |  | 1 |  |  | 0.99 |  | Outside | Outside
NJSTRE1545506510 |  | Transition Incentive Program | Vineland | 8360 | 20 | 5.1 | Residential | Yes | Behind the Meter | Net-metered residential rooftop and canopy |  | None | Trinity Solar | Vineland Muni Electric | Accepted | 2020-08-26 | 2020-08-28 | 2021-10-30 | SOLAR EDGE | SE3800H-US | Inverters | 3800 |  | 1 |  |  | 0.97 |  | Outside | SIDE OF HOME
NJSTRE1545507139 | NJSRRE1541497171 | Transition Incentive Program | Riverside | 8075 | 13 | 12.32 | Residential | Yes | Behind the Meter | Net-metered residential rooftop and canopy |  | None | Pro Custom Solar dba Momentum Solar | PSE&G | Accepted | 2019-06-26 | 2019-07-01 | 2021-10-30 | ENPHASE | IQ6-60-2-US | Inverters | 240 |  | 44 |  |  | 0.97 |  | Outdoor | Roof
NJSTRE1545507206 | NJSRRE1544802349 | Transition Incentive Program | Pennsauken | 8109 | 14 | 5.03 | Residential | Yes | Behind the Meter | Net-metered residential rooftop and canopy |  | None | Pro Custom Solar dba Momentum Solar | PSE&G | Accepted | 2020-04-06 | 2020-04-09 | 2021-10-30 | Enphase Energy | IQ7-60-2-US | Inverters | 240 |  | 15 |  |  | 0.97 |  | Outdoor | roof
NJSTRE1545382772 | NJSRRE1542393365 | Transition Incentive Program | Roselle | 7203 | 10 | 10.39 | Residential | Yes | Behind the Meter | Behind the Meter |  | None | Pro Custom Solar dba Momentum Solar | PSE&G | Eligible for TI Program | 2019-09-12 | 2019-09-16 | 2021-10-30 | LG ELECTRONICS | LG 335N1C-V5 | Solar Panels |  | 0.335 | 6 | 129 | 10 |  | Fixed | Roof
NJSTRE1545382772 | NJSRRE1542393365 | Transition Incentive Program | Roselle | 7203 | 10 | 10.39 | Residential | Yes | Behind the Meter | Behind the Meter |  | None | Pro Custom Solar dba Momentum Solar | PSE&G | Eligible for TI Program | 2019-09-12 | 2019-09-16 | 2021-10-30 | LG ELECTRONICS | LG 335N1C-V5 | Solar Panels |  | 0.335 | 17 | 309 | 40 |  | Fixed | Roof
NJSTRE1545382778 | NJSRRE1542167668 | Transition Incentive Program | Franklin Twp Som | 8873 | 5 | 9.57 | Residential | No | Behind the Meter | Behind the Meter |  | None | Sunrun Installation Services, Inc. | PSE&G | Eligible for TI Program | 2019-09-04 | 2019-09-06 | 2021-10-30 | REC Solar | REC290TP2 BLK | Solar Panels |  | 0.29 | 33 | 128 | 27 |  | Fixed | Roof
NJSTRE1545382776 | NJSRRE1542325069 | Transition Incentive Program | VENTNOR CITY | 8406 | 19 | 4.56 | Residential | Yes | Behind the Meter | Net-metered residential rooftop and canopy |  | None | Vivint Solar Developer, LLC | AC Electric | Accepted | 2019-09-06 | 2019-09-11 | 2021-10-30 | Jinko Solar | JKM285M-60 | Solar Panels |  | 0.285 | 16 | 58 | 29 |  | Fixed | Roof
NJSTRE1545382782 | NJSRRE1542097213 | Transition Incentive Program | Bergenfield Boro | 7621 | 7 | 6.38 | Residential | Yes | Behind the Meter | Behind the Meter |  | None | Sunrun Installation Services, Inc. | PSE&G | Eligible for TI Program | 2019-09-03 | 2019-09-06 | 2021-10-30 | REC Solar | REC290TP2 BLK | Solar Panels |  | 0.29 | 10 | 357 | 27 |  | Fixed | Roof
NJSTRE1545382785 | NJSRRE1541897519 | Transition Incentive Program | NEWARK | 7114 | 9 | 6.7 | Residential | Yes | Behind the Meter | Behind the Meter |  | None | Pro Custom Solar dba Momentum Solar | PSE&G | Eligible for TI Program | 2019-08-29 | 2019-09-03 | 2021-10-30 | LG ELECTRONICS | LG 335N1C-V5 | Solar Panels |  | 0.335 | 10 | 31 | 16 |  | Fixed | Roof
NJSTRE1545382786 | NJSRRE1541862689 | Transition Incentive Program | Villas | 8251 | 21 | 7.32 | Residential | Yes | Behind the Meter | Net-metered residential rooftop and canopy |  | None | All Season Solar | AC Electric | Accepted | 2019-08-20 | 2019-08-26 | 2021-10-30 | Trina | TSM DD05A.05II 305W MAR 2019 | Solar Panels |  | 0.305 | 4 | 211 | 22 |  | Fixed | Roof
NJSTRE1545382795 | NJSRRE1542373141 | Transition Incentive Program | Piscataway | 8854 | 11 | 12.06 | Residential | Yes | Behind the Meter | Behind the Meter |  | None | Pro Custom Solar dba Momentum Solar | PSE&G | Eligible for TI Program | 2019-09-09 | 2019-09-12 | 2021-10-30 | LG ELECTRONICS | LG 335N1C-V5 | Solar Panels |  | 0.335 | 28 | 159 | 18 |  | Fixed | Roof
NJSTRE1545382797 | NJSRRE1542375473 | Transition Incentive Program | Elmwood Park | 7407 | 7 | 6.37 | Residential | Yes | Behind the Meter | Behind the Meter |  | None | Pro Custom Solar dba Momentum Solar | PSE&G | Eligible for TI Program | 2019-09-10 | 2019-09-12 | 2021-10-30 | LG ELECTRONICS | LG 335N1C-V5 | Solar Panels |  | 0.335 | 3 | 251 | 25 |  | Fixed | Roof
NJSTRE1545382797 | NJSRRE1542375473 | Transition Incentive Program | Elmwood Park | 7407 | 7 | 6.37 | Residential | Yes | Behind the Meter | Behind the Meter |  | None | Pro Custom Solar dba Momentum Solar | PSE&G | Eligible for TI Program | 2019-09-10 | 2019-09-12 | 2021-10-30 | LG ELECTRONICS | LG 335N1C-V5 | Solar Panels |  | 0.335 | 6 | 251 | 14 |  | Fixed | Roof
NJSTRE1545382805 | NJSRRE1542202696 | Transition Incentive Program | Paterson | 7514 | 6 | 11.39 | Residential | Yes | Behind the Meter | Behind the Meter |  | None | Pro Custom Solar dba Momentum Solar | PSE&G | Eligible for TI Program | 2019-09-04 | 2019-09-09 | 2021-10-30 | LG ELECTRONICS | LG 335N1C-V5 | Solar Panels |  | 0.335 | 15 | 282 | 39 |  | Fixed | Roof
NJSTRE1545382807 | NJSRRE1541877921 | Transition Incentive Program | Trenton City | 8638 | 12 | 6.09 | Residential | Yes | Behind the Meter | Behind the Meter |  | None | Sunrun Installation Services, Inc. | PSE&G | Eligible for TI Program | 2019-08-22 | 2019-08-27 | 2021-10-30 | REC Solar | REC290TP2 BLK | Solar Panels |  | 0.29 | 7 | 233 | 23 |  | Fixed | Roof
NJSTRE1545382807 | NJSRRE1541877921 | Transition Incentive Program | Trenton City | 8638 | 12 | 6.09 | Residential | Yes | Behind the Meter | Behind the Meter |  | None | Sunrun Installation Services, Inc. | PSE&G | Eligible for TI Program | 2019-08-22 | 2019-08-27 | 2021-10-30 | REC Solar | REC290TP2 BLK | Solar Panels |  | 0.29 | 6 | 233 | 14 |  | Fixed | Roof
NJSTRE1545382814 | NJSRRE1542248699 | Transition Incentive Program | LAKE HIAWATHA | 7034 | 3 | 3.15 | Residential | Yes | Behind the Meter | Net-metered residential rooftop and canopy |  | None | Vivint Solar Developer, LLC | JCP&L | Accepted | 2019-09-05 | 2019-09-10 | 2021-10-30 | Hanwha Solar | Q.PEAK BLK-G5 315 | Solar Panels |  | 0.315 | 10 | 358 | 23 |  | Fixed | Roof
NJSTRE1545382815 | NJSRRE1541894865 | Transition Incentive Program | NEPTUNE | 7753 | 17 | 14.49 | Residential | Yes | Behind the Meter | Net-metered residential rooftop and canopy |  | None | Vivint Solar Developer, LLC | JCP&L | Accepted | 2019-09-03 | 2019-09-03 | 2021-10-30 | Hanwha Solar | Q.PEAK BLK-G5 315 | Solar Panels |  | 0.315 | 3 | 96 | 27 |  | Fixed | Roof
NJSTRE1545506293 |  | Transition Incentive Program | Brick | 8723 | 18 | 5.03 | Residential | Yes | Behind the Meter | Net-metered residential rooftop and canopy |  | None | Vision Solar LLC | JCP&L | Accepted | 2020-08-26 | 2020-08-28 | 2021-10-30 | ENPHASE | IQ7-60-2-US | Inverters | 0.24 |  | 15 |  |  | 0.96 |  | Other | BEHIND EACH PANEL
NJSTRE1545506330 |  | Transition Incentive Program | Pennsauken | 8109 | 14 | 5.78 | Residential | No | Behind the Meter | Net-metered residential rooftop and canopy |  | None | Vision Solar LLC | PSE&G | Accepted | 2020-08-26 | 2020-08-28 | 2021-10-30 | ENPHASE | IQ7-60-2-US | Inverters | 0.24 |  | 17 |  |  | 0.96 |  | Other | BEHIND EACH PANEL
NJSTRE1545506477 |  | Transition Incentive Program | Southampton | 8088 | 13 | 23.36 | Residential | Yes | Behind the Meter | Net-metered residential rooftop and canopy |  | None | Trinity Solar | JCP&L | Accepted | 2020-08-26 | 2020-08-28 | 2021-10-30 | Solar Edge | SE10000 | Inverters | 10000 |  | 1 |  |  | 0.97 |  | Outside | side of home
NJSTRE1545506899 |  | Transition Incentive Program | Hillsborough Township | 8844 | 5 | 9.9 | Residential | No | Behind the Meter | Net-metered residential rooftop and canopy |  | None | Green Power Energy | PSE&G | Accepted | 2020-08-26 | 2020-08-28 | 2021-10-30 | Solar Edge | SE10000H-US | Inverters | 10000 |  | 1 |  |  | 0.97 |  | Outside | next to meter
NJSTRE1545507061 |  | Transition Incentive Program | Egg Harbor City | 8215 | 19 | 8.5 | Residential | Yes | Behind the Meter | Net-metered residential rooftop and canopy |  | None | Trinity Solar | AC Electric | Accepted | 2020-08-26 | 2020-08-28 | 2021-10-30 | SOLAR EDGE | SE7600H-US | Inverters | 7600 |  | 1 |  |  | 0.97 |  | Outside | SIDE OF HOME
NJSTRE1545507107 | NJSRRE1544630752 | Transition Incentive Program | Middletown | 7737 | 17 | 7.13 | Residential | Yes | Behind the Meter | Behind the Meter |  | None | Sunrun Installation Services, Inc. | JCP&L | Eligible for TI Program | 2020-03-12 | 2020-03-17 | 2021-10-30 | Enphase Energy | IQ7-60-x-US (240V) | Inverters | 240 |  | 23 |  |  | 0.96 |  | Outdoor | Rooftop
NJSTRE1545507138 | NJSRRE1540957668 | Transition Incentive Program | Union City | 7087 | 8 | 6.93 | Residential | Yes | Behind the Meter | Net-metered residential rooftop and canopy |  | None | Pro Custom Solar dba Momentum Solar | PSE&G | Accepted | 2019-05-03 | 2019-05-08 | 2021-10-30 | ENPHASE | IQ7-60-2-US | Inverters | 250 |  | 22 |  |  | 0.97 |  | Outdoor | ROOF
NJSTRE1545507199 | NJSRRE1544768946 | Transition Incentive Program | Belleville | 7109 | 9 | 8.71 | Residential | Yes | Behind the Meter | Net-metered residential rooftop and canopy |  | None | Pro Custom Solar dba Momentum Solar | PSE&G | Accepted | 2020-03-27 | 2020-04-01 | 2021-10-30 | Enphase Energy | IQ7-60-2-US | Inverters | 250 |  | 26 |  |  | 0.97 |  | Outdoor | roof
NJSTRE1545507154 |  | Transition Incentive Program | MANTUA | 8051 | 15 | 9.76 | Residential | No | Behind the Meter | Net-metered residential rooftop and canopy |  | None | Sunrun Installation Services, Inc. | AC Electric | Accepted | 2020-08-26 | 2020-08-28 | 2021-10-30 | Enphase Energy | IQ7-60-x-US (240V) | Inverters | 240 |  | 32 |  |  | 0.96 |  | Outdoor | Rooftop
NJSTRE1545382775 | NJSRRE1542411920 | Transition Incentive Program | Newark | 7104 | 9 | 10.72 | Residential | No | Behind the Meter | Behind the Meter |  | None | Pro Custom Solar dba Momentum Solar | PSE&G | Eligible for TI Program | 2019-09-17 | 2019-09-19 | 2021-10-30 | LG ELECTRONICS | LG 335N1C-V5 | Solar Panels |  | 0.335 | 9 | 200 | 23 |  | Fixed | Roof
NJSTRE1545382775 | NJSRRE1542411920 | Transition Incentive Program | Newark | 7104 | 9 | 10.72 | Residential | No | Behind the Meter | Behind the Meter |  | None | Pro Custom Solar dba Momentum Solar | PSE&G | Eligible for TI Program | 2019-09-17 | 2019-09-19 | 2021-10-30 | LG ELECTRONICS | LG 335N1C-V5 | Solar Panels |  | 0.335 | 6 | 109 | 23 |  | Fixed | Roof
NJSTRE1545382789 | NJSRRE1542377377 | Transition Incentive Program | erial | 8081 | 14 | 6.87 | Residential | Yes | Behind the Meter | Net-metered residential rooftop and canopy |  | None | Vision Solar LLC | AC Electric | As-Built Incomplete | 2019-09-23 | 2019-09-23 | 2021-10-30 | sunpower | e20-327-e-ac | Solar Panels |  | 0.327 | 21 | 151 | 18 |  | Fixed | Roof
NJSTRE1545382795 | NJSRRE1542373141 | Transition Incentive Program | Piscataway | 8854 | 11 | 12.06 | Residential | Yes | Behind the Meter | Behind the Meter |  | None | Pro Custom Solar dba Momentum Solar | PSE&G | Eligible for TI Program | 2019-09-09 | 2019-09-12 | 2021-10-30 | LG ELECTRONICS | LG 335N1C-V5 | Solar Panels |  | 0.335 | 8 | 339 | 18 |  | Fixed | Roof
NJSTRE1545382757 | NJSRRE1542390558 | Transition Incentive Program | Brick Township | 8723 | 18 | 15.51 | Residential | No | Behind the Meter | Behind the Meter |  | None | Sunrun Installation Services, Inc. | JCP&L | Eligible for TI Program | 2019-09-11 | 2019-09-16 | 2021-10-30 | LG Electronics | LG330N1C-A5 | Solar Panels |  | 0.33 | 21 | 178 | 23 |  | Fixed | Roof
NJSTRE1545382757 | NJSRRE1542390558 | Transition Incentive Program | Brick Township | 8723 | 18 | 15.51 | Residential | No | Behind the Meter | Behind the Meter |  | None | Sunrun Installation Services, Inc. | JCP&L | Eligible for TI Program | 2019-09-11 | 2019-09-16 | 2021-10-30 | LG Electronics | LG330N1C-A5 | Solar Panels |  | 0.33 | 13 | 268 | 23 |  | Fixed | Roof
NJSTRE1545382763 | NJSRRE1541873607 | Transition Incentive Program | ATCO | 8004 | 14 | 11.06 | Residential | Yes | Behind the Meter | Behind the Meter |  | None | Pro Custom Solar dba Momentum Solar | AC Electric | Eligible for TI Program | 2019-08-22 | 2019-08-26 | 2021-10-30 | LG ELECTRONICS | LG 335N1C-V5 | Solar Panels |  | 0.335 | 20 | 102 | 23 |  | Fixed | Roof
NJSTRE1545382767 | NJSRRE1541987101 | Transition Incentive Program | WILLINGBORO | 8046 | 13 | 4.69 | Residential | Yes | Behind the Meter | Behind the Meter |  | None | Pro Custom Solar dba Momentum Solar | PSE&G | Eligible for TI Program | 2019-08-30 | 2019-09-04 | 2021-10-30 | LG ELECTRONICS | LG 335N1C-V5 | Solar Panels |  | 0.335 | 14 | 289 | 25 |  | Fixed | Roof
NJSTRE1545382773 | NJSRRE1542421760 | Transition Incentive Program | MANALAPAN | 7726 | 17 | 7.56 | Residential | Yes | Behind the Meter | Net-metered residential rooftop and canopy |  | None | Vivint Solar Developer, LLC | JCP&L | Accepted | 2019-09-19 | 2019-09-23 | 2021-10-30 | Hanwha | Q.PEAK BLK-G5 315 | Solar Panels |  | 0.315 | 6 | 62 | 18 |  | Fixed | Roof
NJSTRE1545382777 | NJSRRE1541993216 | Transition Incentive Program | Freehold | 7728 | 17 | 17.96 | Residential | No | Behind the Meter | Net-metered residential rooftop and canopy |  | None | Suntuity Solar LLC | JCP&L | Accepted | 2019-09-03 | 2019-09-05 | 2021-10-30 | Yingli Green Energy | YL315D-30b | Solar Panels |  | 0.315 | 18 | 165 | 25 |  | Fixed | Roof
NJSTRE1545382777 | NJSRRE1541993216 | Transition Incentive Program | Freehold | 7728 | 17 | 17.96 | Residential | No | Behind the Meter | Net-metered residential rooftop and canopy |  | None | Suntuity Solar LLC | JCP&L | Accepted | 2019-09-03 | 2019-09-05 | 2021-10-30 | Yingli Green Energy | YL315D-30b | Solar Panels |  | 0.315 | 6 | 255 | 32 |  | Fixed | Roof
NJSTRE1545382781 | NJSRRE1541884673 | Transition Incentive Program | Vineland | 8360 | 20 | 6.9 | Residential | No | Behind the Meter | Net-metered residential rooftop and canopy |  | None | Bright Planet Solar | Vineland Muni Electric | Accepted |  | 2019-10-11 | 2021-10-30 | Trina Solar | TSM-DD05A.18(II) 300 W | Solar Panels |  | 0.3 | 8 | 280 | 10 |  | Fixed | Roof
NJSTRE1545382781 | NJSRRE1541884673 | Transition Incentive Program | Vineland | 8360 | 20 | 6.9 | Residential | No | Behind the Meter | Net-metered residential rooftop and canopy |  | None | Bright Planet Solar | Vineland Muni Electric | Accepted |  | 2019-10-11 | 2021-10-30 | Trina Solar | TSM-DDA05A.18(II) 300W | Solar Panels |  | 0.3 | 4 | 100 | 7 |  | Fixed | Roof
NJSTRE1545382786 | NJSRRE1541862689 | Transition Incentive Program | Villas | 8251 | 21 | 7.32 | Residential | Yes | Behind the Meter | Net-metered residential rooftop and canopy |  | None | All Season Solar | AC Electric | Accepted | 2019-08-20 | 2019-08-26 | 2021-10-30 | Trina | TSM DD05A.05II 305W MAR 2019 | Solar Panels |  | 0.305 | 14 | 211 | 22 |  | Fixed | Roof
NJSTRE1545382792 | NJSRRE1541883805 | Transition Incentive Program | WOODBURY HEIGHTS | 8097 | 15 | 5.27 | Residential | Yes | Behind the Meter | Net-metered residential rooftop and canopy |  | None | Vivint Solar Developer, LLC | PSE&G | Accepted | 2019-08-29 | 2019-09-04 | 2021-10-30 | HANWHA SOLAR | Q.PEAK BLK-G5 310 | Solar Panels |  | 0.31 | 7 | 77 | 10 |  | Fixed | Roof
NJSTRE1545382792 | NJSRRE1541883805 | Transition Incentive Program | WOODBURY HEIGHTS | 8097 | 15 | 5.27 | Residential | Yes | Behind the Meter | Net-metered residential rooftop and canopy |  | None | Vivint Solar Developer, LLC | PSE&G | Accepted | 2019-08-29 | 2019-09-04 | 2021-10-30 | HANWHA SOLAR | Q.PEAK BLK-G5 310 | Solar Panels |  | 0.31 | 6 | 347 | 17 |  | Fixed | Roof
NJSTRE1545382765 | NJSRRE1541862987 | Transition Incentive Program | Cape May Courthouse | 8210 | 21 | 7.54 | Residential | No | Behind the Meter | Behind the Meter |  | None | Sunrun Installation Services, Inc. | AC Electric | Eligible for TI Program | 2019-08-20 | 2019-08-26 | 2021-10-30 | REC Solar | REC290TP2 BLK | Solar Panels |  | 0.29 | 12 | 86 | 18 |  | Fixed | Roof
NJSTRE1545382771 | NJSRRE1541883801 | Transition Incentive Program | KEYPORT | 7735 | 17 | 4.41 | Residential | Yes | Behind the Meter | Net-metered residential rooftop and canopy |  | None | Vivint Solar Developer, LLC | JCP&L | Accepted | 2019-08-29 | 2019-08-30 | 2021-10-30 | HANWHA SOLAR | Q.PEAK BLK-G5 315 | Solar Panels |  | 0.315 | 7 | 143 | 20 |  | Fixed | Roof
NJSTRE1545382774 | NJSRRE1541883940 | Transition Incentive Program | Oaklyn Boro | 8107 | 14 | 16.17 | Residential | Yes | Behind the Meter | Behind the Meter |  | None | 1st Light Energy Inc | PSE&G | Eligible for TI Program | 2019-08-26 | 2019-08-28 | 2021-10-30 | Longi | LR6-60PB-305M | Solar Panels |  | 0.305 | 12 | 58 | 40 |  | Fixed | Roof
NJSTRE1545382775 | NJSRRE1542411920 | Transition Incentive Program | Newark | 7104 | 9 | 10.72 | Residential | No | Behind the Meter | Behind the Meter |  | None | Pro Custom Solar dba Momentum Solar | PSE&G | Eligible for TI Program | 2019-09-17 | 2019-09-19 | 2021-10-30 | LG ELECTRONICS | LG 335N1C-V5 | Solar Panels |  | 0.335 | 9 | 289 | 23 |  | Fixed | Roof
NJSTRE1545382784 | NJSRRE1542409810 | Transition Incentive Program | NEWARK | 7106 | 9 | 4.41 | Residential | Yes | Behind the Meter | Net-metered residential rooftop and canopy |  | None | Vivint Solar Developer, LLC | PSE&G | Accepted | 2019-09-16 | 2019-09-19 | 2021-10-30 | HANWHA SOLAR | Q.PEAK BLK-G5 315 | Solar Panels |  | 0.315 | 5 | 25 | 35 |  | Fixed | Roof
NJSTRE1545382784 | NJSRRE1542409810 | Transition Incentive Program | NEWARK | 7106 | 9 | 4.41 | Residential | Yes | Behind the Meter | Net-metered residential rooftop and canopy |  | None | Vivint Solar Developer, LLC | PSE&G | Accepted | 2019-09-16 | 2019-09-19 | 2021-10-30 | HANWHA SOLAR | Q.PEAK BLK-G5 315 | Solar Panels |  | 0.315 | 9 | 205 | 35 |  | Fixed | Roof
NJSTRE1545382806 | NJSRRE1542412202 | Transition Incentive Program | Union City | 7087 | 8 | 5.03 | Residential | Yes | Behind the Meter | Behind the Meter |  | None | Pro Custom Solar dba Momentum Solar | PSE&G | Eligible for TI Program | 2019-09-17 | 2019-09-19 | 2021-10-30 | LG ELECTRONICS | LG 335N1C-V5 | Solar Panels |  | 0.335 | 8 | 211 | 6 |  | Fixed | Roof
NJSTRE1545382811 | NJSRRE1542248609 | Transition Incentive Program | Millville | 8332 | 20 | 5.51 | Residential | Yes | Behind the Meter | Behind the Meter |  | None | Sunrun Installation Services, Inc. | AC Electric | Eligible for TI Program | 2019-09-05 | 2019-09-10 | 2021-10-30 | REC Solar | REC290TP2 BLK | Solar Panels |  | 0.29 | 4 | 90 | 45 |  | Fixed | Roof
NJSTRE1545382815 | NJSRRE1541894865 | Transition Incentive Program | NEPTUNE | 7753 | 17 | 14.49 | Residential | Yes | Behind the Meter | Net-metered residential rooftop and canopy |  | None | Vivint Solar Developer, LLC | JCP&L | Accepted | 2019-09-03 | 2019-09-03 | 2021-10-30 | HANWHA SOLAR | Q.PEAK BLK-G5 315 | Solar Panels |  | 0.315 | 13 | 96 | 26 |  | Fixed | Roof
NJSTRE1545382817 | NJSRRE1542141612 | Transition Incentive Program | Woodbridge Township | 8863 | 11 | 7.13 | Residential | Yes | Behind the Meter | Net-metered residential rooftop and canopy |  | None | Suntuity Solar LLC | PSE&G | Accepted | 2019-09-04 | 2019-09-06 | 2021-10-30 | Yingli Green Energy | YL310D-30b | Solar Panels |  | 0.31 | 7 | 96 | 29 |  | Fixed | Roof
NJSTRE1545382820 | NJSRRE1541897485 | Transition Incentive Program | Newark | 7112 | 9 | 13.73 | Residential | Yes | Behind the Meter | Net-metered residential rooftop and canopy |  | None | SunPower Corporation, Systems | PSE&G | Accepted |  | 2019-09-03 | 2021-10-30 | SUNPOWER | SPR-E20-327-E-AC | Solar Panels |  | 0.327 | 4 | 301 | 23 |  | Fixed | Roof
NJSTRE1545382820 | NJSRRE1541897485 | Transition Incentive Program | Newark | 7112 | 9 | 13.73 | Residential | Yes | Behind the Meter | Net-metered residential rooftop and canopy |  | None | SunPower Corporation, Systems | PSE&G | Accepted |  | 2019-09-03 | 2021-10-30 | SUNPOWER | SPR-E20-327-E-AC | Solar Panels |  | 0.327 | 29 | 121 | 4 |  | Fixed | Roof
NJSTRE1545382796 | NJSRRE1541880610 | Transition Incentive Program | teaneck | 7666 | 7 | 5.89 | Residential | No | Behind the Meter | Net-metered residential rooftop and canopy |  | None | SunPower Capital LLC | PSE&G | Accepted | 2019-08-29 | 2019-08-29 | 2021-10-30 | sunpower | e20-327-e-ac | Solar Panels |  | 0.327 | 11 | 167 | 37 |  | Fixed | Roof
NJSTRE1545382796 | NJSRRE1541880610 | Transition Incentive Program | teaneck | 7666 | 7 | 5.89 | Residential | No | Behind the Meter | Net-metered residential rooftop and canopy |  | None | SunPower Capital LLC | PSE&G | Accepted | 2019-08-29 | 2019-08-29 | 2021-10-30 | sunpower | e20-327-e-ac | Solar Panels |  | 0.327 | 7 | 77 | 18 |  | Fixed | Roof
NJSTRE1545382806 | NJSRRE1542412202 | Transition Incentive Program | Union City | 7087 | 8 | 5.03 | Residential | Yes | Behind the Meter | Behind the Meter |  | None | Pro Custom Solar dba Momentum Solar | PSE&G | Eligible for TI Program | 2019-09-17 | 2019-09-19 | 2021-10-30 | LG ELECTRONICS | LG 335N1C-V5 | Solar Panels |  | 0.335 | 7 | 32 | 8 |  | Fixed | Roof
NJSTRE1545382810 | NJSRRE1542373165 | Transition Incentive Program | Sicklerville | 8081 | 14 | 9.92 | Residential | No | Behind the Meter | Behind the Meter |  | None | Posigen NJ LLC | AC Electric | Eligible for TI Program | 2019-09-09 | 2019-09-11 | 2021-10-30 | Silfab | SLA-M 320 | Solar Panels |  | 0.32 | 31 | 98 | 38 |  | Fixed | Roof
NJSTRE1545382811 | NJSRRE1542248609 | Transition Incentive Program | Millville | 8332 | 20 | 5.51 | Residential | Yes | Behind the Meter | Behind the Meter |  | None | Sunrun Installation Services, Inc. | AC Electric | Eligible for TI Program | 2019-09-05 | 2019-09-10 | 2021-10-30 | REC Solar | REC290TP2 BLK | Solar Panels |  | 0.29 | 7 | 359 | 23 |  | Fixed | Roof
NJSTRE1545382811 | NJSRRE1542248609 | Transition Incentive Program | Millville | 8332 | 20 | 5.51 | Residential | Yes | Behind the Meter | Behind the Meter |  | None | Sunrun Installation Services, Inc. | AC Electric | Eligible for TI Program | 2019-09-05 | 2019-09-10 | 2021-10-30 | REC Solar | REC290TP2 BLK | Solar Panels |  | 0.29 | 8 | 179 | 23 |  | Fixed | Roof
NJSTRE1545382815 | NJSRRE1541894865 | Transition Incentive Program | NEPTUNE | 7753 | 17 | 14.49 | Residential | Yes | Behind the Meter | Net-metered residential rooftop and canopy |  | None | Vivint Solar Developer, LLC | JCP&L | Accepted | 2019-09-03 | 2019-09-03 | 2021-10-30 | Hanwha Solar | Q.PEAK BLK-G5 315 | Solar Panels |  | 0.315 | 9 | 276 | 27 |  | Fixed | Roof
NJSTRE1545382815 | NJSRRE1541894865 | Transition Incentive Program | NEPTUNE | 7753 | 17 | 14.49 | Residential | Yes | Behind the Meter | Net-metered residential rooftop and canopy |  | None | Vivint Solar Developer, LLC | JCP&L | Accepted | 2019-09-03 | 2019-09-03 | 2021-10-30 | Hanwha Solar | Q.PEAK BLK-G5 315 | Solar Panels |  | 0.315 | 11 | 276 | 26 |  | Fixed | Roof
NJSTRE1545382820 | NJSRRE1541897485 | Transition Incentive Program | Newark | 7112 | 9 | 13.73 | Residential | Yes | Behind the Meter | Net-metered residential rooftop and canopy |  | None | SunPower Corporation, Systems | PSE&G | Accepted |  | 2019-09-03 | 2021-10-30 | SUNPOWER | SPR-E20-327-E-AC | Solar Panels |  | 0.327 | 5 | 121 | 23 |  | Fixed | Roof
NJSTRE1545382820 | NJSRRE1541897485 | Transition Incentive Program | Newark | 7112 | 9 | 13.73 | Residential | Yes | Behind the Meter | Net-metered residential rooftop and canopy |  | None | SunPower Corporation, Systems | PSE&G | Accepted |  | 2019-09-03 | 2021-10-30 | SUNPOWER | SPR-E20-327-E-AC | Solar Panels |  | 0.327 | 4 | 121 | 44 |  | Fixed | Roof
NJSTRE1545382831 | NJSRRE1541989805 | Transition Incentive Program | Little Falls | 7424 | 6 | 6.3 | Residential | Yes | Behind the Meter | Net-metered residential rooftop and canopy |  | None | Vivint Solar Developer, LLC | PSE&G | Accepted | 2019-09-04 | 2019-09-05 | 2021-10-30 | Hanwha | Q.PEAK BLK-G5 315w | Solar Panels |  | 0.315 | 14 | 110 | 23 |  | Fixed | Roof
NJSTRE1545382832 | NJSRRE1541873593 | Transition Incentive Program | Lincroft | 7738 | 17 | 26.66 | Residential | No | Behind the Meter | Behind the Meter |  | None | Spectrum Energy, Inc. | JCP&L | Eligible for TI Program | 2019-08-22 | 2019-08-27 | 2021-10-30 | Trina | TSMDD05A.05(II) 310W | Solar Panels |  | 0.31 | 37 | 52 | 27 |  | Fixed | Roof
NJSTRE1545382836 | NJSRRE1542389719 | Transition Incentive Program | TOMS RIVER | 8757 | 18 | 2.52 | Residential | Yes | Behind the Meter | Net-metered residential rooftop and canopy |  | None | Vivint Solar Developer, LLC | JCP&L | Accepted | 2019-09-11 | 2019-09-13 | 2021-10-30 | HANWHA SOLAR | Q.PEAK BLK-G5 315 | Solar Panels |  | 0.315 | 4 | 257 | 19 |  | Fixed | Roof
NJSTRE1545382788 | NJSRRE1541894822 | Transition Incentive Program | Point Pleasant Beach | 8742 | 18 | 8.83 | Residential | Yes | Behind the Meter | Net-metered residential rooftop and canopy |  | None | SunnyMac LLC | JCP&L | Accepted |  | 2019-09-03 | 2021-10-30 | SunPower | SPR-E20-327 | Solar Panels |  | 0.327 | 10 | 189 | 23 |  | Fixed | Roof
NJSTRE1545382788 | NJSRRE1541894822 | Transition Incentive Program | Point Pleasant Beach | 8742 | 18 | 8.83 | Residential | Yes | Behind the Meter | Net-metered residential rooftop and canopy |  | None | SunnyMac LLC | JCP&L | Accepted |  | 2019-09-03 | 2021-10-30 | SunPower | SPR-E20-327 | Solar Panels |  | 0.327 | 10 | 99 | 20 |  | Fixed | Roof
NJSTRE1545382790 | NJSRRE1541989859 | Transition Incentive Program | Riverside | 8075 | 13 | 3.15 | Residential | Yes | Behind the Meter | Net-metered residential rooftop and canopy |  | None | Vivint Solar Developer, LLC | PSE&G | Accepted | 2019-09-03 | 2019-09-05 | 2021-10-30 | Hanwha | Q.PEAK BLK-G5 315 | Solar Panels |  | 0.315 | 10 | 237 | 29 |  | Fixed | Roof
NJSTRE1545382799 | NJSRRE1541882891 | Transition Incentive Program | Millville | 8332 | 20 | 13.64 | Residential | Yes | Behind the Meter | Net-metered residential rooftop and canopy |  | None | Suntuity Solar LLC | AC Electric | Accepted | 2019-08-24 | 2019-08-28 | 2021-10-30 | Yingli Solar | YL310D-30b | Solar Panels |  | 0.31 | 21 | 203 | 18 |  | Fixed | Roof
NJSTRE1545382801 | NJSRRE1542376549 | Transition Incentive Program | Teaneck | 7666 | 7 | 6.93 | Residential | Yes | Behind the Meter | Net-metered residential rooftop and canopy |  | None | Vivint Solar Developer, LLC | PSE&G | Accepted | 2019-09-12 | 2019-09-12 | 2021-10-30 | Hanwha Solar | Q.PEAK BLK-G5 315 | Solar Panels |  | 0.315 | 13 | 116 | 38 |  | Fixed | Roof
NJSTRE1545382809 | NJSRRE1541989840 | Transition Incentive Program | River Edge | 7661 | 7 | 7.88 | Residential | Yes | Behind the Meter | Net-metered residential rooftop and canopy |  | None | Vivint Solar Developer, LLC | PSE&G | Accepted | 2019-09-04 | 2019-09-05 | 2021-10-30 | Hanwha | Q.PEAK BLK-G5 315w | Solar Panels |  | 0.315 | 12 | 289 | 27 |  | Fixed | Roof
NJSTRE1545382812 | NJSRRE1542033724 | Transition Incentive Program | East Brunswick Twp | 8816 | 11 | 7.56 | Residential | Yes | Behind the Meter | Net-metered residential rooftop and canopy |  | None | Tesla Energy Operations Inc | PSE&G | Accepted | 2019-09-03 | 2019-09-05 | 2021-10-30 | Hanwha Q-Cells | Q.Peak DUO BLK-G5/SC315 | Solar Panels |  | 0.315 | 12 | 219 | 23 |  | Fixed | Roof
NJSTRE1545382812 | NJSRRE1542033724 | Transition Incentive Program | East Brunswick Twp | 8816 | 11 | 7.56 | Residential | Yes | Behind the Meter | Net-metered residential rooftop and canopy |  | None | Tesla Energy Operations Inc | PSE&G | Accepted | 2019-09-03 | 2019-09-05 | 2021-10-30 | Hanwha Q-Cells | Q.Peak DUO BLK-G5/SC315 | Solar Panels |  | 0.315 | 6 | 39 | 23 |  | Fixed | Roof
NJSTRE1545382819 | NJSRRE1541888755 | Transition Incentive Program | Ridgefield | 7657 | 7 | 6.38 | Residential | Yes | Behind the Meter | Behind the Meter |  | None | Sunrun Installation Services, Inc. | PSE&G | Eligible for TI Program | 2019-08-27 | 2019-08-30 | 2021-10-30 | REC Solar | REC290TP2 BLK | Solar Panels |  | 0.29 | 7 | 110 | 34 |  | Fixed | Roof
NJSTRE1545382821 | NJSRRE1542376985 | Transition Incentive Program | PENNSAUKEN | 8110 | 14 | 4.41 | Residential | Yes | Behind the Meter | Net-metered residential rooftop and canopy |  | None | Vivint Solar Developer, LLC | PSE&G | Accepted | 2019-09-10 | 2019-09-12 | 2021-10-30 | HANWHA SOLAR | Q.PEAK BLK-G5 315 | Solar Panels |  | 0.315 | 10 | 135 | 30 |  | Fixed | Roof
NJSTRE1545382829 | NJSRRE1541862263 | Transition Incentive Program | Merchantville | 8109 | 14 | 9.77 | Residential | Yes | Behind the Meter | Net-metered residential rooftop and canopy |  | None | Vivint Solar Developer, LLC | PSE&G | Accepted | 2019-08-22 | 2019-08-26 | 2021-10-30 | Hanwha Solar | Q.PEAK BLK-G5 315 | Solar Panels |  | 0.315 | 16 | 78 | 22 |  | Fixed | Roof
NJSTRE1545382830 | NJSRRE1542269594 | Transition Incentive Program | HASBROUCK HEIGHTS | 7604 | 7 | 8.51 | Residential | Yes | Behind the Meter | Net-metered residential rooftop and canopy |  | None | Vivint Solar Developer, LLC | PSE&G | Accepted | 2019-09-05 | 2019-09-10 | 2021-10-30 | Hanwha Solar | Q.PEAK BLK-G5 315 | Solar Panels |  | 0.315 | 9 | 126 | 38 |  | Fixed | Roof
NJSTRE1545382777 | NJSRRE1541993216 | Transition Incentive Program | Freehold | 7728 | 17 | 17.96 | Residential | No | Behind the Meter | Net-metered residential rooftop and canopy |  | None | Suntuity Solar LLC | JCP&L | Accepted | 2019-09-03 | 2019-09-05 | 2021-10-30 | Yingli Green Energy | YL315D-30b | Solar Panels |  | 0.315 | 3 | 75 | 32 |  | Fixed | Roof
NJSTRE1545382781 | NJSRRE1541884673 | Transition Incentive Program | Vineland | 8360 | 20 | 6.9 | Residential | No | Behind the Meter | Net-metered residential rooftop and canopy |  | None | Bright Planet Solar | Vineland Muni Electric | Accepted |  | 2019-10-11 | 2021-10-30 | Trina Solar | TSM-DD05A.18(II) 300W | Solar Panels |  | 0.3 | 3 | 288 | 15 |  | Fixed | Roof
NJSTRE1545382781 | NJSRRE1541884673 | Transition Incentive Program | Vineland | 8360 | 20 | 6.9 | Residential | No | Behind the Meter | Net-metered residential rooftop and canopy |  | None | Bright Planet Solar | Vineland Muni Electric | Accepted |  | 2019-10-11 | 2021-10-30 | Trina Solar | TSM-DD05A.18(II) 300W | Solar Panels |  | 0.3 | 8 | 280 | 5 |  | Fixed | Roof
NJSTRE1545382786 | NJSRRE1541862689 | Transition Incentive Program | Villas | 8251 | 21 | 7.32 | Residential | Yes | Behind the Meter | Net-metered residential rooftop and canopy |  | None | All Season Solar | AC Electric | Accepted | 2019-08-20 | 2019-08-26 | 2021-10-30 | Trina | TSM DD05A.05II 305W MAR 2019 | Solar Panels |  | 0.305 | 6 | 121 | 26 |  | Fixed | Roof
NJSTRE1545382787 | NJSRRE1542376769 | Transition Incentive Program | Middlesex | 8846 | 11 | 8.04 | Residential | Yes | Behind the Meter | Behind the Meter |  | None | Pro Custom Solar dba Momentum Solar | PSE&G | Eligible for TI Program | 2019-09-10 | 2019-10-08 | 2021-10-30 | LG ELECTRONICS | LG 335N1C-V5 | Solar Panels |  | 0.335 | 24 | 174 | 6 |  | Fixed | Roof
NJSTRE1545382792 | NJSRRE1541883805 | Transition Incentive Program | WOODBURY HEIGHTS | 8097 | 15 | 5.27 | Residential | Yes | Behind the Meter | Net-metered residential rooftop and canopy |  | None | Vivint Solar Developer, LLC | PSE&G | Accepted | 2019-08-29 | 2019-09-04 | 2021-10-30 | HANWHA SOLAR | Q.PEAK BLK-G5 310 | Solar Panels |  | 0.31 | 4 | 167 | 17 |  | Fixed | Roof
NJSTRE1545506347 |  | Transition Incentive Program | Swedesboro | 8085 | 15 | 8.16 | Residential | No | Behind the Meter | Net-metered residential rooftop and canopy |  | None | Trinity Solar | AC Electric | Accepted | 2020-08-26 | 2020-08-28 | 2021-10-30 | Solar Edge | SE7600 | Inverters | 7600 |  | 1 |  |  | 0.97 |  | Outside | side of home
NJSTRE1545506417 |  | Transition Incentive Program | Trenton City | 8638 | 12 | 7.44 | Residential | Yes | Behind the Meter | Net-metered residential rooftop and canopy |  | None | Bright Planet Solar | PSE&G | Accepted | 2020-08-26 | 2020-08-28 | 2021-10-30 | SOLAR EDGE | SE6000H-USRGM | Inverters | 6000 |  | 1 |  |  | 0.98 |  | Outdoor | OUTSIDE
NJSTRE1545506460 |  | Transition Incentive Program | Hackensack | 7601 | 7 | 10.2 | Residential | Yes | Behind the Meter | Net-metered residential rooftop and canopy |  | None | Trinity Solar | PSE&G | Accepted | 2020-08-26 | 2020-08-28 | 2021-10-30 | SOLAR EDGE | SE7600H-US | Inverters | 7600 |  | 1 |  |  | 0.97 |  | Outside | 0.97
NJSTRE1545506487 |  | Transition Incentive Program | Westville | 8093 | 15 | 18.7 | Residential | Yes | Behind the Meter | Net-metered residential rooftop and canopy |  | None | Trinity Solar | PSE&G | Accepted | 2020-08-26 | 2020-08-28 | 2021-10-30 | SOLAR EDGE | SE3000H-US | Inverters | 3000 |  | 1 |  |  | 0.97 |  | Outside | SIDE OF HOME
NJSTRE1545506516 |  | Transition Incentive Program | SOMERSET | 8873 | 5 | 9.43 | Residential | Yes | Behind the Meter | Net-metered residential rooftop and canopy |  | None | Infinity Solar Systems | PSE&G | Accepted | 2020-08-26 | 2020-08-28 | 2021-10-30 | ENPHASE | IQ7-60-X-US | Inverters | 240 |  | 29 |  |  | 0.97 |  | Outside | MICROINVERTERS
NJSTRE1545506958 |  | Transition Incentive Program | Brigantine | 8203 | 19 | 6.3 | Residential | No | Behind the Meter | Net-metered residential rooftop and canopy |  | None | Advanced Renewable Solutions | AC Electric | Accepted | 2020-08-26 | 2020-08-28 | 2021-10-30 | ENPHASE | IQ7-60-2-US | Inverters | 4800 |  | 20 |  |  | 0.976 |  | Outdoor | Micro-inverters are mounted to underside of every solar
NJSTRE1545382249 | NJSRRE1541803413 | Transition Incentive Program | Newark | 7104 | 9 | 5.12 | Residential | Yes | Behind the Meter | Behind the Meter |  | None | Skyline Solar, LLC | PSE&G | Eligible for TI Program | 2019-08-09 | 2019-08-23 | 2021-10-30 | Hanwha Qcells | Q.PEAK DUO-G5 320 | Solar Panels |  | 0.32 | 16 | 184 | 10 |  | Fixed | Roof
NJSTRE1545382252 | NJSRRE1541851599 | Transition Incentive Program | Linden | 7036 | 10 | 12.73 | Residential | Yes | Behind the Meter | Behind the Meter |  | None | Pro Custom Solar dba Momentum Solar | PSE&G | Eligible for TI Program | 2019-08-16 | 2019-08-23 | 2021-10-30 | LG ELECTRONICS | LG 335N1C-V5 | Solar Panels |  | 0.335 | 9 | 310 | 18 |  | Fixed | Roof
NJSTRE1545382254 | NJSRRE1541731505 | Transition Incentive Program | Pittstown | 8867 | 4 | 12.6 | Residential | No | Behind the Meter | Behind the Meter |  | None | Green Power Energy | JCP&L | Eligible for TI Program | 2019-08-02 | 2019-08-07 | 2021-10-30 | S-Energy | SN360M-10 | Solar Panels |  | 0.36 | 31 | 185 | 27 |  | Fixed | Roof
NJSTRE1545382261 | NJSRRE1541835511 | Transition Incentive Program | Trenton City | 8611 | 12 | 9.6 | Residential | Yes | Behind the Meter | Behind the Meter |  | None | Skyline Solar, LLC | PSE&G | Eligible for TI Program | 2019-08-14 | 2019-10-28 | 2021-10-30 | Hanwha Q-Cells | Q.PEAK DUO-G5 320 | Solar Panels |  | 0.32 | 30 | 51231141 | 13 |  | Fixed | Roof
NJSTRE1545382270 | NJSRRE1541732340 | Transition Incentive Program | Oakland | 7436 | 7 | 9.6 | Residential | Yes | Behind the Meter | Behind the Meter |  | None | Skyline Solar, LLC | Orange Rockland Electric | Eligible for TI Program | 2019-08-02 | 2019-08-07 | 2021-10-30 | Silfab | SIL-320BL | Solar Panels |  | 0.32 | 30 | 107 | 22 |  | Fixed | Roof
NJSTRE1545382273 | NJSRRE1541787780 | Transition Incentive Program | Pleasantville | 8232 | 19 | 11.47 | Residential | Yes | Behind the Meter | Net-metered residential rooftop and canopy |  | None | Suntuity Solar LLC | AC Electric | Accepted | 2019-08-05 | 2019-08-07 | 2021-10-30 | Yingli Green Energy | YL310D-30b | Solar Panels |  | 0.31 | 8 | 316 | 20 |  | Fixed | Roof
NJSTRE1545382279 | NJSRRE1541810033 | Transition Incentive Program | WESTAMPTON | 8060 | 13 | 6.62 | Residential | Yes | Behind the Meter | Net-metered residential rooftop and canopy |  | None | Vivint Solar Developer, LLC | PSE&G | Accepted | 2019-08-26 | 2019-08-26 | 2021-10-30 | Hanwhan Solar | Q.PEAK BLK-G5 315 | Solar Panels |  | 0.315 | 21 | 309 | 21 |  | Fixed | Roof
NJSTRE1545382285 | NJSRRE1541851005 | Transition Incentive Program | Union Beach | 7735 | 17 | 17.01 | Residential | Yes | Behind the Meter | Behind the Meter |  | None | Trinity Solar | JCP&L | Eligible for TI Program | 2019-08-16 | 2019-08-23 | 2021-10-30 | Hanwha | Q.PEAK DUO BLK-G5 315 | Solar Panels |  | 0.315 | 21 | 264 | 19 |  | Fixed | Roof
NJSTRE1545382286 | NJSRRE1541815205 | Transition Incentive Program | LITTLE EGG HARBOR TWP | 8087 | 18 | 2.52 | Residential | Yes | Behind the Meter | Net-metered residential rooftop and canopy |  | None | Vivint Solar Developer, LLC | AC Electric | Accepted |  | 2019-09-03 | 2021-10-30 | Hanwha Solar | Q.PEAK BLK-G5 315 | Solar Panels |  | 0.315 | 8 | 119 | 11 |  | Fixed | Roof
NJSTRE1545382291 | NJSRRE1541815195 | Transition Incentive Program | Wood Ridge | 7075 | 7 | 8.04 | Residential | Yes | Behind the Meter | Behind the Meter |  | None | Pro Custom Solar dba Momentum Solar | PSE&G | Eligible for TI Program | 2019-08-12 | 2019-08-23 | 2021-10-30 | LG ELECTRONICS | LG 335N1C-V5 | Solar Panels |  | 0.335 | 16 | 127 | 23 |  | Fixed | Roof
NJSTRE1545382293 | NJSRRE1541726643 | Transition Incentive Program | Newark | 7106 | 9 | 8.7 | Residential | Yes | Behind the Meter | Behind the Meter |  | None | Sunrun Installation Services, Inc. | PSE&G | Eligible for TI Program | 2019-08-01 | 2019-08-06 | 2021-10-30 | REC Solar | REC290TP2 BLK | Solar Panels |  | 0.29 | 12 | 114 | 23 |  | Fixed | Roof
NJSTRE1545382296 | NJSRRE1541788041 | Transition Incentive Program | SOMERSET | 8873 | 5 | 6.62 | Residential | Yes | Behind the Meter | Behind the Meter |  | None | Pro Custom Solar dba Momentum Solar | PSE&G | Eligible for TI Program | 2019-08-05 | 2019-08-08 | 2021-10-30 | HANWHA | Q.PEAK DUO BLK-G5 315 | Solar Panels |  | 0.315 | 9 | 244 | 16 |  | Fixed | Roof
NJSTRE1545382841 | NJSRRE1542416783 | Transition Incentive Program | Egg Harbor Township | 8234 | 19 | 6.7 | Residential | Yes | Behind the Meter | Behind the Meter |  | None | Pro Custom Solar dba Momentum Solar | AC Electric | Eligible for TI Program | 2019-09-18 | 2019-09-20 | 2021-10-30 | LG ELECTRONICS | LG 335N1C-V5 | Solar Panels |  | 0.335 | 20 | 195 | 26 |  | Fixed | Roof
NJSTRE1545382845 | NJSRRE1542393501 | Transition Incentive Program | Keansburg | 7734 | 17 | 15.6 | Residential | No | Behind the Meter | Net-metered residential rooftop and canopy |  | None | Bright Planet Solar | PSE&G | Accepted |  | 2019-09-16 | 2021-10-30 | TRINA SOLAR | TSM-DD05A.05(II) 300W | Solar Panels |  | 0.3 | 37 | 217 | 23 |  | Fixed | Roof
NJSTRE1545507909 |  | Transition Incentive Program | Allentown | 8501 | 17 | 16.32 | Residential | No | Behind the Meter | Net-metered residential rooftop and canopy |  | None | Tesla Energy Operations Inc. | JCP&L | Accepted | 2020-08-26 | 2020-08-28 | 2021-10-30 | SolarEdge Technologies | SE7600H-US [240V] | Inverters | 7600 |  | 2 |  |  | 0.99 |  | Indoor | Inside garage
NJSTRE1545509297 |  | Transition Incentive Program | Perth Amboy | 8861 | 11 | 4.9 | Residential | Yes | Behind the Meter | Net-metered residential rooftop and canopy |  | None | Pro Custom Solar | PSE&G | Accepted | 2020-08-26 | 2020-08-28 | 2021-10-30 | Enphase | IQ7PLUS-72-2-US | Inverters | 290 |  | 14 |  |  | 0.97 |  | Outdoor | Roof
NJSTRE1545509470 |  | Transition Incentive Program | Union | 7083 | 10 | 4.9 | Residential | Yes | Behind the Meter | Net-metered residential rooftop and canopy |  | None | Pro Custom Solar dba Momentum Solar | PSE&G | Accepted | 2020-08-26 | 2020-08-28 | 2021-10-30 | Enphase | IQ7PLUS-72-2-US | Inverters | 290 |  | 14 |  |  | 0.97 |  | Outdoor | Roof
NJSTRE1545509544 |  | Transition Incentive Program | Medford | 8055 | 13 | 25.28 | Commercial | Yes | Behind the Meter | Net-metered non-residential ground mount |  | None | Geoscape Solar | PSE&G | Accepted | 2020-08-26 | 2020-08-28 | 2021-10-30 | SolarEdge | SE9KUS | Inverters | 9000 |  | 1 |  |  | 0.98 |  | Indoor | in electrical room
NJSTRE1545509589 |  | Transition Incentive Program | West Orange | 7052 | 9 | 10.37 | Residential | No | Behind the Meter | Net-metered residential rooftop and canopy |  | None | Sunrun Installation Services, Inc. | PSE&G | Accepted | 2020-08-26 | 2020-08-31 | 2021-10-30 | Delta Electronics | M4-TL-US | Inverters | 4000 |  | 1 |  |  | 0.98 |  | Outdoor | Near main panel
NJSTRE1545509648 |  | Transition Incentive Program | Newark City | 7104 | 9 | 4.62 | Residential | Yes | Behind the Meter | Net-metered residential rooftop and canopy |  | None | Sunrun Installation Services, Inc. | PSE&G | Accepted | 2020-08-26 | 2020-08-28 | 2021-10-30 | Enphase Energy | IQ7-60-x-US (240V) | Inverters | 240 |  | 14 |  |  | 0.96 |  | Outdoor | Rooftop
NJSTRE1545509636 |  | Transition Incentive Program | Brigantine | 8203 | 19 | 21.42 | Residential | No | Behind the Meter | Net-metered residential rooftop and canopy |  | None | Advanced Renewable Solutions | AC Electric | Accepted | 2020-08-26 | 2020-08-28 | 2021-10-30 | ENPHASE | IQ7-60-2-US | Inverters | 16320 |  | 68 |  |  | 0.976 |  | Outdoor | Micro-inverters are mounted to the underside of every S
NJSTRE1545510890 |  | Transition Incentive Program | Bloomfield | 7013 | 6 | 5.18 | Residential | No | Behind the Meter | Net-metered residential rooftop and canopy |  | None | Sunrun Installation Services, Inc. | PSE&G | Accepted | 2020-08-26 | 2020-09-01 | 2021-10-30 | Enphase Energy | IQ7PLUS-72-x-US (240V) | Inverters | 290 |  | 15 |  |  | 0.96 |  | Outdoor | Rooftop
NJSTRE1545515022 |  | Transition Incentive Program | Galloway | 8205 | 19 | 10.54 | Residential | No | Behind the Meter | Net-metered residential ground mount |  | None | Vision Solar LLC | AC Electric | Accepted | 2020-08-27 | 2020-08-31 | 2021-10-30 | ENPHASE | IQ7-60-2-US | Inverters | 0.24 |  | 31 |  |  | 0.96 |  | Other | BEHIND EACH PANEL
NJSTRE1545515147 |  | Transition Incentive Program | Absecon | 8201 | 19 | 10.88 | Residential | Yes | Behind the Meter | Net-metered residential rooftop and canopy |  | None | Tesla Energy Operations Inc. | AC Electric | Accepted | 2020-08-27 | 2020-08-31 | 2021-10-30 | SolarEdge Technologies | SE10000H-US [240V] | Inverters | 10000 |  | 1 |  |  | 0.99 |  | Outside | Outside
NJSTRE1545382817 | NJSRRE1542141612 | Transition Incentive Program | Woodbridge Township | 8863 | 11 | 7.13 | Residential | Yes | Behind the Meter | Net-metered residential rooftop and canopy |  | None | Suntuity Solar LLC | PSE&G | Accepted | 2019-09-04 | 2019-09-06 | 2021-10-30 | Yingli Green Energy | YL310D-30b | Solar Panels |  | 0.31 | 2 | 276 | 20 |  | Fixed | Roof
NJSTRE1545382817 | NJSRRE1542141612 | Transition Incentive Program | Woodbridge Township | 8863 | 11 | 7.13 | Residential | Yes | Behind the Meter | Net-metered residential rooftop and canopy |  | None | Suntuity Solar LLC | PSE&G | Accepted | 2019-09-04 | 2019-09-06 | 2021-10-30 | Yingli Green Energy | YL310D-30b | Solar Panels |  | 0.31 | 2 | 96 | 12 |  | Fixed | Roof
NJSTRE1545510884 |  | Transition Incentive Program | UNION BEACH | 7735 | 17 | 8.78 | Residential | Yes | Behind the Meter | Net-metered residential rooftop and canopy |  | None | Vivint Solar Developer, LLC | JCP&L | Accepted | 2020-08-27 | 2020-09-01 | 2021-10-30 | SOLAREDGE | SE7600H-US | Inverters | 7600 |  | 1 |  |  | 0.992 |  | Outdoor | Near the Utility Meter
NJSTRE1545515112 |  | Transition Incentive Program | Bellmawr | 8031 | 14 | 8.16 | Residential | No | Behind the Meter | Net-metered residential rooftop and canopy |  | None | Vision Solar LLC | PSE&G | Accepted | 2020-08-27 | 2020-08-31 | 2021-10-30 | ENPHASE | IQ7-60-2-US | Inverters | 0.24 |  | 24 |  |  | 0.96 |  | Other | BEHIND EACH PANEL
NJSTRE1545515155 |  | Transition Incentive Program | Brigantine | 8203 | 19 | 4.27 | Residential | Yes | Behind the Meter | Net-metered residential rooftop and canopy |  | None | Sunrun Installation Services, Inc. | AC Electric | Accepted | 2020-08-27 | 2020-08-31 | 2021-10-30 | Enphase Energy | IQ7-60-x-US (240V) | Inverters | 240 |  | 14 |  |  | 0.96 |  | Outdoor | Rooftop
NJSTRE1545515137 |  | Transition Incentive Program | Flemington | 8822 | 4 | 14.08 | Residential | No | Behind the Meter | Net-metered residential rooftop and canopy |  | None | New Jersey Clean Energy Solutions | JCP&L | Final As-Built Received | 2020-08-31 | 2020-08-31 | 2021-10-30 | Enphase | IQ7 | Inverters | 240 |  | 44 |  |  | 0.97 |  | Outdoor | Roof
NJSTRE1545515237 |  | Transition Incentive Program | Hazlet | 7730 | 17 | 14.15 | Residential | Yes | Behind the Meter | Net-metered residential rooftop and canopy |  | None | Sunrun Installation Services, Inc. | JCP&L | Accepted | 2020-08-27 | 2020-09-15 | 2021-10-30 | Enphase Energy | IQ7PLUS-72-x-US (240V) | Inverters | 290 |  | 41 |  |  | 0.96 |  | Outdoor | Rooftop
NJSTRE1545515263 |  | Transition Incentive Program | NORTH PLAINFIELD | 7063 | 10 | 8.13 | Residential | Yes | Behind the Meter | Net-metered residential rooftop and canopy |  | None | Vivint Solar Developer, LLC | PSE&G | Accepted | 2020-08-28 | 2020-08-31 | 2021-10-30 | SOLAREDGE | SE7600H-US | Inverters | 7600 |  | 1 |  |  | 0.992 |  | Outdoor | Near the Utility Meter
NJSTRE1545515247 |  | Transition Incentive Program | Towaco | 7082 | 3 | 154.66 | School Public K-12 | Yes | Behind the Meter | Net-metered non-residential rooftop and canopy |  | None | Solar Landscape | JCP&L | Accepted | 2020-08-27 | 2020-08-31 | 2021-10-30 | Solar Edge | SE43.2KUS | Inverters | 43200 |  | 3 |  |  | 0.97 |  | Outdoor | Wall mounted, ground level
NJSTRE1545515429 |  | Transition Incentive Program | WILDWOOD | 8260 | 21 | 3.74 | Residential | Yes | Behind the Meter | Net-metered residential rooftop and canopy |  | None | Trinity Solar | AC Electric | Accepted | 2020-08-27 | 2020-08-31 | 2021-10-30 | Solar Edge | SE3000H-US000BNC4 | Inverters | 3000 |  | 1 |  |  | 0.97 |  | Outdoor | side of home
NJSTRE1545515522 |  | Transition Incentive Program | CAPE MAY POINT | 8212 | 21 | 6.12 | Residential | No | Behind the Meter | Net-metered residential rooftop and canopy |  | None | Trinity Solar | AC Electric | Accepted | 2020-08-27 | 2020-08-31 | 2021-10-30 | Solar Edge | SE5000H-US000BNC4 | Inverters | 5000 |  | 1 |  |  | 0.97 |  | Outdoor | side of home
NJSTRE1545515578 |  | Transition Incentive Program | NORTH ARLINGTON | 7031 | 7 | 4.76 | Residential | Yes | Behind the Meter | Net-metered residential rooftop and canopy |  | None | Trinity Solar | PSE&G | Accepted | 2020-08-27 | 2020-08-31 | 2021-10-30 | Solar Edge | SE3800H-US000BNC4 | Inverters | 3800 |  | 1 |  |  | 0.97 |  | Outdoor | side of home
NJSTRE1545507152 | NJSRRE1544128099 | Transition Incentive Program | Union City | 7087 | 8 | 11.04 | Residential | Yes | Behind the Meter | Net-metered residential rooftop and canopy |  | None | Pro Custom Solar dba Momentum Solar | PSE&G | Accepted | 2020-01-07 | 2020-01-10 | 2021-10-30 | ENPHASE ENERGY | IQ7PLUS-72-2-US | Inverters | 295 |  | 32 |  |  | 0.97 |  | Outdoor | ROOF
NJSTRE1545507165 | NJSRRE1544352932 | Transition Incentive Program | Maple Shade | 8052 | 13 | 8.4 | Residential | Yes | Behind the Meter | Net-metered residential rooftop and canopy |  | None | Pro Custom Solar dba Momentum Solar | PSE&G | Accepted | 2020-02-04 | 2020-02-07 | 2021-10-30 | enphase energy | IQ7PLUS-72-2-US | Inverters | 290 |  | 24 |  |  | 0.97 |  | Outdoor | roof
NJSTRE1545507114 |  | Transition Incentive Program | Wood Ridge Boro | 7075 | 7 | 7.15 | Residential | No | Behind the Meter | Net-metered residential rooftop and canopy |  | None | Green Power Energy | PSE&G | Accepted | 2020-08-26 | 2020-08-28 | 2021-10-30 | Solar Edge | SE7600H-US | Inverters | 600 |  | 1 |  |  | 0.97 |  | Outside | next to meter
NJSTRE1545507201 |  | Transition Incentive Program | Linwood | 8221 | 19 | 8.18 | Residential | No | Behind the Meter | Net-metered residential rooftop and canopy |  | None | SunPower Capital, LLC | AC Electric | Accepted | 2020-08-26 | 2020-08-28 | 2021-10-30 | SunPower | SPR-E20-327-E-AC | Inverters | 320 |  | 27 |  |  | 0.975 |  | Outdoor | on the rooftop under each solar panel
NJSTRE1545509463 |  | Transition Incentive Program | Union Township | 7088 | 10 | 9.05 | Residential | No | Behind the Meter | Net-metered residential rooftop and canopy |  | None | Green Power Energy | PSE&G | Accepted | 2020-08-26 | 2020-08-28 | 2021-10-30 | Enphase Energy | IQ7PLUS-72-2-US | Inverters | 0.29 |  | 27 |  |  | 0.975 |  | Outside | next to meter
NJSTRE1545509615 |  | Transition Incentive Program | SADDLE BROOK | 7663 | 7 | 5.85 | Residential | Yes | Behind the Meter | Net-metered residential rooftop and canopy |  | None | Vivint Solar Developer, LLC | PSE&G | Accepted | 2020-08-27 | 2020-08-28 | 2021-10-30 | Solar Edge | SE3800H-US | Inverters | 3800 |  | 1 |  |  | 0.992 |  | Outdoor | Near the Utility Meter
NJSTRE1545510870 |  | Transition Incentive Program | Toms River | 8753 | 18 | 8.16 | Residential | Yes | Behind the Meter | Net-metered residential rooftop and canopy |  | None | Tesla Energy Operations Inc. | JCP&L | Accepted | 2020-08-26 | 2020-08-28 | 2021-10-30 | SolarEdge Technologies | SE7600H-US [240V] | Inverters | 7600 |  | 1 |  |  | 0.99 |  | Outside | Outside
NJSTRE1545515243 |  | Transition Incentive Program | Manahawkin | 8050 | 18 | 3.74 | Residential | Yes | Behind the Meter | Net-metered residential rooftop and canopy |  | None | Trinity Solar | AC Electric | Accepted | 2020-08-27 | 2020-09-14 | 2021-10-30 | Solar Edge | SE3000 | Inverters | 3000 |  | 1 |  |  | 0.97 |  | Outside | side of home
NJSTRE1545515461 |  | Transition Incentive Program | Egg Harbor Township | 8234 | 19 | 11.88 | Residential | No | Behind the Meter | Net-metered residential rooftop and canopy |  | None | Green Power Energy | AC Electric | Accepted | 2020-08-27 | 2020-08-31 | 2021-10-30 | Enphase Energy | IQ7PLUS-72-2-US | Inverters | 0.29 |  | 33 |  |  | 0.975 |  | Outside | next to meter
NJSTRE1545515621 |  | Transition Incentive Program | Hammonton | 8037 | 19 | 9.86 | Residential | Yes | Behind the Meter | Net-metered residential rooftop and canopy |  | None | Castle Energy, LLC | AC Electric | Accepted | 2020-08-27 | 2020-08-31 | 2021-10-30 | Enphase Energy | IQ7-60-2-US | Inverters | 240 |  | 29 |  |  | 0.967 |  | Outdoor | on the rooftop under each solar panel
NJSTRE1545515653 |  | Transition Incentive Program | PENNS GROVE | 8069 | 16 | 6.12 | Residential | Yes | Behind the Meter | Net-metered residential rooftop and canopy |  | None | Trinity Solar | AC Electric | Accepted | 2020-08-27 | 2020-08-31 | 2021-10-30 | Solar Edge | SE5000H-US000BNC4 | Inverters | 5000 |  | 1 |  |  | 0.97 |  | Outdoor | side of home
NJSTRE1545515732 |  | Transition Incentive Program | GLASSBORO | 8028 | 15 | 7.14 | Residential | Yes | Behind the Meter | Net-metered residential rooftop and canopy |  | None | Trinity Solar | AC Electric | Accepted | 2020-08-27 | 2020-09-01 | 2021-10-30 | Solar Edge | SE6000H-US000BNC4 | Inverters | 6000 |  | 1 |  |  | 0.97 |  | Outdoor | side of home
NJSTRE1545515965 |  | Transition Incentive Program | IRVINGTON | 7111 | 9 | 6.65 | Residential | Yes | Behind the Meter | Net-metered residential rooftop and canopy |  | None | Infinity Solar Systems | PSE&G | Accepted | 2020-08-27 | 2020-08-31 | 2021-10-30 | ENPHASE | IQ7-60-X-US | Inverters | 240 |  | 19 |  |  | 0.97 |  | Outside | MICROINVERTERS
NJSTRE1545382299 | NJSRRE1541820853 | Transition Incentive Program | Westampton Twp | 8060 | 13 | 6.96 | Residential | Yes | Behind the Meter | Behind the Meter |  | None | Sunrun Installation Services, Inc. | PSE&G | Eligible for TI Program | 2019-08-13 | 2019-08-23 | 2021-10-30 | REC Solar | REC290TP2 BLK | Solar Panels |  | 0.29 | 4 | 199 | 14 |  | Fixed | Roof
NJSTRE1545382304 | NJSRRE1541787862 | Transition Incentive Program | North Caldwell | 7006 | 9 | 10.56 | Residential | No | Behind the Meter | Behind the Meter |  | None | Green Power Energy | PSE&G | Eligible for TI Program | 2019-08-05 | 2019-08-07 | 2021-10-30 | Panasonic | VBHN330SA17 | Solar Panels |  | 0.33 | 32 | 215 | 23 |  | Fixed | Roof
NJSTRE1545382314 | NJSRRE1541841318 | Transition Incentive Program | MANAHAWKIN | 8050 | 18 | 6.62 | Residential | Yes | Behind the Meter | Net-metered residential rooftop and canopy |  | None | Vivint Solar Developer, LLC | AC Electric | Accepted | 2019-08-20 | 2019-08-23 | 2021-10-30 | HANWHA SOLAR | Q.PEAK BLK-G5 315 | Solar Panels |  | 0.315 | 10 | 212 | 22 |  | Fixed | Roof
NJSTRE1545382322 | NJSRRE1541835488 | Transition Incentive Program | Pennsville | 8070 | 16 | 9.6 | Residential | Yes | Behind the Meter | Behind the Meter |  | None | Skyline Solar, LLC | AC Electric | Eligible for TI Program | 2019-08-14 | 2019-08-23 | 2021-10-30 | Hanwha Q-Cells | Q.PEAK DUO-G5 320 | Solar Panels |  | 0.32 | 30 | 134314 | 35 |  | Fixed | Roof
NJSTRE1545382324 | NJSRRE1541845137 | Transition Incentive Program | Hackettstown | 7840 | 2 | 17.69 | Residential | Yes | Behind the Meter | Behind the Meter |  | None | Sunrun Installation Services, Inc. | JCP&L | Eligible for TI Program | 2019-08-15 | 2019-08-23 | 2021-10-30 | REC Solar | REC290TP2 BLK | Solar Panels |  | 0.29 | 8 | 332 | 27 |  | Fixed | Roof
NJSTRE1545382330 | NJSRRE1541814161 | Transition Incentive Program | Sicklerville | 8081 | 14 | 12.4 | Residential | Yes | Behind the Meter | Net-metered residential rooftop and canopy |  | None | Suntuity Solar LLC | AC Electric | Accepted | 2019-08-10 | 2019-08-23 | 2021-10-30 | Yingli Green Energy | YL310D-30b | Solar Panels |  | 0.31 | 7 | 92 | 35 |  | Fixed | Roof
NJSTRE1545382334 | NJSRRE1541859590 | Transition Incentive Program | WEST ORANGE | 7052 | 9 | 13.74 | Residential | Yes | Behind the Meter | Behind the Meter |  | None | Pro Custom Solar dba Momentum Solar | PSE&G | Eligible for TI Program | 2019-08-19 | 2019-08-23 | 2021-10-30 | LG ELECTRONICS | LG 335N1C-V5 | Solar Panels |  | 0.335 | 16 | 8 | 38 |  | Fixed | Roof
NJSTRE1545382340 | NJSRRE1541732370 | Transition Incentive Program | Phillipsburg | 8865 | 2 | 7.25 | Residential | Yes | Behind the Meter | Behind the Meter |  | None | Sunrun Installation Services, Inc. | JCP&L | Eligible for TI Program | 2019-08-02 | 2019-08-07 | 2021-10-30 | REC Solar | REC290TP2 BLK | Solar Panels |  | 0.29 | 21 | 203 | 9 |  | Fixed | Roof
NJSTRE1545413084 |  | Transition Incentive Program | SURF CITY | 8008 | 18 | 7.63 | Residential | Yes | Behind the Meter | Net-metered residential rooftop and canopy |  | None | Sunrun Installation Services, Inc. | AC Electric | Accepted | 2020-08-06 | 2020-08-11 | 2021-10-30 | Enphase Energy | IQ7-60-x-US (240V) | Inverters | 240 |  | 25 |  |  | 0.96 |  | Outdoor | Rooftop
NJSTRE1545416693 |  | Transition Incentive Program | Flanders | 7836 | 3 | 9.57 | Residential | Yes | Behind the Meter | Net-metered residential rooftop and canopy |  | None | Sunrun Installation Services, Inc. | JCP&L | Accepted | 2020-08-07 | 2020-08-11 | 2021-10-30 | Enphase Energy | IQ7-60-x-US (240V) | Inverters | 240 |  | 29 |  |  | 0.96 |  | Outdoor | Rooftop
NJSTRE1545417911 |  | Transition Incentive Program | Point Pleasant Beach | 8742 | 18 | 7.77 | Residential | No | Behind the Meter | Net-metered residential rooftop and canopy |  | None | Whitman Construction, LLC | JCP&L | Accepted | 2020-08-07 | 2020-08-12 | 2021-10-30 | enphase | IQ7Plus-72-2-US | Inverters | 240 |  | 21 |  |  | 0.975 |  | Outdoor | microinverters located under modules
NJSTRE1545419290 |  | Transition Incentive Program | South Brunswick TWP | 8852 | 11 | 11.56 | Residential | No | Behind the Meter | Net-metered residential rooftop and canopy |  | None | Tesla Energy Operations Inc. | PSE&G | Accepted | 2020-08-07 | 2020-08-12 | 2021-10-30 | SolarEdge Technologies | SE10000H-US [240V] | Inverters | 10000 |  | 1 |  |  | 0.99 |  | Indoor | Inside
NJSTRE1545506492 |  | Transition Incentive Program | Cape May | 8204 | 21 | 7.68 | Residential | Yes | Behind the Meter | Net-metered residential rooftop and canopy |  | None | RCL Enterprises Inc. | AC Electric | Accepted | 2020-08-26 | 2020-08-28 | 2021-10-30 | Enphase | IQ7 | Inverters | 240 |  | 24 |  |  | 0.96 |  | Outdoor | under panels
NJSTRE1545507004 |  | Transition Incentive Program | Trenton | 8629 | 12 | 5.78 | Residential | Yes | Behind the Meter | Net-metered residential rooftop and canopy |  | None | Trinity Solar | PSE&G | Accepted | 2020-08-26 | 2020-08-28 | 2021-10-30 | SOLAR EDGE | SE5000H-US | Inverters | 5000 |  | 1 |  |  | 0.97 |  | Outside | SIDE OF HOME
NJSTRE1545506999 |  | Transition Incentive Program | Mount Ephraim | 8059 | 14 | 6.3 | Residential | No | Behind the Meter | Net-metered residential rooftop and canopy |  | None | Advanced Renewable Solutions | PSE&G | Accepted | 2020-08-26 | 2020-08-28 | 2021-10-30 | ENPHASE | IQ7-60-2-US | Inverters | 4800 |  | 20 |  |  | 0.976 |  | Outdoor | Micro-inverters mounted to the underside of every Solar
NJSTRE1545507048 |  | Transition Incentive Program | Freehold | 7728 | 17 | 9.18 | Residential | No | Behind the Meter | Net-metered residential rooftop and canopy |  | None | Trinity Solar | JCP&L | Accepted | 2020-08-26 | 2020-08-28 | 2021-10-30 | SOLAR EDGE | SE7600H-US | Inverters | 7600 |  | 1 |  |  | 0.97 |  | Outdoor | SIDE OF HOME
NJSTRE1545507058 |  | Transition Incentive Program | Parsippany | 7054 | 3 | 12.24 | Residential | Yes | Behind the Meter | Net-metered residential rooftop and canopy |  | None | Tesla Energy Operations Inc. | JCP&L | Accepted | 2020-08-26 | 2020-08-28 | 2021-10-30 | SolarEdge Technologies | SE11400H-US [240V] | Inverters | 11400 |  | 1 |  |  | 0.99 |  | Outside | Outside
NJSTRE1545382799 | NJSRRE1541882891 | Transition Incentive Program | Millville | 8332 | 20 | 13.64 | Residential | Yes | Behind the Meter | Net-metered residential rooftop and canopy |  | None | Suntuity Solar LLC | AC Electric | Accepted | 2019-08-24 | 2019-08-28 | 2021-10-30 | Yingli Solar | YL310D-30b | Solar Panels |  | 0.31 | 23 | 23 | 18 |  | Fixed | Roof
NJSTRE1545382801 | NJSRRE1542376549 | Transition Incentive Program | Teaneck | 7666 | 7 | 6.93 | Residential | Yes | Behind the Meter | Net-metered residential rooftop and canopy |  | None | Vivint Solar Developer, LLC | PSE&G | Accepted | 2019-09-12 | 2019-09-12 | 2021-10-30 | Hanwha Solar | Q.PEAK BLK-G5 315 | Solar Panels |  | 0.315 | 9 | 296 | 38 |  | Fixed | Roof
NJSTRE1545382805 | NJSRRE1542202696 | Transition Incentive Program | Paterson | 7514 | 6 | 11.39 | Residential | Yes | Behind the Meter | Behind the Meter |  | None | Pro Custom Solar dba Momentum Solar | PSE&G | Eligible for TI Program | 2019-09-04 | 2019-09-09 | 2021-10-30 | LG ELECTRONICS | LG 335N1C-V5 | Solar Panels |  | 0.335 | 6 | 282 | 22 |  | Fixed | Roof
NJSTRE1545382807 | NJSRRE1541877921 | Transition Incentive Program | Trenton City | 8638 | 12 | 6.09 | Residential | Yes | Behind the Meter | Behind the Meter |  | None | Sunrun Installation Services, Inc. | PSE&G | Eligible for TI Program | 2019-08-22 | 2019-08-27 | 2021-10-30 | REC Solar | REC290TP2 BLK | Solar Panels |  | 0.29 | 8 | 53 | 23 |  | Fixed | Roof
NJSTRE1545382809 | NJSRRE1541989840 | Transition Incentive Program | River Edge | 7661 | 7 | 7.88 | Residential | Yes | Behind the Meter | Net-metered residential rooftop and canopy |  | None | Vivint Solar Developer, LLC | PSE&G | Accepted | 2019-09-04 | 2019-09-05 | 2021-10-30 | SolarEdge | Hanwha | Solar Panels |  | 0.315 | 4 | 199 | 27 |  | Fixed | Roof
NJSTRE1545382812 | NJSRRE1542033724 | Transition Incentive Program | East Brunswick Twp | 8816 | 11 | 7.56 | Residential | Yes | Behind the Meter | Net-metered residential rooftop and canopy |  | None | Tesla Energy Operations Inc | PSE&G | Accepted | 2019-09-03 | 2019-09-05 | 2021-10-30 | Hanwha Q-Cell | Q.Peak DUO BLK-G5/SC315 | Solar Panels |  | 0.315 | 6 | 129 | 23 |  | Fixed | Roof
NJSTRE1545382817 | NJSRRE1542141612 | Transition Incentive Program | Woodbridge Township | 8863 | 11 | 7.13 | Residential | Yes | Behind the Meter | Net-metered residential rooftop and canopy |  | None | Suntuity Solar LLC | PSE&G | Accepted | 2019-09-04 | 2019-09-06 | 2021-10-30 | Yingli Green Energy | YL310D-30b | Solar Panels |  | 0.31 | 9 | 276 | 29 |  | Fixed | Roof
NJSTRE1545382617 |  | Transition Incentive Program | Edison | 8820 | 11 | 8.16 | Residential | No | Behind the Meter | Net-metered residential rooftop and canopy |  | None | Tesla Energy Operations Inc. | PSE&G | Accepted | 2020-07-31 | 2020-08-07 | 2021-10-30 | Hanwha Q-Cells | Q.Peak DUO BLK-G6+/SC340 | Solar Panels |  | 0.34 | 4 | 267 | 20 |  | Fixed | Roof
NJSTRE1545382617 |  | Transition Incentive Program | Edison | 8820 | 11 | 8.16 | Residential | No | Behind the Meter | Net-metered residential rooftop and canopy |  | None | Tesla Energy Operations Inc. | PSE&G | Accepted | 2020-07-31 | 2020-08-07 | 2021-10-30 | Hanwha Q-Cells | Q.Peak DUO BLK-G6+/SC340 | Solar Panels |  | 0.34 | 8 | 86 | 20 |  | Fixed | Roof
NJSTRE1545382803 | NJSRRE1542373077 | Transition Incentive Program | Princeton | 8540 | 12 | 31.88 | Residential | No | Behind the Meter | Net-metered residential rooftop and canopy |  | None | Exact Solar | PSE&G | Final As-Built Received | 2019-09-09 | 2019-09-12 | 2021-10-30 | LG | LG375Q1C-V5 | Solar Panels |  | 0.375 | 85 | 169 | 10 |  | Fixed | Roof
NJSTRE1545382804 | NJSRRE1542421755 | Transition Incentive Program | NEPTUNE | 7753 | 17 | 11.66 | Residential | Yes | Behind the Meter | Net-metered residential rooftop and canopy |  | None | Vivint Solar Developer, LLC | JCP&L | Accepted | 2019-09-19 | 2019-09-23 | 2021-10-30 | HANWHA SOLAR | Q.PEAK BLK-G5 315 | Solar Panels |  | 0.315 | 13 | 353 | 23 |  | Fixed | Roof
NJSTRE1545382818 | NJSRRE1541987038 | Transition Incentive Program | Woodbridge Township | 7067 | 10 | 6.03 | Residential | Yes | Behind the Meter | Behind the Meter |  | None | Pro Custom Solar dba Momentum Solar | PSE&G | Eligible for TI Program | 2019-08-30 | 2019-09-04 | 2021-10-30 | LG ELECTRONICS | LG 335N1C-A5 | Solar Panels |  | 0.335 | 10 | 333 | 5 |  | Fixed | Roof
NJSTRE1545382822 | NJSRRE1542248737 | Transition Incentive Program | Bloomfield Twp | 7003 | 9 | 2.61 | Residential | Yes | Behind the Meter | Behind the Meter |  | None | Sunrun Installation Services, Inc. | PSE&G | Eligible for TI Program | 2019-09-05 | 2019-09-10 | 2021-10-30 | REC Solar | REC290TP2 BLK | Solar Panels |  | 0.29 | 9 | 127 | 43 |  | Fixed | Roof
NJSTRE1545382829 | NJSRRE1541862263 | Transition Incentive Program | Merchantville | 8109 | 14 | 9.77 | Residential | Yes | Behind the Meter | Net-metered residential rooftop and canopy |  | None | Vivint Solar Developer, LLC | PSE&G | Accepted | 2019-08-22 | 2019-08-26 | 2021-10-30 | Hanwha Solar | Q.PEAK BLK-G5 315 | Solar Panels |  | 0.315 | 15 | 258 | 22 |  | Fixed | Roof
NJSTRE1545382832 | NJSRRE1541873593 | Transition Incentive Program | Lincroft | 7738 | 17 | 26.66 | Residential | No | Behind the Meter | Behind the Meter |  | None | Spectrum Energy, Inc. | JCP&L | Eligible for TI Program | 2019-08-22 | 2019-08-27 | 2021-10-30 | Trina | TSMDD05A.05(II) 310W | Solar Panels |  | 0.31 | 8 | 142 | 18 |  | Fixed | Roof
NJSTRE1545382833 | NJSRRE1542409357 | Transition Incentive Program | Camden | 8104 | 14 | 2.22 | Residential | Yes | Behind the Meter | Net-metered residential rooftop and canopy |  | None | SunPower Corporation, Systems | PSE&G | Accepted |  | 2019-09-18 | 2021-10-30 | SUNPOWER | SPR-X22-370-E-AC | Solar Panels |  | 0.37 | 6 | 244 | 4 |  | Fixed | Roof
NJSTRE1545382837 | NJSRRE1542407173 | Transition Incentive Program | Howell | 7731 | 17 | 16.7 | Residential | Yes | Behind the Meter | Net-metered residential rooftop and canopy |  | None | Vivint Solar Developer, LLC | JCP&L | Accepted | 2019-09-18 | 2019-09-19 | 2021-10-30 | Hanwha | Q.PEAK DUO BLK-G5 315w | Solar Panels |  | 0.315 | 2 | 335 | 28 |  | Fixed | Roof
NJSTRE1545382837 | NJSRRE1542407173 | Transition Incentive Program | Howell | 7731 | 17 | 16.7 | Residential | Yes | Behind the Meter | Net-metered residential rooftop and canopy |  | None | Vivint Solar Developer, LLC | JCP&L | Accepted | 2019-09-18 | 2019-09-19 | 2021-10-30 | Hanwha | Q.PEAK DUO BLK-G5 315w | Solar Panels |  | 0.315 | 15 | 65 | 28 |  | Fixed | Roof
NJSTRE1545382838 | NJSRRE1541890984 | Transition Incentive Program | Montgomery | 8502 | 5 | 7.15 | Residential | No | Behind the Meter | Behind the Meter |  | None | Maier Solar Engineering dba Solar Me | PSE&G | Eligible for TI Program | 2019-08-28 | 2019-08-30 | 2021-10-30 | Panasonic | VBHN325KA03 | Solar Panels |  | 0.325 | 22 | 126 | 33 |  | Fixed | Roof
NJSTRE1545382825 | NJSRRE1541894853 | Transition Incentive Program | Bergenfield | 7621 | 7 | 7.25 | Residential | Yes | Behind the Meter | Behind the Meter |  | None | Trinity Solar | PSE&G | Eligible for TI Program | 2019-08-28 | 2019-09-03 | 2021-10-30 | Hanwha | Q.PEAK DUO BLK-G5 315 | Solar Panels |  | 0.315 | 13 | 274 | 30 |  | Fixed | Roof
NJSTRE1545382825 | NJSRRE1541894853 | Transition Incentive Program | Bergenfield | 7621 | 7 | 7.25 | Residential | Yes | Behind the Meter | Behind the Meter |  | None | Trinity Solar | PSE&G | Eligible for TI Program | 2019-08-28 | 2019-09-03 | 2021-10-30 | Hanwha | Q.PEAK DUO BLK-G5 315 | Solar Panels |  | 0.315 | 10 | 94 | 30 |  | Fixed | Roof
NJSTRE1545382831 | NJSRRE1541989805 | Transition Incentive Program | Little Falls | 7424 | 6 | 6.3 | Residential | Yes | Behind the Meter | Net-metered residential rooftop and canopy |  | None | Vivint Solar Developer, LLC | PSE&G | Accepted | 2019-09-04 | 2019-09-05 | 2021-10-30 | Hanwha | Q.PEAK BLK-G5 315w | Solar Panels |  | 0.315 | 6 | 110 | 16 |  | Fixed | Roof
NJSTRE1545382835 | NJSRRE1541895478 | Transition Incentive Program | Hackensack | 7601 | 7 | 3.19 | Residential | Yes | Behind the Meter | Behind the Meter |  | None | Sunrun Installation Services, Inc. | PSE&G | Eligible for TI Program | 2019-08-28 | 2019-09-03 | 2021-10-30 | REC Solar | REC290TP2 BLK | Solar Panels |  | 0.29 | 5 | 104 | 30 |  | Fixed | Roof
NJSTRE1545382836 | NJSRRE1542389719 | Transition Incentive Program | TOMS RIVER | 8757 | 18 | 2.52 | Residential | Yes | Behind the Meter | Net-metered residential rooftop and canopy |  | None | Vivint Solar Developer, LLC | JCP&L | Accepted | 2019-09-11 | 2019-09-13 | 2021-10-30 | HANWHA SOLAR | Q.PEAK BLK-G5 315 | Solar Panels |  | 0.315 | 4 | 77 | 19 |  | Fixed | Roof
NJSTRE1545382840 | NJSRRE1541888699 | Transition Incentive Program | Monroe Township | 8831 | 11 | 16.08 | Residential | Yes | Behind the Meter | Behind the Meter |  | None | Pro Custom Solar dba Momentum Solar | JCP&L | Eligible for TI Program | 2019-08-27 | 2019-08-30 | 2021-10-30 | LG ELECTRONICS | LG 335N1C-V5 | Solar Panels |  | 0.335 | 4 | 247 | 19 |  | Fixed | Roof
NJSTRE1545382845 | NJSRRE1542393501 | Transition Incentive Program | Keansburg | 7734 | 17 | 15.6 | Residential | No | Behind the Meter | Net-metered residential rooftop and canopy |  | None | Bright Planet Solar | PSE&G | Accepted |  | 2019-09-16 | 2021-10-30 | TRINA SOLAR | TSM-DD05A.05(II) 300W | Solar Panels |  | 0.3 | 15 | 37 | 23 |  | Fixed | Roof
NJSTRE1545382850 | NJSRRE1542397133 | Transition Incentive Program | Sea Bright | 7760 | 17 | 6.41 | Residential | Yes | Behind the Meter | Behind the Meter |  | None | All Season Solar | JCP&L | Eligible for TI Program | 2019-09-13 | 2019-09-17 | 2021-10-30 | Trina | TSMDD05A II 305W | Solar Panels |  | 0.305 | 6 | 266 | 45 |  | Fixed | Roof
NJSTRE1545382854 | NJSRRE1541880837 | Transition Incentive Program | New Milford | 7646 | 7 | 9.77 | Residential | Yes | Behind the Meter | Net-metered residential rooftop and canopy |  | None | Vivint Solar Developer, LLC | PSE&G | Accepted | 2019-09-05 | 2019-09-05 | 2021-10-30 | HANWHA SOLAR | Q.PEAK BLK-G5 315 | Solar Panels |  | 0.315 | 20 | 180 | 22 |  | Fixed | Roof
NJSTRE1545382854 | NJSRRE1541880837 | Transition Incentive Program | New Milford | 7646 | 7 | 9.77 | Residential | Yes | Behind the Meter | Net-metered residential rooftop and canopy |  | None | Vivint Solar Developer, LLC | PSE&G | Accepted | 2019-09-05 | 2019-09-05 | 2021-10-30 | HANWHA SOLAR | Q.PEAK BLK-G5 315 | Solar Panels |  | 0.315 | 7 | 270 | 22 |  | Fixed | Roof
NJSTRE1545382858 | NJSRRE1541864857 | Transition Incentive Program | NEWARK | 7112 | 9 | 5.8 | Residential | No | Behind the Meter | Behind the Meter |  | None | Infinity Solar Systems | PSE&G | Eligible for TI Program | 2019-08-21 | 2019-08-26 | 2021-10-30 | LG | LG-305DD05A.05 | Solar Panels |  | 0.305 | 2 | 296 | 30 |  | Fixed | Roof
NJSTRE1545382858 | NJSRRE1541864857 | Transition Incentive Program | NEWARK | 7112 | 9 | 5.8 | Residential | No | Behind the Meter | Behind the Meter |  | None | Infinity Solar Systems | PSE&G | Eligible for TI Program | 2019-08-21 | 2019-08-26 | 2021-10-30 | LG | LG-305DD05A.05 | Solar Panels |  | 0.305 | 2 | 116 | 30 |  | Fixed | Roof
NJSTRE1545382863 | NJSRRE1542372854 | Transition Incentive Program | Trenton | 8618 | 12 | 12.4 | Residential | Yes | Behind the Meter | Behind the Meter |  | None | Pro Custom Solar dba Momentum Solar | PSE&G | Eligible for TI Program | 2019-09-09 | 2019-09-11 | 2021-10-30 | LG ELECTRONICS | LG 335N1C-V5 | Solar Panels |  | 0.335 | 19 | 218 | 41 |  | Fixed | Roof
NJSTRE1545419844 |  | Transition Incentive Program | East Brunswick | 8816 | 11 | 8.04 | Residential | No | Behind the Meter | Net-metered residential rooftop and canopy |  | None | Green Power Energy | PSE&G | Accepted | 2020-08-07 | 2020-08-12 | 2021-10-30 | Enphase Energy | IQ7PLUS-72-2-US | Inverters | 290 |  | 24 |  |  | 0.975 |  | Outside | next to meter
NJSTRE1545419887 |  | Transition Incentive Program | cape may | 8210 | 21 | 4.76 | Residential | Yes | Behind the Meter | Net-metered residential rooftop and canopy |  | None | Vision Solar LLC | AC Electric | Accepted | 2020-08-07 | 2020-08-12 | 2021-10-30 | ENPHASE | IQ7-60-2-US | Inverters | 0.24 |  | 14 |  |  | 0.96 |  | Other | behind each panel
NJSTRE1545419877 |  | Transition Incentive Program | ENGLISHTOWN | 7726 | 17 | 7.02 | Residential | Yes | Behind the Meter | Net-metered residential rooftop and canopy |  | None | Sunrun Installation Services, Inc. | JCP&L | Accepted | 2020-08-07 | 2020-08-12 | 2021-10-30 | Enphase Energy | IQ7-60-x-US (240V) | Inverters | 240 |  | 23 |  |  | 0.96 |  | Outdoor | Rooftop
NJSTRE1545419904 |  | Transition Incentive Program | Landisville | 8326 | 19 | 9.86 | Residential | Yes | Behind the Meter | Net-metered residential rooftop and canopy |  | None | Castle Energy, LLC | AC Electric | Accepted | 2020-08-07 | 2020-08-12 | 2021-10-30 | Enphase Energy | IQ7-60-2-US | Inverters | 240 |  | 29 |  |  | 0.967 |  | Outdoor | on the rooftop under each solar panel
NJSTRE1545420171 |  | Transition Incentive Program | Egg Harbor Township | 8234 | 19 | 14.28 | Residential | No | Behind the Meter | Net-metered residential ground mount |  | None | Castle Energy, LLC | AC Electric | Accepted | 2020-08-07 | 2020-08-12 | 2021-10-30 | Enphase Energy | IQ7-60-2-US | Inverters | 240 |  | 42 |  |  | 0.967 |  | Outdoor | on the rooftop under each solar panel
NJSTRE1545421759 |  | Transition Incentive Program | Pine Hill | 8021 | 14 | 10.68 | Residential | Yes | Behind the Meter | Net-metered residential rooftop and canopy |  | None | Sunrun Installation Services, Inc. | AC Electric | Accepted | 2020-08-07 | 2020-08-12 | 2021-10-30 | Enphase Energy | IQ7-60-x-US (240V) | Inverters | 240 |  | 35 |  |  | 0.96 |  | Outdoor | Rooftop
NJSTRE1545425806 |  | Transition Incentive Program | Plainfield | 7060 | 10 | 6.4 | Residential | No | Behind the Meter | Net-metered residential rooftop and canopy |  | None | New Jersey Suntech | PSE&G | Accepted | 2020-08-10 | 2020-08-12 | 2021-10-30 | Solaredge | SE5000-US | Inverters | 5000 |  | 1 |  |  | 0.97 |  | Outside | Side of house next to meter
NJSTRE1545425814 |  | Transition Incentive Program | Evesham Twp | 8053 | 13 | 10.08 | Residential | No | Behind the Meter | Net-metered residential rooftop and canopy |  | None | SunnyMac LLC | PSE&G | Accepted | 2020-08-10 | 2020-08-12 | 2021-10-30 | Solaredge | SE7600H-US | Inverters | 7600 |  | 1 |  |  | 0.99 |  | Outside | Next to meter
NJSTRE1545425801 |  | Transition Incentive Program | Teaneck | 7666 | 7 | 13.94 | Residential | No | Behind the Meter | Net-metered residential rooftop and canopy |  | None | Green Power Energy | PSE&G | Accepted | 2020-08-10 | 2020-08-12 | 2021-10-30 | Enphase Energy | IQ7PLUS-72-2-US | Inverters | 290 |  | 41 |  |  | 0.975 |  | Outside | next to meter
NJSTRE1545425836 |  | Transition Incentive Program | Wenonah | 8090 | 15 | 7.35 | Residential | Yes | Behind the Meter | Net-metered residential rooftop and canopy |  | None | Pro Custom Solar dba Momentum Solar | PSE&G | Accepted | 2020-08-10 | 2020-08-13 | 2021-10-30 | Enphase | IQ7PLUS-72-2-US | Inverters | 290 |  | 21 |  |  | 0.97 |  | Outdoor | Roof
NJSTRE1545426193 |  | Transition Incentive Program | Monroe Township | 8831 | 11 | 12.24 | Residential | No | Behind the Meter | Net-metered residential rooftop and canopy |  | None | Tesla Energy Operations Inc. | JCP&L | Accepted | 2020-08-10 | 2020-08-13 | 2021-10-30 | SolarEdge Technologies | SE11400H-US [240V] | Inverters | 11400 |  | 1 |  |  | 0.99 |  | Outside | Outside
NJSTRE1545426204 |  | Transition Incentive Program | LODI | 7644 | 7 | 10.08 | Residential | Yes | Behind the Meter | Net-metered residential rooftop and canopy |  | None | Vivint Solar Developer, LLC | PSE&G | Accepted | 2020-08-11 | 2020-08-13 | 2021-10-30 | SOLAREDGE | SE7600H-US | Inverters | 7600 |  | 1 |  |  | 0.992 |  | Outdoor | Near the Utility Meter
NJSTRE1545426210 |  | Transition Incentive Program | Northfield | 8225 | 19 | 4.9 | Residential | No | Behind the Meter | Net-metered residential rooftop and canopy |  | None | Geoscape Solar | AC Electric | Accepted | 2020-08-10 | 2020-08-13 | 2021-10-30 | SolarEdge | SE3800H-US | Inverters | 3800 |  | 1 |  |  | 0.98 |  | Outdoor | adj. to utility meter
NJSTRE1545382819 | NJSRRE1541888755 | Transition Incentive Program | Ridgefield | 7657 | 7 | 6.38 | Residential | Yes | Behind the Meter | Behind the Meter |  | None | Sunrun Installation Services, Inc. | PSE&G | Eligible for TI Program | 2019-08-27 | 2019-08-30 | 2021-10-30 | REC Solar | REC290TP2 BLK | Solar Panels |  | 0.29 | 11 | 290 | 34 |  | Fixed | Roof
NJSTRE1545382823 | NJSRRE1542412788 | Transition Incentive Program | Belleville Twp | 7109 | 9 | 5.94 | Residential | No | Behind the Meter | Behind the Meter |  | None | Sunrun Installation Services, Inc. | PSE&G | Eligible for TI Program | 2019-09-17 | 2019-09-20 | 2021-10-30 | LG Electronics | LG330N1C-A5 | Solar Panels |  | 0.33 | 18 | 108 | 40 |  | Fixed | Roof
NJSTRE1545382824 | NJSRRE1541871742 | Transition Incentive Program | Dunellen | 8812 | 11 | 9.57 | Residential | No | Behind the Meter | Behind the Meter |  | None | Sunrun Installation Services, Inc. | PSE&G | Eligible for TI Program | 2019-08-21 | 2019-08-26 | 2021-10-30 | LG Electronics | LG330N1C-A5 | Solar Panels |  | 0.33 | 9 | 140 | 22 |  | Fixed | Roof
NJSTRE1545382603 |  | Transition Incentive Program | PARSIPPANY | 7054 | 3 | 13 | Residential | Yes | Behind the Meter | Net-metered residential rooftop and canopy |  | None | Vivint Solar Developer, LLC | JCP&L | Accepted | 2020-08-07 | 2020-08-10 | 2021-10-30 | JINKO SOLAR | JKM325M-60HBL | Solar Panels |  | 0.325 | 36 | 294 | 18 |  | Fixed | Roof
NJSTRE1545382832 | NJSRRE1541873593 | Transition Incentive Program | Lincroft | 7738 | 17 | 26.66 | Residential | No | Behind the Meter | Behind the Meter |  | None | Spectrum Energy, Inc. | JCP&L | Eligible for TI Program | 2019-08-22 | 2019-08-27 | 2021-10-30 | Trina | TSMDD05A.05(II) 310W | Solar Panels |  | 0.31 | 8 | 322 | 18 |  | Fixed | Roof
NJSTRE1545382835 | NJSRRE1541895478 | Transition Incentive Program | Hackensack | 7601 | 7 | 3.19 | Residential | Yes | Behind the Meter | Behind the Meter |  | None | Sunrun Installation Services, Inc. | PSE&G | Eligible for TI Program | 2019-08-28 | 2019-09-03 | 2021-10-30 | REC Solar | REC290TP2 BLK | Solar Panels |  | 0.29 | 3 | 284 | 18 |  | Fixed | Roof
NJSTRE1545382840 | NJSRRE1541888699 | Transition Incentive Program | Monroe Township | 8831 | 11 | 16.08 | Residential | Yes | Behind the Meter | Behind the Meter |  | None | Pro Custom Solar dba Momentum Solar | JCP&L | Eligible for TI Program | 2019-08-27 | 2019-08-30 | 2021-10-30 | LG ELECTRONICS | LG 335N1C-V5 | Solar Panels |  | 0.335 | 10 | 157 | 19 |  | Fixed | Roof
NJSTRE1545382842 | NJSRRE1542389675 | Transition Incentive Program | Keasbey | 8832 | 11 | 10.05 | Residential | Yes | Behind the Meter | Behind the Meter |  | None | Pro Custom Solar dba Momentum Solar | PSE&G | Eligible for TI Program | 2019-09-11 | 2019-09-12 | 2021-10-30 | LG ELECTRONICS | LG 335N1C-V5 | Solar Panels |  | 0.335 | 3 | 105 | 20 |  | Fixed | Roof
NJSTRE1545382851 | NJSRRE1542376881 | Transition Incentive Program | Atlantic Highlands | 7716 | 17 | 12.4 | Residential | Yes | Behind the Meter | Behind the Meter |  | None | Pro Custom Solar dba Momentum Solar | JCP&L | Eligible for TI Program | 2019-09-10 | 2019-09-12 | 2021-10-30 | LG ELECTRONICS | LG 335N1C-V5 | Solar Panels |  | 0.335 | 2 | 220 | 36 |  | Fixed | Roof
NJSTRE1545382858 | NJSRRE1541864857 | Transition Incentive Program | NEWARK | 7112 | 9 | 5.8 | Residential | No | Behind the Meter | Behind the Meter |  | None | Infinity Solar Systems | PSE&G | Eligible for TI Program | 2019-08-21 | 2019-08-26 | 2021-10-30 | LG | LG-305DD05A.05 | Solar Panels |  | 0.305 | 5 | 206 | 30 |  | Fixed | Roof
NJSTRE1545382862 | NJSRRE1541891147 | Transition Incentive Program | Lambertville | 8530 | 4 | 4.1 | Residential | No | Behind the Meter | Net-metered residential rooftop and canopy |  | None | Tesla Energy Operations Inc | JCP&L | Accepted | 2019-08-28 | 2019-09-03 | 2021-10-30 | Hanwha Q-Cells | Q.Peak DUO BLK-G5/SC315 | Solar Panels |  | 0.315 | 9 | 180 | 23 |  | Fixed | Roof
NJSTRE1545507110 | NJSRRE1544759108 | Transition Incentive Program | Roselle Park | 7204 | 10 | 12.09 | Residential | Yes | Behind the Meter | Behind the Meter |  | None | Sunrun Installation Services, Inc. | PSE&G | Eligible for TI Program | 2020-03-23 | 2020-03-26 | 2021-10-30 | Enphase Energy | IQ7-60-x-US (240V) | Inverters | 240 |  | 39 |  |  | 0.96 |  | Outdoor | Rooftop
NJSTRE1545507126 | NJSRRE1540474163 | Transition Incentive Program | Newfield | 8344 | 15 | 34.56 | Commercial | No | Behind the Meter | Behind the Meter |  | None | DC Solar Integrators LLC | AC Electric | Eligible for TI Program | 2019-03-11 | 2019-03-28 | 2021-10-30 | SolarEdge | SE10000H-US | Inverters | 10000 |  | 3 |  |  | 0.98 |  | Outdoor | by meter
NJSTRE1545382832 | NJSRRE1541873593 | Transition Incentive Program | Lincroft | 7738 | 17 | 26.66 | Residential | No | Behind the Meter | Behind the Meter |  | None | Spectrum Energy, Inc. | JCP&L | Eligible for TI Program | 2019-08-22 | 2019-08-27 | 2021-10-30 | Trina | TSMDD05A.05(II) 310W | Solar Panels |  | 0.31 | 11 | 322 | 17 |  | Fixed | Roof
NJSTRE1545382832 | NJSRRE1541873593 | Transition Incentive Program | Lincroft | 7738 | 17 | 26.66 | Residential | No | Behind the Meter | Behind the Meter |  | None | Spectrum Energy, Inc. | JCP&L | Eligible for TI Program | 2019-08-22 | 2019-08-27 | 2021-10-30 | Trina | TSMDD05A.05(II) 310W | Solar Panels |  | 0.31 | 9 | 142 | 19 |  | Fixed | Roof
NJSTRE1545382839 | NJSRRE1542396027 | Transition Incentive Program | Lakewood | 8701 | 18 | 9 | Residential | Yes | Behind the Meter | Net-metered residential rooftop and canopy |  | None | Powerlutions | JCP&L | Accepted |  | 2019-09-17 | 2021-10-30 | Trina | TSM-305 DD05A.05 | Solar Panels |  | 0.3 | 30 | 215 | 25 |  | Fixed | Roof
NJSTRE1545382840 | NJSRRE1541888699 | Transition Incentive Program | Monroe Township | 8831 | 11 | 16.08 | Residential | Yes | Behind the Meter | Behind the Meter |  | None | Pro Custom Solar dba Momentum Solar | JCP&L | Eligible for TI Program | 2019-08-27 | 2019-08-30 | 2021-10-30 | LG ELECTRONICS | LG 335N1C-V5 | Solar Panels |  | 0.335 | 34 | 157 | 19 |  | Fixed | Roof
NJSTRE1545509295 |  | Transition Incentive Program | Linwood | 8221 | 19 | 11.59 | Residential | Yes | Behind the Meter | Net-metered residential rooftop and canopy |  | None | Sunrun Installation Services, Inc. | AC Electric | Accepted | 2020-08-26 | 2020-08-28 | 2021-10-30 | Enphase Energy | IQ7-60-x-US (240V) | Inverters | 240 |  | 38 |  |  | 0.96 |  | Outdoor | Rooftop
NJSTRE1545509467 |  | Transition Incentive Program | Stockton | 8559 | 4 | 15.86 | Residential | Yes | Behind the Meter | Net-metered residential rooftop and canopy |  | None | Sunrun Installation Services, Inc. | JCP&L | Accepted | 2020-08-26 | 2020-08-28 | 2021-10-30 | Enphase Energy | IQ7-60-x-US (240V) | Inverters | 240 |  | 52 |  |  | 0.96 |  | Outdoor | Rooftop
NJSTRE1545509593 |  | Transition Incentive Program | Gibbstown | 8027 | 15 | 11.34 | Residential | Yes | Behind the Meter | Net-metered residential rooftop and canopy |  | None | Tesla Energy Operations Inc. | AC Electric | Accepted | 2020-08-26 | 2020-08-31 | 2021-10-30 | SolarEdge Technologies | SE10000H-US [240V] | Inverters | 10000 |  | 1 |  |  | 0.99 |  | Outside | Outside
NJSTRE1545510877 |  | Transition Incentive Program | Pompton Lakes | 7442 | 6 | 12.08 | Residential | Yes | Behind the Meter | Net-metered residential rooftop and canopy |  | None | Sunrun Installation Services, Inc. | JCP&L | Accepted | 2020-08-26 | 2020-08-28 | 2021-10-30 | Enphase Energy | IQ7PLUS-72-x-US (240V) | Inverters | 290 |  | 35 |  |  | 0.96 |  | Outdoor | Rooftop
NJSTRE1545510913 |  | Transition Incentive Program | Old Bridge Township | 8857 | 11 | 20.52 | Residential | Yes | Behind the Meter | Net-metered residential rooftop and canopy |  | None | SunPower Corporation, Systems | JCP&L | Accepted | 2020-08-26 | 2020-08-31 | 2021-10-30 | Sunpower | SPR-X22-360-C-AC | Inverters | 320 |  | 57 |  |  | 0.96 |  | Other | under each panel
NJSTRE1545515018 |  | Transition Incentive Program | Franklin Township | 8873 | 5 | 14.81 | Residential | No | Behind the Meter | Net-metered residential rooftop and canopy |  | None | Suntuity Solar LLC | PSE&G | Accepted | 2020-08-27 | 2020-08-31 | 2021-10-30 | Enphase Energy | IQ7-60-2-US | Inverters | 240 |  | 47 |  |  | 0.97 |  | Outdoor | Behind the PV Modules
NJSTRE1545515071 |  | Transition Incentive Program | BRIDGEWATER | 8807 | 5 | 6.72 | Residential | No | Behind the Meter | Net-metered residential rooftop and canopy |  | None | Vivint Solar Developer, LLC | PSE&G | Accepted | 2020-08-28 | 2020-08-31 | 2021-10-30 | SOLAREDGE | SE7600H-US | Inverters | 7600 |  | 1 |  |  | 0.992 |  | Outdoor | Near the Utility Meter
NJSTRE1545515121 |  | Transition Incentive Program | GLASSBORO | 8028 | 15 | 5.85 | Residential | Yes | Behind the Meter | Net-metered residential rooftop and canopy |  | None | Vivint Solar Developer, LLC | AC Electric | Accepted | 2020-08-28 | 2020-08-31 | 2021-10-30 | SOLAREDGE | SE3800H-US | Inverters | 3800 |  | 1 |  |  | 0.992 |  | Outdoor | Near the Utility Meter
NJSTRE1545507137 | NJSRRE1540303451 | Transition Incentive Program | Marlton | 8053 | 13 | 115.5 | Commercial | Yes | Behind the Meter | Net-metered non-residential rooftop and canopy |  | None | SolareAmerica | PSE&G | Accepted | 2019-01-31 | 2019-02-08 | 2021-10-30 | APsystems | QS1200 | Inverters | 1200 |  | 49 |  |  | 0.97 |  | Outdoor | Under Panels
NJSTRE1545507141 | NJSRRE1541731556 | Transition Incentive Program | Teaneck | 7666 | 7 | 11.73 | Residential | Yes | Behind the Meter | Net-metered residential rooftop and canopy |  | None | Pro Custom Solar dba Momentum Solar | PSE&G | Accepted | 2019-08-02 | 2019-08-06 | 2021-10-30 | ENPHASE | IQ7-60-2-US | Inverters | 250 |  | 35 |  |  | 0.97 |  | Outdoor | ROOF
NJSTRE1545507144 | NJSRRE1542376958 | Transition Incentive Program | Pennsauken | 8110 | 14 | 6.03 | Residential | Yes | Behind the Meter | Net-metered residential rooftop and canopy |  | None | Pro Custom Solar dba Momentum Solar | PSE&G | Accepted | 2019-09-10 | 2019-09-12 | 2021-10-30 | Enphase Energy | IQ7-60-2-US | Inverters | 250 |  | 18 |  |  | 0.97 |  | Outdoor | Roof
NJSTRE1545507190 | NJSRRE1544626861 | Transition Incentive Program | River Vale | 7675 | 7 | 9.05 | Residential | Yes | Behind the Meter | Net-metered residential rooftop and canopy |  | None | Pro Custom Solar dba Momentum Solar | PSE&G | Accepted | 2020-03-11 | 2020-03-17 | 2021-10-30 | Enphase Energy | IQ7-60-2-US | Inverters | 250 |  | 27 |  |  | 0.97 |  | Outdoor | roof
NJSTRE1545507245 |  | Transition Incentive Program | Montville | 7045 | 3 | 13.12 | Residential | No | Behind the Meter | Net-metered residential rooftop and canopy |  | None | Sunrun Installation Services, Inc. | JCP&L | Accepted | 2020-08-26 | 2020-08-31 | 2021-10-30 | Enphase Energy | IQ7-60-x-US (240V) | Inverters | 240 |  | 43 |  |  | 0.96 |  | Outdoor | Rooftop
NJSTRE1545509499 |  | Transition Incentive Program | Sayreville | 8872 | 11 | 3.5 | Residential | Yes | Behind the Meter | Net-metered residential rooftop and canopy |  | None | Pro Custom Solar dba Momentum Solar | JCP&L | Accepted | 2020-08-26 | 2020-08-28 | 2021-10-30 | Enphase | IQ7PLUS-72-2-US | Inverters | 290 |  | 10 |  |  | 0.97 |  | Outdoor | Roof
NJSTRE1545509521 |  | Transition Incentive Program | Linwood | 8221 | 19 | 6.08 | Residential | Yes | Behind the Meter | Net-metered residential rooftop and canopy |  | None | Castle Energy, LLC | AC Electric | Accepted | 2020-08-26 | 2020-08-28 | 2021-10-30 | Enphase Energy | IQ7-60-2-US | Inverters | 240 |  | 19 |  |  | 0.967 |  | Outdoor | on the rooftop under each solar panel
NJSTRE1545509516 |  | Transition Incentive Program | Linden | 7036 | 10 | 6.3 | Residential | Yes | Behind the Meter | Net-metered residential rooftop and canopy |  | None | Pro Custom Solar dba Momentum Solar | PSE&G | Accepted | 2020-08-26 | 2020-08-28 | 2021-10-30 | Enphase | IQ7PLUS-72-2-US | Inverters | 290 |  | 18 |  |  | 0.97 |  | Outdoor | Roof
NJSTRE1545515264 |  | Transition Incentive Program | Plainfield | 7062 | 10 | 3.74 | Residential | Yes | Behind the Meter | Net-metered residential rooftop and canopy |  | None | Trinity Solar | PSE&G | Accepted | 2020-08-27 | 2020-08-31 | 2021-10-30 | Solar Edge | SE3000 | Inverters | 3000 |  | 1 |  |  | 0.97 |  | Outside | side of home
NJSTRE1545515265 |  | Transition Incentive Program | Voorhees | 8043 | 14 | 12.92 | Residential | No | Behind the Meter | Net-metered residential rooftop and canopy |  | None | NJ Solar Power, LLC | PSE&G | Accepted | 2020-08-27 | 2020-08-31 | 2021-10-30 | solaredge | SE10000H-US | Inverters | 10000 |  | 1 |  |  | 0.99 |  | Outdoor | garage
NJSTRE1545515589 |  | Transition Incentive Program | East Brunswick | 8816 | 11 | 5.78 | Residential | Yes | Behind the Meter | Net-metered residential rooftop and canopy |  | None | Trinity Solar | PSE&G | Accepted | 2020-08-27 | 2020-08-31 | 2021-10-30 | Solar Edge | SE5000 | Inverters | 5000 |  | 1 |  |  | 0.97 |  | Outside | side of home
NJSTRE1545515661 |  | Transition Incentive Program | Saddle Brook | 7663 | 7 | 15.93 | Residential | Yes | Behind the Meter | Net-metered residential rooftop and canopy |  | None | Vivint Solar Developer, LLC | PSE&G | Accepted | 2020-09-02 | 2020-09-03 | 2021-10-30 | SOLAREDGE | SE3800H-US | Inverters | 3800 |  | 1 |  |  | 0.992 |  | Outdoor | Near the Utility Meter
NJSTRE1545515776 |  | Transition Incentive Program | NEWARK | 7105 | 9 | 6.18 | Residential | Yes | Behind the Meter | Net-metered residential rooftop and canopy |  | None | Infinity Solar Systems | PSE&G | Accepted | 2020-08-27 | 2020-08-31 | 2021-10-30 | ENPHASE | IQ7-60-X-US | Inverters | 240 |  | 19 |  |  | 0.97 |  | Outside | MICROINVERTERS
NJSTRE1545515239 |  | Transition Incentive Program | Edison TWP | 8820 | 11 | 3.78 | Residential | Yes | Behind the Meter | Net-metered residential rooftop and canopy |  | None | Tesla Energy Operations Inc | PSE&G | Accepted | 2020-08-27 | 2020-09-01 | 2021-10-30 | SolarEdge Technologies Ltd | SE3800H-US [240V] | Inverters | 3800 |  | 1 |  |  | 0.99 |  | Outdoor | Outdoor
NJSTRE1545515273 |  | Transition Incentive Program | Beachwood | 8722 | 18 | 19.8 | Residential | No | Behind the Meter | Net-metered residential rooftop and canopy |  | None | Green Power Energy | JCP&L | Accepted | 2020-08-27 | 2020-08-31 | 2021-10-30 | Solar Edge | SE5000H-US | Inverters | 5000 |  | 1 |  |  | 0.97 |  | Outside | next to meter
NJSTRE1545515529 |  | Transition Incentive Program | Ringoes | 8551 | 4 | 5.18 | Residential | No | Behind the Meter | Net-metered residential rooftop and canopy |  | None | Sunrun Installation Services, Inc. | JCP&L | Accepted | 2020-08-27 | 2020-08-31 | 2021-10-30 | Enphase Energy | IQ7PLUS-72-x-US (240V) | Inverters | 290 |  | 15 |  |  | 0.96 |  | Outdoor | Rooftop
NJSTRE1545515581 |  | Transition Incentive Program | Clementon | 8021 | 14 | 6.83 | Residential | Yes | Behind the Meter | Net-metered residential rooftop and canopy |  | None | SunnyMac LLC | AC Electric | Accepted | 2020-08-27 | 2020-09-04 | 2021-10-30 | Solaredge | SE5000H-US | Inverters | 5000 |  | 1 |  |  | 0.99 |  | Outdoor | Next to Meter
NJSTRE1545515713 |  | Transition Incentive Program | Sicklerville | 8081 | 14 | 13.94 | Residential | Yes | Behind the Meter | Net-metered residential rooftop and canopy |  | None | Vision Solar LLC | AC Electric | Accepted | 2020-08-27 | 2020-08-31 | 2021-10-30 | ENPHASE | IQ7-60-2-US | Inverters | 0.24 |  | 41 |  |  | 0.96 |  | Other | BEHIND EACH PANEL
NJSTRE1545515725 |  | Transition Incentive Program | Burlington | 8016 | 13 | 7.15 | Residential | Yes | Behind the Meter | Net-metered residential rooftop and canopy |  | None | Vivint Solar Developer, LLC | PSE&G | Accepted | 2020-09-03 | 2020-09-03 | 2021-10-30 | SOLAREDGE | SE7600H-US | Inverters | 7600 |  | 1 |  |  | 0.992 |  | Outdoor | Near the Utility Meter
NJSTRE1545515739 |  | Transition Incentive Program | Collingswood | 8108 | 14 | 7.82 | Residential | No | Behind the Meter | Net-metered residential rooftop and canopy |  | None | NJ Solar Power, LLC | PSE&G | Accepted | 2020-08-27 | 2020-08-31 | 2021-10-30 | solaredge | SE7600H-US | Inverters | 7600 |  | 1 |  |  | 0.99 |  | Outdoor | garage
NJSTRE1545515977 |  | Transition Incentive Program | Sewell | 8080 | 15 | 9.25 | Residential | No | Behind the Meter | Net-metered residential rooftop and canopy |  | None | Kaitanna Solar, LLC | AC Electric | Accepted | 2020-08-27 | 2020-08-31 | 2021-10-30 | Enphase | IQ7+ | Inverters | 290 |  | 25 |  |  | 0.97 |  | Outdoor | Under Module
NJSTRE1545515973 |  | Transition Incentive Program | Hillsborough Township | 8844 | 5 | 25.9 | Residential | No | Behind the Meter | Net-metered residential rooftop and canopy |  | None | Green Power energy | PSE&G | Accepted | 2020-08-27 | 2020-08-31 | 2021-10-30 | Enphase Energy | IQ7PLUS-72-2-US | Inverters | 0.29 |  | 80 |  |  | 0.975 |  | Outside | next to meter
NJSTRE1545382846 | NJSRRE1542033472 | Transition Incentive Program | Pleasantville | 8232 | 19 | 5.12 | Residential | Yes | Behind the Meter | Behind the Meter |  | None | Skyline Solar, LLC | AC Electric | Eligible for TI Program | 2019-09-03 | 2019-09-05 | 2021-10-30 | Hanwha Q-Cells | Q.PEAK DUO-G5 320 | Solar Panels |  | 0.32 | 16 | 170,260,80,80,170 | 40 |  | Fixed | Roof
NJSTRE1545382850 | NJSRRE1542397133 | Transition Incentive Program | Sea Bright | 7760 | 17 | 6.41 | Residential | Yes | Behind the Meter | Behind the Meter |  | None | All Season Solar | JCP&L | Eligible for TI Program | 2019-09-13 | 2019-09-17 | 2021-10-30 | Trina | TSMDD05A II 305W | Solar Panels |  | 0.305 | 3 | 176 | 45 |  | Fixed | Roof
NJSTRE1545382850 | NJSRRE1542397133 | Transition Incentive Program | Sea Bright | 7760 | 17 | 6.41 | Residential | Yes | Behind the Meter | Behind the Meter |  | None | All Season Solar | JCP&L | Eligible for TI Program | 2019-09-13 | 2019-09-17 | 2021-10-30 | Trina | TSMDD05A II 305W | Solar Panels |  | 0.305 | 8 | 176 | 53 |  | Fixed | Roof
NJSTRE1545382854 | NJSRRE1541880837 | Transition Incentive Program | New Milford | 7646 | 7 | 9.77 | Residential | Yes | Behind the Meter | Net-metered residential rooftop and canopy |  | None | Vivint Solar Developer, LLC | PSE&G | Accepted | 2019-09-05 | 2019-09-05 | 2021-10-30 | HANWHA SOLAR | Q.PEAK BLK-G5 315 | Solar Panels |  | 0.315 | 4 | 90 | 22 |  | Fixed | Roof
NJSTRE1545515579 |  | Transition Incentive Program | West Windsor | 8550 | 12 | 11.56 | Residential | Yes | Behind the Meter | Net-metered residential rooftop and canopy |  | None | Tesla Energy Operations Inc. | PSE&G | Accepted | 2020-08-27 | 2020-09-02 | 2021-10-30 | SolarEdge Technologies | SE11400H-US [240V] | Inverters | 11400 |  | 1 |  |  | 0.99 |  | Outside | Outside
NJSTRE1545515216 |  | Transition Incentive Program | Maywood Boro | 7607 | 7 | 5.03 | Residential | No | Behind the Meter | Net-metered residential rooftop and canopy |  | None | Green Power Energy | PSE&G | Accepted | 2020-08-27 | 2020-08-31 | 2021-10-30 | Enphase Energy | IQ7PLUS-72-2-US | Inverters | 0.29 |  | 15 |  |  | 0.975 |  | Outside | next to meter
NJSTRE1545515650 |  | Transition Incentive Program | Clayton | 8312 | 15 | 9.75 | Residential | No | Behind the Meter | Net-metered residential rooftop and canopy |  | None | SunnyMac LLC | AC Electric | Accepted | 2020-08-27 | 2020-08-31 | 2021-10-30 | Solaredge | SE7600H-US | Inverters | 7600 |  | 1 |  |  | 0.99 |  | Outdoor | Next to Meter
NJSTRE1545515657 |  | Transition Incentive Program | Clifton | 7012 | 6 | 5.03 | Residential | Yes | Behind the Meter | Net-metered residential rooftop and canopy |  | None | Trinity Solar | PSE&G | Accepted | 2020-08-27 | 2020-08-31 | 2021-10-30 | Solar Edge | SE3800 | Inverters | 3800 |  | 1 |  |  | 0.97 |  | Outside | side of home
NJSTRE1545515690 |  | Transition Incentive Program | Cherry Hill | 8003 | 14 | 11.39 | Residential | No | Behind the Meter | Net-metered residential rooftop and canopy |  | None | Sunrun Installation Services, Inc. | PSE&G | Accepted | 2020-08-27 | 2020-08-31 | 2021-10-30 | Enphase Energy | IQ7PLUS-72-x-US (240V) | Inverters | 290 |  | 33 |  |  | 0.96 |  | Outdoor | Rooftop
NJSTRE1545515684 |  | Transition Incentive Program | Collingswood | 8108 | 14 | 8.5 | Residential | No | Behind the Meter | Net-metered residential rooftop and canopy |  | None | NJ Solar Power, LLC | PSE&G | Accepted | 2020-08-27 | 2020-08-31 | 2021-10-30 | solaredge | SE7600H-US | Inverters | 7600 |  | 1 |  |  | 0.99 |  | Outdoor | garage
NJSTRE1545515720 |  | Transition Incentive Program | Cinnaminson | 8077 | 13 | 4.88 | Residential | Yes | Behind the Meter | Net-metered residential rooftop and canopy |  | None | Sunrun Installation Services, Inc. | PSE&G | Accepted | 2020-08-27 | 2020-09-15 | 2021-10-30 | Enphase Energy | IQ7-60-x-US (240V) | Inverters | 240 |  | 16 |  |  | 0.96 |  | Outdoor | Rooftop
NJSTRE1545515726 |  | Transition Incentive Program | Neptune | 7753 | 17 | 7.82 | Residential | Yes | Behind the Meter | Net-metered residential rooftop and canopy |  | None | Trinity Solar | JCP&L | Accepted | 2020-08-27 | 2020-08-31 | 2021-10-30 | Solar edge | SE6000 | Inverters | 6000 |  | 1 |  |  | 0.97 |  | Outside | side of home
NJSTRE1545515738 |  | Transition Incentive Program | New Brunswick | 8901 | 11 | 5.44 | Residential | No | Behind the Meter | Net-metered residential rooftop and canopy |  | None | Trinity Solar | PSE&G | Accepted | 2020-08-27 | 2020-08-31 | 2021-10-30 | Solar Edge | SE5000 | Inverters | 5000 |  | 1 |  |  | 0.97 |  | Outside | side of home
NJSTRE1545382824 | NJSRRE1541871742 | Transition Incentive Program | Dunellen | 8812 | 11 | 9.57 | Residential | No | Behind the Meter | Behind the Meter |  | None | Sunrun Installation Services, Inc. | PSE&G | Eligible for TI Program | 2019-08-21 | 2019-08-26 | 2021-10-30 | LG Electronics | LG330N1C-A5 | Solar Panels |  | 0.33 | 16 | 230 | 23 |  | Fixed | Roof
NJSTRE1545382603 |  | Transition Incentive Program | PARSIPPANY | 7054 | 3 | 13 | Residential | Yes | Behind the Meter | Net-metered residential rooftop and canopy |  | None | Vivint Solar Developer, LLC | JCP&L | Accepted | 2020-08-07 | 2020-08-10 | 2021-10-30 | JINKO SOLAR | JKM325M-60HBL | Solar Panels |  | 0.325 | 4 | 114 | 18 |  | Fixed | Roof
NJSTRE1545382835 | NJSRRE1541895478 | Transition Incentive Program | Hackensack | 7601 | 7 | 3.19 | Residential | Yes | Behind the Meter | Behind the Meter |  | None | Sunrun Installation Services, Inc. | PSE&G | Eligible for TI Program | 2019-08-28 | 2019-09-03 | 2021-10-30 | REC Solar | REC290TP2 BLK | Solar Panels |  | 0.29 | 3 | 104 | 40 |  | Fixed | Roof
NJSTRE1545382837 | NJSRRE1542407173 | Transition Incentive Program | Howell | 7731 | 17 | 16.7 | Residential | Yes | Behind the Meter | Net-metered residential rooftop and canopy |  | None | Vivint Solar Developer, LLC | JCP&L | Accepted | 2019-09-18 | 2019-09-19 | 2021-10-30 | Hanwha | Q.PEAK DUO BLK-G5 315w | Solar Panels |  | 0.315 | 10 | 65 | 27 |  | Fixed | Roof
NJSTRE1545382798 | NJSRRE1542314716 | Transition Incentive Program | Long Branch | 7740 | 17 | 6.62 | Residential | Yes | Behind the Meter | Net-metered residential rooftop and canopy |  | None | Vivint Solar Developer, LLC | JCP&L | Accepted | 2019-09-06 | 2019-09-10 | 2021-10-30 | HANWHA SOLAR | Q.PEAK BLK-G5 315 | Solar Panels |  | 0.315 | 21 | 190 | 24 |  | Fixed | Roof
NJSTRE1545382804 | NJSRRE1542421755 | Transition Incentive Program | NEPTUNE | 7753 | 17 | 11.66 | Residential | Yes | Behind the Meter | Net-metered residential rooftop and canopy |  | None | Vivint Solar Developer, LLC | JCP&L | Accepted | 2019-09-19 | 2019-09-23 | 2021-10-30 | HANWHA SOLAR | Q.PEAK BLK-G5 315 | Solar Panels |  | 0.315 | 24 | 173 | 23 |  | Fixed | Roof
NJSTRE1545382808 | NJSRRE1542409174 | Transition Incentive Program | Newark | 7106 | 9 | 8.4 | Residential | No | Behind the Meter | Behind the Meter |  | None | Fusion Solar Energy LLC | PSE&G | Eligible for TI Program | 2019-09-18 | 2019-09-18 | 2021-10-30 | SUNPOWER | SUNPOWER 350-BLK-E-AC | Solar Panels |  | 0.35 | 24 | NORTH | 39 |  | Fixed | Roof
NJSTRE1545382809 | NJSRRE1541989840 | Transition Incentive Program | River Edge | 7661 | 7 | 7.88 | Residential | Yes | Behind the Meter | Net-metered residential rooftop and canopy |  | None | Vivint Solar Developer, LLC | PSE&G | Accepted | 2019-09-04 | 2019-09-05 | 2021-10-30 | Hanwha | Q.PEAK BLK-G5 315w | Solar Panels |  | 0.315 | 6 | 199 | 27 |  | Fixed | Roof
NJSTRE1545382818 | NJSRRE1541987038 | Transition Incentive Program | Woodbridge Township | 7067 | 10 | 6.03 | Residential | Yes | Behind the Meter | Behind the Meter |  | None | Pro Custom Solar dba Momentum Solar | PSE&G | Eligible for TI Program | 2019-08-30 | 2019-09-04 | 2021-10-30 | LG ELECTRONICS | LG 335N1C-A5 | Solar Panels |  | 0.335 | 8 | 152 | 37 |  | Fixed | Roof
NJSTRE1545515030 |  | Transition Incentive Program | Clayton | 8312 | 15 | 6.8 | Residential | No | Behind the Meter | Net-metered residential rooftop and canopy |  | None | Impact Solar LLC | AC Electric | Accepted | 2020-08-27 | 2020-08-31 | 2021-10-30 | solaredge | SE6000H-US | Inverters | 6000 |  | 1 |  |  | 0.96 |  | Indoor | basement
NJSTRE1545515049 |  | Transition Incentive Program | Evesham | 8053 | 13 | 13.98 | Residential | No | Behind the Meter | Net-metered residential rooftop and canopy |  | None | Whitman Construction, LLC | PSE&G | Accepted | 2020-08-27 | 2020-08-31 | 2021-10-30 | ENPHASE | IQ7-60-2-US | Inverters | 240 |  | 43 |  |  | 0.975 |  | Outdoor | microinverters located under the modules
NJSTRE1545515214 |  | Transition Incentive Program | Glassboro | 8028 | 15 | 3.06 | Residential | Yes | Behind the Meter | Net-metered residential rooftop and canopy |  | None | Trinity Solar | AC Electric | Accepted | 2020-08-27 | 2020-08-31 | 2021-10-30 | SOLAR EDGE | SE3000H-US | Inverters | 3000 |  | 1 |  |  | 0.97 |  | Outside | SIDE OF HOME
NJSTRE1545515210 |  | Transition Incentive Program | Freehold Township | 7728 | 17 | 8.85 | Residential | Yes | Behind the Meter | Net-metered residential rooftop and canopy |  | None | Sunrun Installation Services, Inc. | JCP&L | Accepted | 2020-08-27 | 2020-08-31 | 2021-10-30 | Enphase Energy | IQ7-60-x-US (240V) | Inverters | 240 |  | 29 |  |  | 0.96 |  | Outdoor | Rooftop
NJSTRE1545515517 |  | Transition Incentive Program | Montville | 7045 | 3 | 486 | School Public K-12 | No | Behind the Meter | Net-metered non-residential rooftop and canopy |  | None | Solar Landscape | JCP&L | Accepted | 2020-09-24 | 2020-09-25 | 2021-10-30 | Solar Edge | SE100KUS | Inverters | 100000 |  | 4 |  |  | 0.985 |  | Outdoor | Wall mounted on roof
NJSTRE1545515534 |  | Transition Incentive Program | Audubon | 8106 | 14 | 6.12 | Residential | Yes | Behind the Meter | Net-metered residential rooftop and canopy |  | None | Trinity Solar | PSE&G | Accepted | 2020-08-27 | 2020-08-31 | 2021-10-30 | SOLAR EDGE | SE5000H-US | Inverters | 5000 |  | 1 |  |  | 0.97 |  | Outside | SIDE OF HOME
NJSTRE1545515559 |  | Transition Incentive Program | Montville | 7045 | 3 | 143.64 | School Public K-12 | Yes | Behind the Meter | Net-metered non-residential rooftop and canopy |  | None | Solar Landscape | JCP&L | Accepted | 2020-08-27 | 2020-08-31 | 2021-10-30 | Solar Edge | SE43.2KUS | Inverters | 43200 |  | 3 |  |  | 0.97 |  | Outdoor | wall mounted on roof
NJSTRE1545515575 |  | Transition Incentive Program | Montville | 7045 | 3 | 756.4 | School Public K-12 | No | Behind the Meter | Net-metered non-residential rooftop and canopy |  | None | Solar Landscape | JCP&L | Accepted | 2020-09-24 | 2020-09-25 | 2021-10-30 | Solar Edge | SE33.3KUS | Inverters | 33300 |  | 1 |  |  | 0.97 |  | Outside | Wall mounted on roof
NJSTRE1545382858 | NJSRRE1541864857 | Transition Incentive Program | NEWARK | 7112 | 9 | 5.8 | Residential | No | Behind the Meter | Behind the Meter |  | None | Infinity Solar Systems | PSE&G | Eligible for TI Program | 2019-08-21 | 2019-08-26 | 2021-10-30 | LG | LG-305DD05A.05 | Solar Panels |  | 0.305 | 2 | 26 | 30 |  | Fixed | Roof
NJSTRE1545382863 | NJSRRE1542372854 | Transition Incentive Program | Trenton | 8618 | 12 | 12.4 | Residential | Yes | Behind the Meter | Behind the Meter |  | None | Pro Custom Solar dba Momentum Solar | PSE&G | Eligible for TI Program | 2019-09-09 | 2019-09-11 | 2021-10-30 | LG ELECTRONICS | LG 335N1C-V5 | Solar Panels |  | 0.335 | 18 | 38 | 40 |  | Fixed | Roof
NJSTRE1545382869 | NJSRRE1541880886 | Transition Incentive Program | Princeton Junction | 8550 | 12 | 8.91 | Residential | No | Behind the Meter | Behind the Meter |  | None | Sunrun Installation Services, Inc. | JCP&L | Eligible for TI Program | 2019-08-23 | 2019-08-28 | 2021-10-30 | LG Electronics | LG330N1C-A5 | Solar Panels |  | 0.33 | 17 | 96 | 30 |  | Fixed | Roof
NJSTRE1545382874 | NJSRRE1542108125 | Transition Incentive Program | Union Twp Uni | 7083 | 10 | 4.35 | Residential | No | Behind the Meter | Behind the Meter |  | None | Sunrun Installation Services, Inc. | PSE&G | Eligible for TI Program | 2019-09-03 | 2019-09-05 | 2021-10-30 | REC Solar | REC290TP2 BLK | Solar Panels |  | 0.29 | 15 | 269 | 13 |  | Fixed | Roof
NJSTRE1545382878 | NJSRRE1542421725 | Transition Incentive Program | Bergenfield | 7621 | 7 | 5.04 | Residential | Yes | Behind the Meter | Net-metered residential rooftop and canopy |  | None | Vivint Solar Developer, LLC | PSE&G | Accepted | 2019-09-19 | 2019-09-23 | 2021-10-30 | Hanwha | Q.PEAK BLK-G5 315 | Solar Panels |  | 0.315 | 2 | 267 | 43 |  | Fixed | Roof
NJSTRE1545382878 | NJSRRE1542421725 | Transition Incentive Program | Bergenfield | 7621 | 7 | 5.04 | Residential | Yes | Behind the Meter | Net-metered residential rooftop and canopy |  | None | Vivint Solar Developer, LLC | PSE&G | Accepted | 2019-09-19 | 2019-09-23 | 2021-10-30 | Hanwha Solar | Q.PEAK BLK-G5 315 | Solar Panels |  | 0.315 | 4 | 267 | 42 |  | Fixed | Roof
NJSTRE1545382883 | NJSRRE1542420040 | Transition Incentive Program | BRIDGETON | 8302 | 20 | 6.62 | Residential | Yes | Behind the Meter | Net-metered residential rooftop and canopy |  | None | Vivint Solar Developer, LLC | AC Electric | Accepted | 2019-09-19 | 2019-09-23 | 2021-10-30 | Hanwha | Q.PEAK BLK-G5 315 | Solar Panels |  | 0.315 | 21 | 87 | 46 |  | Fixed | Roof
NJSTRE1545382893 | NJSRRE1542411810 | Transition Incentive Program | Hammonton | 8037 | 19 | 69.76 | Commercial | No | Behind the Meter | Net-metered non-residential rooftop and canopy |  | None | Castle Energy, LLC | AC Electric | Accepted | 2019-09-17 | 2019-09-19 | 2021-10-30 | LG Electronics | LG 320N1K-A5 | Solar Panels |  | 0.32 | 58 | 158 | 12 |  | Fixed | Roof
NJSTRE1545382893 | NJSRRE1542411810 | Transition Incentive Program | Hammonton | 8037 | 19 | 69.76 | Commercial | No | Behind the Meter | Net-metered non-residential rooftop and canopy |  | None | Castle Energy, LLC | AC Electric | Accepted | 2019-09-17 | 2019-09-19 | 2021-10-30 | LG Electronics | LG 320N1K-A5 | Solar Panels |  | 0.32 | 30 | 222 | 13 |  | Fixed | Roof
NJSTRE1545382898 | NJSRRE1541877920 | Transition Incentive Program | PLAINFIELD | 7060 | 10 | 14.81 | Residential | Yes | Behind the Meter | Net-metered residential rooftop and canopy |  | None | Vivint Solar Developer, LLC | PSE&G | Accepted | 2019-08-22 | 2019-08-27 | 2021-10-30 | Hanwha Solar | Q.PEAK BLK-G5 315 | Solar Panels |  | 0.315 | 28 | 131 | 23 |  | Fixed | Roof
NJSTRE1545382898 | NJSRRE1541877920 | Transition Incentive Program | PLAINFIELD | 7060 | 10 | 14.81 | Residential | Yes | Behind the Meter | Net-metered residential rooftop and canopy |  | None | Vivint Solar Developer, LLC | PSE&G | Accepted | 2019-08-22 | 2019-08-27 | 2021-10-30 | Hanwha Solar | Q.PEAK BLK-G5 315 | Solar Panels |  | 0.315 | 19 | 311 | 23 |  | Fixed | Roof
NJSTRE1545515186 |  | Transition Incentive Program | Maywood | 7607 | 7 | 3.9 | Residential | Yes | Behind the Meter | Net-metered residential rooftop and canopy |  | None | Vivint Solar Developer, LLC | PSE&G | Accepted | 2020-08-28 | 2020-08-31 | 2021-10-30 | SOLAREDGE | SE3800H-US | Inverters | 3800 |  | 1 |  |  | 0.992 |  | Outdoor | Near the Utility Meter
NJSTRE1545515507 |  | Transition Incentive Program | Montville | 7045 | 3 | 230.4 | School Public K-12 | Yes | Behind the Meter | Net-metered non-residential rooftop and canopy |  | None | Solar Landscape | JCP&L | Accepted | 2020-08-27 | 2020-08-31 | 2021-10-30 | Solar Edge | SE100KUS | Inverters | 100000 |  | 2 |  |  | 0.985 |  | Outdoor | Mounted on lower roof
NJSTRE1545515595 |  | Transition Incentive Program | Marlboro Township | 7751 | 17 | 7.48 | Residential | Yes | Behind the Meter | Net-metered residential rooftop and canopy |  | None | Tesla Energy Operations Inc | JCP&L | Accepted | 2020-08-27 | 2020-08-31 | 2021-10-30 | SolarEdge Technologies Ltd. | SE7600H-US [240V] | Inverters | 7600 |  | 1 |  |  | 0.99 |  | Outdoor | Outdoor near meter
NJSTRE1545515628 |  | Transition Incentive Program | Brick | 8723 | 18 | 3.4 | Residential | No | Behind the Meter | Net-metered residential rooftop and canopy |  | None | Trinity Solar | JCP&L | Accepted | 2020-08-27 | 2020-08-31 | 2021-10-30 | Solar Edge | SE3000 | Inverters | 3000 |  | 1 |  |  | 0.97 |  | Outside | side of home
NJSTRE1545515671 |  | Transition Incentive Program | Yardville | 8620 | 12 | 3.74 | Residential | No | Behind the Meter | Net-metered residential rooftop and canopy |  | None | Vision Solar LLC | PSE&G | Accepted | 2020-08-27 | 2020-08-31 | 2021-10-30 | HANWHA Q-CELLS | Q.PEAK DUO-G6 340 | Inverters | 0.24 |  | 11 |  |  | 0.96 |  | Other | BEHIND EACH PANEL
NJSTRE1545515673 |  | Transition Incentive Program | Orange City | 7050 | 9 | 9.86 | Residential | Yes | Behind the Meter | Net-metered residential rooftop and canopy |  | None | Tesla Energy Operations Inc. | PSE&G | Accepted | 2020-08-27 | 2020-08-31 | 2021-10-30 | SolarEdge Technologies | SE10000H-US [240V] | Inverters | 10000 |  | 1 |  |  | 0.99 |  | Outside | Outside
NJSTRE1545515692 |  | Transition Incentive Program | Vineland | 8360 | 20 | 6.8 | Residential | Yes | Behind the Meter | Net-metered residential rooftop and canopy |  | None | Vision Solar LLC | Vineland Muni Electric | Accepted | 2020-08-27 | 2020-08-31 | 2021-10-30 | ENPHASE | IQ7-60-2-US | Inverters | 0.24 |  | 20 |  |  | 0.96 |  | Other | BEHIND EACH PANEL
NJSTRE1545516002 |  | Transition Incentive Program | northfield | 8225 | 19 | 11.84 | Residential | No | Behind the Meter | Net-metered residential rooftop and canopy |  | None | Orbit Energy & Power, LLC | AC Electric | Accepted | 2020-08-27 | 2020-09-01 | 2021-10-30 | enphase | iq7-60-2-us | Inverters | 0.24 |  | 37 |  |  | 0.99 |  | Other | behind modules
NJSTRE1545516017 |  | Transition Incentive Program | East Brunswick | 8816 | 11 | 12.24 | Residential | Yes | Behind the Meter | Net-metered residential rooftop and canopy |  | None | Tesla Energy Operations Inc. | PSE&G | Final As-Built Received | 2020-08-27 | 2020-09-01 | 2021-10-30 | SolarEdge Technologies | SE11400H-US | Inverters | 11400 |  | 1 |  |  | 0.99 |  | Outdoor | Outdoor
NJSTRE1545516124 |  | Transition Incentive Program | Lakehurst | 8733 | 18 | 4.88 | Residential | Yes | Behind the Meter | Net-metered residential rooftop and canopy |  | None | Vivint Solar Developer, LLC | JCP&L | Accepted | 2020-09-03 | 2020-09-03 | 2021-10-30 | SOLAREDGE | SE3800H-US | Inverters | 3800 |  | 1 |  |  | 0.992 |  | Outdoor | Near the Utility Meter
NJSTRE1545516220 | NJSRRE1542963254 | Transition Incentive Program | Monroe Township | 8831 | 11 | 12021.3 | Commercial | No | Grid Supply | Subsection (t): landfill, brownfield, areas of historic fill. | t | None | CS Energy, LLC | JCP&L | Accepted | 2019-11-05 | 2019-11-13 | 2021-11-13 | SMA | Sunny Central 22000 | Inverters | 2200000 |  | 5 |  |  | 0.986 |  | Outdoor | Outdoor
NJSTRE1545382842 | NJSRRE1542389675 | Transition Incentive Program | Keasbey | 8832 | 11 | 10.05 | Residential | Yes | Behind the Meter | Behind the Meter |  | None | Pro Custom Solar dba Momentum Solar | PSE&G | Eligible for TI Program | 2019-09-11 | 2019-09-12 | 2021-10-30 | LG ELECTRONICS | LG 335N1C-V5 | Solar Panels |  | 0.335 | 13 | 195 | 20 |  | Fixed | Roof
NJSTRE1545382842 | NJSRRE1542389675 | Transition Incentive Program | Keasbey | 8832 | 11 | 10.05 | Residential | Yes | Behind the Meter | Behind the Meter |  | None | Pro Custom Solar dba Momentum Solar | PSE&G | Eligible for TI Program | 2019-09-11 | 2019-09-12 | 2021-10-30 | LG ELECTRONICS | LG 335N1C-V5 | Solar Panels |  | 0.335 | 14 | 15 | 19 |  | Fixed | Roof
NJSTRE1545426339 |  | Transition Incentive Program | Monroe Township | 8831 | 11 | 8.84 | Residential | No | Behind the Meter | Net-metered residential rooftop and canopy |  | None | Tesla Energy Operations Inc. | JCP&L | Accepted | 2020-08-10 | 2020-08-13 | 2021-10-30 | SolarEdge Technologies | SE7600H-US [240V] | Inverters | 7600 |  | 1 |  |  | 0.99 |  | Indoor | Inside garage
NJSTRE1545426422 |  | Transition Incentive Program | West Orange | 7052 | 9 | 91.2 | Commercial | No | Behind the Meter | Net-metered non-residential rooftop and canopy |  | None | Solar Mite Solutions | PSE&G | Accepted | 2020-08-10 | 2020-08-13 | 2021-10-30 | Solar Edge | P320 | Inverters | 320 |  | 114 |  |  | 0.99 |  | Outdoor | roof, under modules
NJSTRE1545382346 | NJSRRE1541805155 | Transition Incentive Program | Marmora | 8223 | 21 | 5.61 | Residential | Yes | Behind the Meter | Behind the Meter |  | None | Sunrun Installation Services, Inc. | AC Electric | Eligible for TI Program | 2019-08-08 | 2019-08-23 | 2021-10-30 | LG Electronics | LG330N1C-A5 | Solar Panels |  | 0.33 | 11 | 114 | 22 |  | Fixed | Roof
NJSTRE1545382350 | NJSRRE1541821196 | Transition Incentive Program | Union Twp Uni | 7083 | 10 | 7.92 | Residential | No | Behind the Meter | Behind the Meter |  | None | Sunrun Installation Services, Inc. | PSE&G | Eligible for TI Program | 2019-08-13 | 2019-08-23 | 2021-10-30 | LG Electronics | LG330N1C-A5 | Solar Panels |  | 0.33 | 12 | 126 | 14 |  | Fixed | Roof
NJSTRE1545382353 | NJSRRE1541800141 | Transition Incentive Program | Gloucester City | 8030 | 14 | 9.14 | Residential | Yes | Behind the Meter | Net-metered residential rooftop and canopy |  | None | Trinity Solar | PSE&G | Final As-Built Received | 2019-08-07 | 2019-08-12 | 2021-10-30 | Yingli 315 | YL315D-30b | Solar Panels |  | 0.315 | 10 | 213 | 8 |  | Fixed | Roof
NJSTRE1545382358 | NJSRRE1541723920 | Transition Incentive Program | Galloway | 8205 | 19 | 10.4 | Residential | Yes | Behind the Meter | Behind the Meter |  | None | Trinity Solar | AC Electric | Eligible for TI Program | 2019-07-31 | 2019-08-05 | 2021-10-30 | Hanwha 315 | Q.PEAK DUO BLK-G5 315 | Solar Panels |  | 0.315 | 3 | 265 | 27 |  | Fixed | Roof
NJSTRE1545382366 | NJSRRE1541809830 | Transition Incentive Program | Absecon | 8201 | 19 | 8.71 | Residential | Yes | Behind the Meter | Behind the Meter |  | None | Pro Custom Solar dba Momentum Solar | AC Electric | Eligible for TI Program | 2019-08-09 | 2019-08-23 | 2021-10-30 | LG ELECTRONICS | LG 335N1C-V5 | Solar Panels |  | 0.335 | 6 | 122 | 14 |  | Fixed | Roof
NJSTRE1545382367 | NJSRRE1541788006 | Transition Incentive Program | Pemberton | 8068 | 13 | 4.56 | Residential | Yes | Behind the Meter | Behind the Meter |  | None | Skyline Solar, LLC | JCP&L | Eligible for TI Program | 2019-08-05 | 2019-08-29 | 2021-10-30 | SolarWorld | SunModule Plus SW 285 Mono | Solar Panels |  | 0.285 | 16 | 177 | 29 |  | Fixed | Roof
NJSTRE1545382375 | NJSRRE1541804401 | Transition Incentive Program | Clarksboro | 8020 | 15 | 7.25 | Residential | No | Behind the Meter | Behind the Meter |  | None | Pro Custom Solar dba Momentum Solar | AC Electric | Eligible for TI Program | 2019-08-08 | 2019-08-23 | 2021-10-30 | HANWHA | Q.PEAK DUO BLK-G5 315 | Solar Panels |  | 0.315 | 10 | 78 | 17 |  | Fixed | Roof
NJSTRE1545382379 | NJSRRE1541858762 | Transition Incentive Program | Englewood | 7631 | 7 | 6.49 | Residential | Yes | Behind the Meter | Behind the Meter |  | None | Trinity Solar | PSE&G | Eligible for TI Program | 2019-08-19 | 2019-08-23 | 2021-10-30 | Hanwha | Q.PEAK-BLK G4.1 295 | Solar Panels |  | 0.295 | 8 | 195 | 43 |  | Fixed | Roof
NJSTRE1545382381 | NJSRRE1541790417 | Transition Incentive Program | TRENTON | 8690 | 12 | 11.03 | Residential | Yes | Behind the Meter | Behind the Meter |  | None | Pro Custom Solar dba Momentum Solar | PSE&G | Eligible for TI Program | 2019-08-06 | 2019-08-08 | 2021-10-30 | HANWHA | Q.PEAK DUO BLK-G5 315 | Solar Panels |  | 0.315 | 6 | 294 | 15 |  | Fixed | Roof
NJSTRE1545382383 | NJSRRE1541835335 | Transition Incentive Program | Bloomfield | 7003 | 9 | 7.54 | Residential | No | Behind the Meter | Behind the Meter |  | None | Sunrun Installation Services, Inc. | PSE&G | Eligible for TI Program | 2019-08-14 | 2019-08-23 | 2021-10-30 | REC Solar | REC290TP2 BLK | Solar Panels |  | 0.29 | 15 | 100 | 27 |  | Fixed | Roof
NJSTRE1545382389 | NJSRRE1541820765 | Transition Incentive Program | SOUTHAMPTON | 8088 | 13 | 16.75 | Residential | Yes | Behind the Meter | Behind the Meter |  | None | Pro Custom Solar dba Momentum Solar | PSE&G | Eligible for TI Program | 2019-08-13 | 2019-08-23 | 2021-10-30 | LG ELECTRONICS | LG 335N1C-V5 | Solar Panels |  | 0.335 | 6 | 164 | 34 |  | Fixed | Roof
NJSTRE1545382844 | NJSRRE1541880947 | Transition Incentive Program | West Milford | 7421 | 6 | 5.51 | Residential | Yes | Behind the Meter | Behind the Meter |  | None | Sunrun Installation Services, Inc. | Orange Rockland Electric | Eligible for TI Program | 2019-08-23 | 2019-08-28 | 2021-10-30 | REC Solar | REC290TP2 BLK | Solar Panels |  | 0.29 | 7 | 105 | 18 |  | Fixed | Roof
NJSTRE1545382853 | NJSRRE1542269571 | Transition Incentive Program | Plainfield | 7060 | 10 | 5.67 | Residential | Yes | Behind the Meter | Net-metered residential rooftop and canopy |  | None | Vivint Solar Developer, LLC | PSE&G | Accepted | 2019-09-05 | 2019-09-10 | 2021-10-30 | Hanwha Solar | Q.PEAK BLK-G5 315 | Solar Panels |  | 0.315 | 6 | 228 | 30 |  | Fixed | Roof
NJSTRE1545382855 | NJSRRE1542182713 | Transition Incentive Program | Franklinville | 8322 | 15 | 14.4 | Residential | No | Behind the Meter | Net-metered residential rooftop and canopy |  | None | Castle Energy, LLC | AC Electric | Accepted | 2019-09-04 | 2019-09-06 | 2021-10-30 | LG Electronics | LG320N1C-G4 | Solar Panels |  | 0.32 | 24 | 302 | 27 |  | Fixed | Roof
NJSTRE1545382856 | NJSRRE1542412611 | Transition Incentive Program | Hopatcong | 7843 | 1 | 5.8 | Residential | Yes | Behind the Meter | Behind the Meter |  | None | Sunrun Installation Services, Inc. | JCP&L | Eligible for TI Program | 2019-09-17 | 2019-09-19 | 2021-10-30 | REC Solar | REC290TP2 BLK | Solar Panels |  | 0.29 | 20 | 125 | 18 |  | Fixed | Roof
NJSTRE1545382862 | NJSRRE1541891147 | Transition Incentive Program | Lambertville | 8530 | 4 | 4.1 | Residential | No | Behind the Meter | Net-metered residential rooftop and canopy |  | None | Tesla Energy Operations Inc | JCP&L | Accepted | 2019-08-28 | 2019-09-03 | 2021-10-30 | Hanwha Q-Cells | Q.Peak DUO BLK-G5/SC315 | Solar Panels |  | 0.315 | 4 | 360 | 23 |  | Fixed | Roof
NJSTRE1545382865 | NJSRRE1541895166 | Transition Incentive Program | Teaneck | 7666 | 7 | 14.49 | Residential | Yes | Behind the Meter | Net-metered residential rooftop and canopy |  | None | Vivint Solar Developer, LLC | PSE&G | Accepted | 2019-10-08 | 2019-10-09 | 2021-10-30 | Hanwha | Q.PEAK DUO BLK-G5 315w | Solar Panels |  | 0.315 | 26 | 102 | 21 |  | Fixed | Roof
NJSTRE1545382873 | NJSRRE1542390078 | Transition Incentive Program | Paterson | 7504 | 6 | 5.03 | Residential | Yes | Behind the Meter | Behind the Meter |  | None | Pro Custom Solar dba Momentum Solar | PSE&G | Eligible for TI Program | 2019-09-11 | 2019-09-13 | 2021-10-30 | LG | LG 335N1C-V5 | Solar Panels |  | 0.335 | 6 | 9 | 13 |  | Fixed | Roof
NJSTRE1545382884 | NJSRRE1542413136 | Transition Incentive Program | Hamilton Township | 8619 | 12 | 12.76 | Residential | Yes | Behind the Meter | Behind the Meter |  | None | Sunrun Installation Services, Inc. | PSE&G | Eligible for TI Program | 2019-09-17 | 2019-09-20 | 2021-10-30 | REC Solar | REC290TP2 BLK | Solar Panels |  | 0.29 | 7 | 101 | 23 |  | Fixed | Roof
NJSTRE1545382884 | NJSRRE1542413136 | Transition Incentive Program | Hamilton Township | 8619 | 12 | 12.76 | Residential | Yes | Behind the Meter | Behind the Meter |  | None | Sunrun Installation Services, Inc. | PSE&G | Eligible for TI Program | 2019-09-17 | 2019-09-20 | 2021-10-30 | REC Solar | REC290TP2 BLK | Solar Panels |  | 0.29 | 24 | 191 | 23 |  | Fixed | Roof
NJSTRE1545382893 | NJSRRE1542411810 | Transition Incentive Program | Hammonton | 8037 | 19 | 69.76 | Commercial | No | Behind the Meter | Net-metered non-residential rooftop and canopy |  | None | Castle Energy, LLC | AC Electric | Accepted | 2019-09-17 | 2019-09-19 | 2021-10-30 | LG Electronics | LG 320N1K-A5 | Solar Panels |  | 0.32 | 16 | 197 | 20 |  | Fixed | Roof
NJSTRE1545382895 | NJSRRE1542377583 | Transition Incentive Program | Deptford | 8096 | 15 | 154.77 | Commercial | No | Behind the Meter | Behind the Meter |  | None | Arsenal Solar | PSE&G | Eligible for TI Program | 2019-09-10 | 2019-09-16 | 2021-10-30 | Sunpower | Sunpower 335watt | Solar Panels |  | 0.335 | 462 | 180 | 10 |  | Fixed | Roof
NJSTRE1545382902 | NJSRRE1542390577 | Transition Incentive Program | Paterson | 7522 | 6 | 4.35 | Residential | Yes | Behind the Meter | Behind the Meter |  | None | Sunrun Installation Services, Inc. | PSE&G | Eligible for TI Program | 2019-09-11 | 2019-09-13 | 2021-10-30 | REC Solar | REC290TP2 BLK | Solar Panels |  | 0.29 | 15 | 138 | 23 |  | Fixed | Roof
NJSTRE1545515575 |  | Transition Incentive Program | Montville | 7045 | 3 | 756.4 | School Public K-12 | No | Behind the Meter | Net-metered non-residential rooftop and canopy |  | None | Solar Landscape | JCP&L | Accepted | 2020-09-24 | 2020-09-25 | 2021-10-30 | Solar Edge | SE100KUS | Inverters | 100000 |  | 6 |  |  | 0.985 |  | Outdoor | Wall mounted on roof
NJSTRE1545515998 |  | Transition Incentive Program | Plainfield | 7062 | 10 | 7.14 | Residential | Yes | Behind the Meter | Net-metered residential rooftop and canopy |  | None | Vision Solar LLC | PSE&G | Accepted | 2020-08-27 | 2020-09-01 | 2021-10-30 | ENPHASE | IQ7-60-2-US | Inverters | 0.24 |  | 21 |  |  | 0.96 |  | Other | BEHIND EACH PANEL
NJSTRE1545516101 |  | Transition Incentive Program | West Windsor Township | 8550 | 12 | 7.26 | Residential | No | Behind the Meter | Net-metered residential rooftop and canopy |  | None | Sunrun Installation Services, Inc. | PSE&G | Accepted | 2020-08-27 | 2020-09-01 | 2021-10-30 | Delta Electronics | M6-TL-US | Inverters | 6000 |  | 1 |  |  | 0.96 |  | Outdoor | Next To Meter
NJSTRE1545516180 |  | Transition Incentive Program | Howell | 7731 | 17 | 7.8 | Residential | Yes | Behind the Meter | Net-metered residential rooftop and canopy |  | None | Vivint Solar Developer, LLC | JCP&L | Accepted | 2020-09-03 | 2020-09-03 | 2021-10-30 | SOLAREDGE | SE7600H-US | Inverters | 7600 |  | 1 |  |  | 0.992 |  | Outdoor | Near the Utility Meter
NJSTRE1545517592 |  | Transition Incentive Program | NEWTON | 7860 | 1 | 12.92 | Residential | Yes | Behind the Meter | Net-metered residential rooftop and canopy |  | None | Suntuity Solar LLC | JCP&L | Accepted | 2020-08-28 | 2020-09-01 | 2021-10-30 | Enphase Energy | IQ7-60-2-US | Inverters | 240 |  | 41 |  |  | 0.97 |  | Outdoor | Behind the PV Modules
NJSTRE1545517644 |  | Transition Incentive Program | Ogdensburg | 7439 | 1 | 6.62 | Residential | No | Behind the Meter | Net-metered residential rooftop and canopy |  | None | Suntuity Solar LLC | JCP&L | Accepted | 2020-08-28 | 2020-09-01 | 2021-10-30 | Enphase Energy | IQ7-60-2-US | Inverters | 240 |  | 21 |  |  | 0.97 |  | Outdoor | Behind the PV Modules
NJSTRE1545517678 |  | Transition Incentive Program | River Edge Boro | 7661 | 7 | 11.16 | Residential | No | Behind the Meter | Net-metered residential rooftop and canopy |  | None | Green Power Energy | PSE&G | Accepted | 2020-08-28 | 2020-09-01 | 2021-10-30 | Solar Edge | SE10000H-US | Inverters | 10000 |  | 1 |  |  | 0.97 |  | Outside | next to meter
NJSTRE1545517742 | NJSRRE1544428559 | Transition Incentive Program | Hopatcong | 7843 | 1 | 12.71 | Residential | Yes | Behind the Meter | Net-metered residential rooftop and canopy |  | None | Sunrun Installation Services, Inc. | JCP&L | Final As-Built Received | 2020-02-10 | 2020-02-13 | 2021-10-30 | Delta Electronics | M6-TL-US | Inverters | 6000 |  | 1 |  |  | 0.96 |  | Outdoor | Next To Meter
NJSTRE1545517742 | NJSRRE1544428559 | Transition Incentive Program | Hopatcong | 7843 | 1 | 12.71 | Residential | Yes | Behind the Meter | Net-metered residential rooftop and canopy |  | None | Sunrun Installation Services, Inc. | JCP&L | Final As-Built Received | 2020-02-10 | 2020-02-13 | 2021-10-30 | Delta Electronics | M5-TL-US | Inverters | 5000 |  | 1 |  |  | 0.96 |  | Outdoor | Next To Meter
NJSTRE1545517747 | NJSRRE1544498167 | Transition Incentive Program | Randolph | 7869 | 3 | 12.71 | Residential | Yes | Behind the Meter | Net-metered residential rooftop and canopy |  | None | Sunrun Installation Services, Inc. | JCP&L | Final As-Built Received | 2020-02-19 | 2020-02-24 | 2021-10-30 | Delta Electronics | M6-TL-US | Inverters | 6000 |  | 1 |  |  | 0.96 |  | Outdoor | Next To Meter
NJSTRE1545517751 | NJSRRE1544565305 | Transition Incentive Program | Stillwater | 7860 | 1 | 5.89 | Residential | Yes | Behind the Meter | Net-metered residential rooftop and canopy |  | None | Sunrun Installation Services, Inc. | JCP&L | Final As-Built Received | 2020-03-02 | 2020-03-05 | 2021-10-30 | Enphase Energy | IQ7-60-x-US (240V) | Inverters | 240 |  | 19 |  |  | 0.96 |  | Outdoor | Rooftop
NJSTRE1545382828 | NJSRRE1542416622 | Transition Incentive Program | Phillipsurg | 8865 | 2 | 8.38 | Residential | Yes | Behind the Meter | Behind the Meter |  | None | Pro Custom Solar dba Momentum Solar | JCP&L | Eligible for TI Program | 2019-09-18 | 2019-09-20 | 2021-10-30 | LG ELECTRONICS | LG 335N1C-V5 | Solar Panels |  | 0.335 | 25 | 155 | 18 |  | Fixed | Roof
NJSTRE1545382868 | NJSRRE1541987202 | Transition Incentive Program | Dover | 7801 | 3 | 19.72 | Residential | Yes | Behind the Meter | Behind the Meter |  | None | Sunrun Installation Services, Inc. | JCP&L | Eligible for TI Program | 2019-08-30 | 2019-09-04 | 2021-10-30 | REC Solar | REC290TP2 BLK | Solar Panels |  | 0.29 | 50 | 115 | 20 |  | Fixed | Roof
NJSTRE1545382878 | NJSRRE1542421725 | Transition Incentive Program | Bergenfield | 7621 | 7 | 5.04 | Residential | Yes | Behind the Meter | Net-metered residential rooftop and canopy |  | None | Vivint Solar Developer, LLC | PSE&G | Accepted | 2019-09-19 | 2019-09-23 | 2021-10-30 | Hanwha Solar | Q.PEAK BLK-G5 315 | Solar Panels |  | 0.315 | 3 | 87 | 42 |  | Fixed | Roof
NJSTRE1545382878 | NJSRRE1542421725 | Transition Incentive Program | Bergenfield | 7621 | 7 | 5.04 | Residential | Yes | Behind the Meter | Net-metered residential rooftop and canopy |  | None | Vivint Solar Developer, LLC | PSE&G | Accepted | 2019-09-19 | 2019-09-23 | 2021-10-30 | Hanwha Solar | Q.PEAK BLK-G5 315 | Solar Panels |  | 0.315 | 7 | 357 | 21 |  | Fixed | Roof
NJSTRE1545382882 | NJSRRE1541882902 | Transition Incentive Program | Beesley Point | 8223 | 21 | 8.19 | Residential | No | Behind the Meter | Behind the Meter |  | None | Tesla Energy Operations Inc | AC Electric | Eligible for TI Program | 2019-08-24 | 2019-08-28 | 2021-10-30 | Hanwha Q CELLS | Q.PEAK DUO BLK-G5 315 | Solar Panels |  | 0.315 | 9 | 203 | 34 |  | Fixed | Roof
NJSTRE1545382882 | NJSRRE1541882902 | Transition Incentive Program | Beesley Point | 8223 | 21 | 8.19 | Residential | No | Behind the Meter | Behind the Meter |  | None | Tesla Energy Operations Inc | AC Electric | Eligible for TI Program | 2019-08-24 | 2019-08-28 | 2021-10-30 | Hanwha Q CELLS | Q.PEAK DUO BLK-G5 315 | Solar Panels |  | 0.315 | 3 | 202 | 44 |  | Fixed | Roof
NJSTRE1545382887 | NJSRRE1542393751 | Transition Incentive Program | west new york town | 7093 | 8 | 1.96 | Residential | Yes | Behind the Meter | Net-metered residential rooftop and canopy |  | None | Vision Solar LLC | PSE&G | Accepted | 2019-09-12 | 2019-09-16 | 2021-10-30 | sunpower | e20-327-e-ac | Solar Panels |  | 0.327 | 6 | 122 | 3 |  | Fixed | Roof
NJSTRE1545382893 | NJSRRE1542411810 | Transition Incentive Program | Hammonton | 8037 | 19 | 69.76 | Commercial | No | Behind the Meter | Net-metered non-residential rooftop and canopy |  | None | Castle Energy, LLC | AC Electric | Accepted | 2019-09-17 | 2019-09-19 | 2021-10-30 | LG Electronics | LG 320N1K-A5 | Solar Panels |  | 0.32 | 11 | 222 | 13 |  | Fixed | Roof
NJSTRE1545382894 | NJSRRE1542390424 | Transition Incentive Program | Jackson | 8527 | 18 | 10.54 | Residential | No | Behind the Meter | Net-metered residential rooftop and canopy |  | None | Powerlutions | JCP&L | Accepted |  | 2019-09-13 | 2021-10-30 | Axitec | AC-310P/156-72S | Solar Panels |  | 0.31 | 18 | 133 | 28 |  | Fixed | Roof
NJSTRE1545515228 |  | Transition Incentive Program | Glassboro | 8028 | 15 | 13.26 | Residential | Yes | Behind the Meter | Net-metered residential rooftop and canopy |  | None | Trinity Solar | AC Electric | Accepted | 2020-08-27 | 2020-08-31 | 2021-10-30 | SOLAR EDGE | SE1000H-US | Inverters | 10000 |  | 1 |  |  | 0.97 |  | Outdoor | SIDE OF HOME
NJSTRE1545515273 |  | Transition Incentive Program | Beachwood | 8722 | 18 | 19.8 | Residential | No | Behind the Meter | Net-metered residential rooftop and canopy |  | None | Green Power Energy | JCP&L | Accepted | 2020-08-27 | 2020-08-31 | 2021-10-30 | Solar Edge | SE11400H-US | Inverters | 11400 |  | 1 |  |  | 0.97 |  | Outside | next to meter
NJSTRE1545515281 |  | Transition Incentive Program | Bloomfield | 7003 | 9 | 2.38 | Residential | Yes | Behind the Meter | Net-metered residential rooftop and canopy |  | None | Trinity Solar | PSE&G | Accepted | 2020-08-27 | 2020-08-31 | 2021-10-30 | ENPHASE | (IQ7PLUS-72-2-US ) | Inverters | 0.29 |  | 7 |  |  | 0.97 |  | Outdoor | UNDER THE PANELS
NJSTRE1545515502 |  | Transition Incentive Program | Burlington | 8016 | 13 | 4.23 | Residential | Yes | Behind the Meter | Net-metered residential rooftop and canopy |  | None | Vivint Solar Developer, LLC | PSE&G | Accepted | 2020-08-31 | 2020-08-31 | 2021-10-30 | SOLAREDGE | SE3800H-US | Inverters | 3800 |  | 1 |  |  | 0.992 |  | Outdoor | Near the Utility Meter
NJSTRE1545515572 |  | Transition Incentive Program | BURLINGTON | 8016 | 13 | 6.83 | Residential | Yes | Behind the Meter | Net-metered residential rooftop and canopy |  | None | Vivint Solar Developer, LLC | PSE&G | Accepted | 2020-09-01 | 2020-09-02 | 2021-10-30 | SOLAREDGE | SE7600H-US | Inverters | 7600 |  | 1 |  |  | 0.998 |  | Outdoor | Near the Utility Meter
NJSTRE1545382903 | NJSRRE1542200028 | Transition Incentive Program | Ledgewood | 7852 | 3 | 6.93 | Residential | Yes | Behind the Meter | Behind the Meter |  | None | Sunrun Installation Services, Inc. | JCP&L | Eligible for TI Program | 2019-09-04 | 2019-09-09 | 2021-10-30 | LG Electronics | LG330N1C-A5 | Solar Panels |  | 0.33 | 7 | 127 | 30 |  | Fixed | Roof
NJSTRE1545382904 | NJSRRE1542397120 | Transition Incentive Program | Camden | 8105 | 14 | 14.72 | Residential | No | Behind the Meter | Net-metered residential rooftop and canopy |  | None | Castle Energy, LLC | PSE&G | Accepted | 2019-09-13 | 2019-09-17 | 2021-10-30 | LG Electronics | LG320E1K-A5 | Solar Panels |  | 0.32 | 46 | 146 | 2 |  | Fixed | Roof
NJSTRE1545382909 | NJSRRE1541883675 | Transition Incentive Program | HAZLET | 7730 | 17 | 4.73 | Residential | Yes | Behind the Meter | Net-metered residential rooftop and canopy |  | None | Vivint Solar Developer, LLC | JCP&L | Accepted | 2019-08-29 | 2019-09-04 | 2021-10-30 | Hanwha Solar | Q.PEAK BLK-G5 315 | Solar Panels |  | 0.315 | 7 | 3 | 20 |  | Fixed | Roof
NJSTRE1545516044 |  | Transition Incentive Program | NEWARK | 7106 | 9 | 3.9 | Residential | Yes | Behind the Meter | Net-metered residential rooftop and canopy |  | None | Vivint Solar Developer, LLC | PSE&G | Accepted | 2020-09-03 | 2020-09-03 | 2021-10-30 | SOLAREDGE | SE3800H-US | Inverters | 3800 |  | 1 |  |  | 0.992 |  | Outdoor | Near the Utility Meter
NJSTRE1545516080 |  | Transition Incentive Program | SAYREVILLE | 8872 | 11 | 5.2 | Residential | Yes | Behind the Meter | Net-metered residential rooftop and canopy |  | None | Vivint Solar Developer, LLC | JCP&L | Accepted | 2020-09-03 | 2020-09-03 | 2021-10-30 | SOLAREDGE | SE7600H-US | Inverters | 7600 |  | 1 |  |  | 0.992 |  | Outdoor | Near the Utility Meter
NJSTRE1545516216 | NJSRRE1540836145 | Transition Incentive Program | Phillipsburg | 8865 | 2 | 1759.87 | Commercial | Yes | Grid Supply | Grid Supply | r | None | Holocene Design Build, LLC | JCP&L | Eligible for TI Program | 2019-04-12 | 2019-04-18 | 2021-04-18 | Sungrow | SG60KU-M | Inverters | 1356000 |  | 23 |  |  | 0.989 |  | Outdoor | Roof
NJSTRE1545516221 | NJSRRE1540122528 | Transition Incentive Program | Hopatcong | 7843 | 1 | 3750.33 | Municipality | No | Grid Supply | Subsection (t): landfill, brownfield, areas of historic fill. | t | None | AC Power 5, LLC | JCP&L | Accepted | 2018-12-21 | 2019-02-18 | 2021-10-30 | SMA Americas | Sunny Tripower 30000TL-US | Inverters | 30000 |  | 130 |  |  | 0.986 |  | Outside | Outside
NJSTRE1545517590 |  | Transition Incentive Program | CHERRY HILL | 8002 | 14 | 16.7 | Residential | No | Behind the Meter | Net-metered residential rooftop and canopy |  | None | Suntuity Solar LLC | PSE&G | Accepted | 2020-08-28 | 2020-09-01 | 2021-10-30 | Enphase Energy | IQ7-60-2-US | Inverters | 240 |  | 53 |  |  | 0.97 |  | Outdoor | Behind the PV Modules
NJSTRE1545517596 |  | Transition Incentive Program | MARLTON | 8053 | 13 | 9.45 | Residential | Yes | Behind the Meter | Net-metered residential rooftop and canopy |  | None | Suntuity Solar LLC | PSE&G | Accepted | 2020-08-28 | 2020-09-01 | 2021-10-30 | Enphase Energy | IQ7-60-2-US | Inverters | 240 |  | 30 |  |  | 0.97 |  | Outdoor | Behind the PV Modules
NJSTRE1545517659 |  | Transition Incentive Program | CLIFTON | 7013 | 6 | 6.62 | Residential | No | Behind the Meter | Net-metered residential rooftop and canopy |  | None | Suntuity Solar LLC | PSE&G | Accepted | 2020-08-28 | 2020-09-01 | 2021-10-30 | Enphase Energy | IQ7-60-2-US | Inverters | 240 |  | 21 |  |  | 0.97 |  | Outdoor | Behind the PV Modules
NJSTRE1545517717 |  | Transition Incentive Program | Franklin Park | 8823 | 5 | 6.83 | Residential | No | Behind the Meter | Net-metered residential rooftop and canopy |  | None | Whitman Construction, LLC | PSE&G | Accepted | 2020-09-01 | 2020-09-01 | 2021-10-30 | ENPHASE ENERGY | IQ7-60-2-US | Inverters | 240 |  | 21 |  |  | 0.975 |  | Outdoor | microinverters located under modules
NJSTRE1545517744 | NJSRRE1544185756 | Transition Incentive Program | Toms River | 8753 | 18 | 6.82 | Residential | Yes | Behind the Meter | Net-metered residential rooftop and canopy |  | None | Sunrun Installation Services, Inc. | JCP&L | Final As-Built Received | 2020-01-16 | 2020-01-22 | 2021-10-30 | Delta Electronics | M6-TL-US | Inverters | 6000 |  | 1 |  |  | 0.96 |  | Outdoor | Next To Meter
NJSTRE1545382848 | NJSRRE1542175343 | Transition Incentive Program | Woodbury Heights | 8097 | 15 | 13.05 | Residential | Yes | Behind the Meter | Behind the Meter |  | None | Sunrun Installation Services, Inc. | PSE&G | Eligible for TI Program | 2019-09-04 | 2019-09-06 | 2021-10-30 | REC Solar | REC290TP2 BLK | Solar Panels |  | 0.29 | 17 | 168 | 18 |  | Fixed | Roof
NJSTRE1545382849 | NJSRRE1541891189 | Transition Incentive Program | Forked River | 8731 | 18 | 3.47 | Residential | Yes | Behind the Meter | Net-metered residential rooftop and canopy |  | None | Vivint Solar Developer, LLC | JCP&L | Accepted | 2019-09-05 | 2019-09-05 | 2021-10-30 | HANWHA SOLAR | Q.PEAK BLK-G5 315 | Solar Panels |  | 0.315 | 11 | 202 | 18 |  | Fixed | Roof
NJSTRE1545382850 | NJSRRE1542397133 | Transition Incentive Program | Sea Bright | 7760 | 17 | 6.41 | Residential | Yes | Behind the Meter | Behind the Meter |  | None | All Season Solar | JCP&L | Eligible for TI Program | 2019-09-13 | 2019-09-17 | 2021-10-30 | Trina | TSMDD05A II 305W | Solar Panels |  | 0.305 | 4 | 86 | 45 |  | Fixed | Roof
NJSTRE1545382851 | NJSRRE1542376881 | Transition Incentive Program | Atlantic Highlands | 7716 | 17 | 12.4 | Residential | Yes | Behind the Meter | Behind the Meter |  | None | Pro Custom Solar dba Momentum Solar | JCP&L | Eligible for TI Program | 2019-09-10 | 2019-09-12 | 2021-10-30 | LG ELECTRONICS | LG 335N1C-V5 | Solar Panels |  | 0.335 | 17 | 130 | 41 |  | Fixed | Roof
NJSTRE1545382851 | NJSRRE1542376881 | Transition Incentive Program | Atlantic Highlands | 7716 | 17 | 12.4 | Residential | Yes | Behind the Meter | Behind the Meter |  | None | Pro Custom Solar dba Momentum Solar | JCP&L | Eligible for TI Program | 2019-09-10 | 2019-09-12 | 2021-10-30 | LG ELECTRONICS | LG 335N1C-V5 | Solar Panels |  | 0.335 | 8 | 8 | 310 |  | Fixed | Roof
NJSTRE1545382858 | NJSRRE1541864857 | Transition Incentive Program | NEWARK | 7112 | 9 | 5.8 | Residential | No | Behind the Meter | Behind the Meter |  | None | Infinity Solar Systems | PSE&G | Eligible for TI Program | 2019-08-21 | 2019-08-26 | 2021-10-30 | LG | LG-305DD05A.05 | Solar Panels |  | 0.305 | 2 | 206 | 30 |  | Fixed | Roof
NJSTRE1545382859 | NJSRRE1542317161 | Transition Incentive Program | Kearny | 7032 | 8 | 9.3 | Residential | No | Behind the Meter | Behind the Meter |  | PSEG | Maier Solar Engineering dba Solar Me | PSE&G | Eligible for TI Program | 2019-09-06 | 2019-09-10 | 2021-10-30 | Hyundai | HiS-300MG | Solar Panels |  | 0.3 | 4 | 213 | 35 |  | Fixed | Roof
NJSTRE1545382869 | NJSRRE1541880886 | Transition Incentive Program | Princeton Junction | 8550 | 12 | 8.91 | Residential | No | Behind the Meter | Behind the Meter |  | None | Sunrun Installation Services, Inc. | JCP&L | Eligible for TI Program | 2019-08-23 | 2019-08-28 | 2021-10-30 | LG Electronics | LG330N1C-A5 | Solar Panels |  | 0.33 | 6 | 187 | 44 |  | Fixed | Roof
NJSTRE1545382870 | NJSRRE1542369512 | Transition Incentive Program | Port Norris | 8349 | 20 | 9.16 | Residential | No | Behind the Meter | Net-metered residential ground mount |  | None | SunPower Capital LLC | AC Electric | Accepted | 2019-09-23 | 2019-09-23 | 2021-10-30 | sunpower | e20-327-e-ac | Solar Panels |  | 0.327 | 14 | 180 | 30 |  | Fixed | Roof
NJSTRE1545382877 | NJSRRE1541881078 | Transition Incentive Program | Irvington Town | 7111 | 9 | 2.9 | Residential | Yes | Behind the Meter | Behind the Meter |  | None | Sunrun Installation Services, Inc. | PSE&G | Eligible for TI Program | 2019-08-23 | 2019-08-28 | 2021-10-30 | REC Solar | REC290TP2 BLK | Solar Panels |  | 0.29 | 8 | 306 | 10 |  | Fixed | Roof
NJSTRE1545382886 | NJSRRE1542411865 | Transition Incentive Program | Nutley Town | 7710 | 17 | 13.6 | Residential | Yes | Behind the Meter | Behind the Meter |  | None | GenRenew, LLC | PSE&G | Eligible for TI Program | 2019-09-17 | 2019-09-19 | 2021-10-30 | sunpower | SPR-A400-G-AC | Solar Panels |  | 0.4 | 6 | 197 | 18 |  | Fixed | Roof
NJSTRE1545382886 | NJSRRE1542411865 | Transition Incentive Program | Nutley Town | 7710 | 17 | 13.6 | Residential | Yes | Behind the Meter | Behind the Meter |  | None | GenRenew, LLC | PSE&G | Eligible for TI Program | 2019-09-17 | 2019-09-19 | 2021-10-30 | sunpower | SPR-A400-G-AC | Solar Panels |  | 0.4 | 15 | 197 | 30 |  | Fixed | Roof
NJSTRE1545382832 | NJSRRE1541873593 | Transition Incentive Program | Lincroft | 7738 | 17 | 26.66 | Residential | No | Behind the Meter | Behind the Meter |  | None | Spectrum Energy, Inc. | JCP&L | Eligible for TI Program | 2019-08-22 | 2019-08-27 | 2021-10-30 | Trina | TSMDD05A.05(II) 310W | Solar Panels |  | 0.31 | 3 | 232 | 17 |  | Fixed | Roof
NJSTRE1545382837 | NJSRRE1542407173 | Transition Incentive Program | Howell | 7731 | 17 | 16.7 | Residential | Yes | Behind the Meter | Net-metered residential rooftop and canopy |  | None | Vivint Solar Developer, LLC | JCP&L | Accepted | 2019-09-18 | 2019-09-19 | 2021-10-30 | Hanwha | Q.PEAK DUO BLK-G5 315w | Solar Panels |  | 0.315 | 20 | 245 | 27 |  | Fixed | Roof
NJSTRE1545382848 | NJSRRE1542175343 | Transition Incentive Program | Woodbury Heights | 8097 | 15 | 13.05 | Residential | Yes | Behind the Meter | Behind the Meter |  | None | Sunrun Installation Services, Inc. | PSE&G | Eligible for TI Program | 2019-09-04 | 2019-09-06 | 2021-10-30 | REC Solar | REC290TP2 BLK | Solar Panels |  | 0.29 | 12 | 75 | 23 |  | Fixed | Roof
NJSTRE1545382852 | NJSRRE1542416754 | Transition Incentive Program | New Brunswick | 8901 | 11 | 9.05 | Residential | Yes | Behind the Meter | Behind the Meter |  | None | Pro Custom Solar dba Momentum Solar | PSE&G | Eligible for TI Program | 2019-09-18 | 2019-09-20 | 2021-10-30 | LG ELECTRONICS | LG 335N1C-V5 | Solar Panels |  | 0.335 | 11 | 129 | 38 |  | Fixed | Roof
NJSTRE1545382857 | NJSRRE1542412312 | Transition Incentive Program | Hopewell Twp Mer | 8525 | 12 | 6.67 | Residential | No | Behind the Meter | Behind the Meter |  | None | Sunrun Installation Services, Inc. | PSE&G | Eligible for TI Program | 2019-09-17 | 2019-09-19 | 2021-10-30 | REC Solar | REC290TP2 BLK | Solar Panels |  | 0.29 | 7 | 240 | 9 |  | Fixed | Roof
NJSTRE1545382865 | NJSRRE1541895166 | Transition Incentive Program | Teaneck | 7666 | 7 | 14.49 | Residential | Yes | Behind the Meter | Net-metered residential rooftop and canopy |  | None | Vivint Solar Developer, LLC | PSE&G | Accepted | 2019-10-08 | 2019-10-09 | 2021-10-30 | Hanwha | Q.PEAK DUO BLK-G5 315w | Solar Panels |  | 0.315 | 12 | 12 | 21 |  | Fixed | Roof
NJSTRE1545382880 | NJSRRE1542412231 | Transition Incentive Program | Union City | 7087 | 8 | 3.02 | Residential | Yes | Behind the Meter | Behind the Meter |  | None | Pro Custom Solar dba Momentum Solar | PSE&G | Eligible for TI Program | 2019-09-17 | 2019-09-19 | 2021-10-30 | LG ELECTRONICS | LG 335N1C-V5 | Solar Panels |  | 0.335 | 9 | 33 | 8 |  | Fixed | Roof
NJSTRE1545382885 | NJSRRE1541907909 | Transition Incentive Program | Estell Manor | 8319 | 19 | 16.8 | Residential | Yes | Behind the Meter | Net-metered residential rooftop and canopy |  | None | SunnyMac LLC | AC Electric | Accepted |  | 2019-09-03 | 2021-10-30 | SunPower | SPR-X21-350 | Solar Panels |  | 0.35 | 25 | 326 | 23 |  | Fixed | Roof
NJSTRE1545382886 | NJSRRE1542411865 | Transition Incentive Program | Nutley Town | 7710 | 17 | 13.6 | Residential | Yes | Behind the Meter | Behind the Meter |  | None | GenRenew, LLC | PSE&G | Eligible for TI Program | 2019-09-17 | 2019-09-19 | 2021-10-30 | sunpower | SPR-A400-G-AC | Solar Panels |  | 0.4 | 6 | 17 | 18 |  | Fixed | Roof
NJSTRE1545382896 | NJSRRE1542416760 | Transition Incentive Program | Sewell | 8080 | 15 | 7.75 | Residential | No | Behind the Meter | Behind the Meter |  | None | Impact Solar LLC | AC Electric | Eligible for TI Program | 2019-09-18 | 2019-09-20 | 2021-10-30 | Trina | TSM310 | Solar Panels |  | 0.31 | 25 | 233 | 19 |  | Fixed | Roof
NJSTRE1545382901 | NJSRRE1542422660 | Transition Incentive Program | Bergenfield | 7621 | 7 | 5.67 | Residential | Yes | Behind the Meter | Net-metered residential rooftop and canopy |  | None | Vivint Solar Developer, LLC | PSE&G | Accepted | 2019-09-19 | 2019-09-23 | 2021-10-30 | HANWHA SOLAR | Q.PEAK BLK-G5 315 | Solar Panels |  | 0.315 | 7 | 1 | 25 |  | Fixed | Roof
NJSTRE1545382907 | NJSRRE1542395101 | Transition Incentive Program | Piscataway | 8854 | 11 | 14.07 | Residential | Yes | Behind the Meter | Behind the Meter |  | None | Pro Custom Solar dba Momentum Solar | PSE&G | Eligible for TI Program | 2019-09-13 | 2019-09-17 | 2021-10-30 | LG ELECTRONICS | LG 335N1C-V5 | Solar Panels |  | 0.335 | 8 | 155 | 18 |  | Fixed | Roof
NJSTRE1545382913 | NJSRRE1542412362 | Transition Incentive Program | Westfield Town | 7090 | 10 | 12.18 | Residential | Yes | Behind the Meter | Behind the Meter |  | None | Sunrun Installation Services, Inc. | PSE&G | Eligible for TI Program | 2019-09-17 | 2019-09-19 | 2021-10-30 | REC Solar | REC290TP2 BLK | Solar Panels |  | 0.29 | 15 | 127 | 18 |  | Fixed | Roof
NJSTRE1545515641 |  | Transition Incentive Program | FAIR LAWN | 7410 | 7 | 7.8 | Residential | Yes | Behind the Meter | Net-metered residential rooftop and canopy |  | None | Infinity Solar Systems | PSE&G | Accepted | 2020-08-27 | 2020-08-31 | 2021-10-30 | ENPHASE | IQ7-60-X-US | Inverters | 240 |  | 24 |  |  | 0.97 |  | Outside | MICROINVERTERS
NJSTRE1545515697 |  | Transition Incentive Program | Ship Bottom | 8008 | 18 | 2.04 | Residential | Yes | Behind the Meter | Net-metered residential rooftop and canopy |  | None | Trinity Solar | AC Electric | Accepted | 2020-08-27 | 2020-08-31 | 2021-10-30 | Enphase | IQ7PLUS-72-2-US | Inverters | 290 |  | 1 |  |  | 0.96 |  | Outside | side of home
NJSTRE1545516223 | NJSRRE1542956728 | Transition Incentive Program | Monroe Township | 8831 | 11 | 2677.32 | Commercial | No | Grid Supply | Subsection (t): landfill, brownfield, areas of historic fill. | t | None | CS Energy, LLC | JCP&L | Accepted | 2019-11-05 | 2019-11-13 | 2021-11-13 | SMA | Sunny Central 220000 | Inverters | 2200000 |  | 1 |  |  | 0.986 |  | Outdoor | Outdoor
NJSTRE1545517587 |  | Transition Incentive Program | Blackwood | 8012 | 14 | 5.67 | Residential | No | Behind the Meter | Net-metered residential rooftop and canopy |  | None | Suntuity Solar LLC | PSE&G | Accepted | 2020-08-28 | 2020-09-01 | 2021-10-30 | Enphase Energy | IQ7-60-2-US | Inverters | 240 |  | 18 |  |  | 0.97 |  | Outdoor | Behind the PV Modules
NJSTRE1545517614 |  | Transition Incentive Program | Piscataway | 8854 | 11 | 7.56 | Residential | Yes | Behind the Meter | Net-metered residential rooftop and canopy |  | None | Suntuity Solar LLC | PSE&G | Accepted | 2020-08-28 | 2020-09-01 | 2021-10-30 | Enphase Energy | IQ7-60-2-US | Inverters | 240 |  | 24 |  |  | 0.97 |  | Outdoor | Behind the PV Modules
NJSTRE1545517740 | NJSRRE1542570912 | Transition Incentive Program | Pleasantville | 8232 | 19 | 8.12 | Residential | Yes | Behind the Meter | Net-metered residential rooftop and canopy |  | None | Sunrun Installation Services, Inc. | AC Electric | Final As-Built Received | 2019-10-21 | 2019-10-23 | 2021-10-30 | Delta Electronics | M8-TL-US | Inverters | 8000 |  | 1 |  |  | 0.96 |  | Outdoor | Next To Meter
NJSTRE1545517745 | NJSRRE1543452900 | Transition Incentive Program | Hopatcong | 7843 | 1 | 18.56 | Residential | Yes | Behind the Meter | Net-metered residential rooftop and canopy |  | None | Sunrun Installation Services, Inc. | JCP&L | Final As-Built Received | 2019-11-27 | 2019-12-03 | 2021-10-30 | Enphase Energy | IQ7-60-x-US (240V) | Inverters | 240 |  | 64 |  |  | 0.96 |  | Outdoor | Rooftop
NJSTRE1545517749 | NJSRRE1543421455 | Transition Incentive Program | Warren | 7059 | 5 | 8.91 | Residential | No | Behind the Meter | Net-metered residential rooftop and canopy |  | None | Sunrun Installation Services, Inc. | JCP&L | Final As-Built Received | 2019-11-19 | 2019-11-21 | 2021-10-30 | SolarEdge Technologies | SE7600A-USS2RGM | Inverters | 7600 |  | 1 |  |  | 0.96 |  | Outdoor | Next To Meter
NJSTRE1545517759 | NJSRRE1543547859 | Transition Incentive Program | Cedar Grove | 7009 | 9 | 4.34 | Residential | Yes | Behind the Meter | Net-metered residential rooftop and canopy |  | None | Sunrun Installation Services, Inc. | PSE&G | Final As-Built Received | 2019-12-13 | 2019-12-18 | 2021-10-30 | Enphase Energy | IQ7-60-x-US (240V) | Inverters | 240 |  | 14 |  |  | 0.96 |  | Outdoor | Rooftop
NJSTRE1545517766 | NJSRRE1542851464 | Transition Incentive Program | West Windsor Township | 8550 | 12 | 8.41 | Residential | Yes | Behind the Meter | Net-metered residential rooftop and canopy |  | None | Sunrun Installation Services, Inc. | PSE&G | Final As-Built Received | 2019-10-31 | 2019-11-04 | 2021-10-30 | Delta Electronics | M4-TL-US | Inverters | 3840 |  | 2 |  |  | 0.96 |  | Outdoor | Next To Meter
NJSTRE1545517770 | NJSRRE1543848859 | Transition Incentive Program | Bound Brook | 8805 | 5 | 10.23 | Residential | Yes | Behind the Meter | Net-metered residential rooftop and canopy |  | None | Sunrun Installation Services, Inc. | PSE&G | Final As-Built Received | 2019-12-31 | 2020-01-06 | 2021-10-30 | Delta Electronics | M4-TL-US | Inverters | 4000 |  | 1 |  |  | 0.96 |  | Outdoor | Next To Meter
NJSTRE1545517776 | NJSRRE1544537802 | Transition Incentive Program | Bergenfield | 7621 | 7 | 4.03 | Residential | Yes | Behind the Meter | Net-metered residential rooftop and canopy |  | None | Sunrun Installation Services, Inc. | PSE&G | Final As-Built Received | 2020-02-25 | 2020-02-27 | 2021-10-30 | Enphase Energy | IQ7-60-x-US (240V) | Inverters | 240 |  | 14 |  |  | 0.96 |  | Outdoor | Rooftop
NJSTRE1545382848 | NJSRRE1542175343 | Transition Incentive Program | Woodbury Heights | 8097 | 15 | 13.05 | Residential | Yes | Behind the Meter | Behind the Meter |  | None | Sunrun Installation Services, Inc. | PSE&G | Eligible for TI Program | 2019-09-04 | 2019-09-06 | 2021-10-30 | REC Solar | REC290TP2 BLK | Solar Panels |  | 0.29 | 3 | 256 | 14 |  | Fixed | Roof
NJSTRE1545382852 | NJSRRE1542416754 | Transition Incentive Program | New Brunswick | 8901 | 11 | 9.05 | Residential | Yes | Behind the Meter | Behind the Meter |  | None | Pro Custom Solar dba Momentum Solar | PSE&G | Eligible for TI Program | 2019-09-18 | 2019-09-20 | 2021-10-30 | LG ELECTRONICS | LG 335N1C-V5 | Solar Panels |  | 0.335 | 16 | 309 | 38 |  | Fixed | Roof
NJSTRE1545382857 | NJSRRE1542412312 | Transition Incentive Program | Hopewell Twp Mer | 8525 | 12 | 6.67 | Residential | No | Behind the Meter | Behind the Meter |  | None | Sunrun Installation Services, Inc. | PSE&G | Eligible for TI Program | 2019-09-17 | 2019-09-19 | 2021-10-30 | REC Solar | REC290TP2 BLK | Solar Panels |  | 0.29 | 16 | 237 | 34 |  | Fixed | Roof
NJSTRE1545382861 | NJSRRE1542376595 | Transition Incentive Program | TOMS RIVER | 8757 | 18 | 10.71 | Residential | Yes | Behind the Meter | Net-metered residential rooftop and canopy |  | None | Vivint Solar Developer, LLC | JCP&L | Accepted | 2019-09-18 | 2019-09-18 | 2021-10-30 | Hanwha Solar | Q.PEAK BLK-G5 315 | Solar Panels |  | 0.315 | 20 | 76 | 19 |  | Fixed | Roof
NJSTRE1545382865 | NJSRRE1541895166 | Transition Incentive Program | Teaneck | 7666 | 7 | 14.49 | Residential | Yes | Behind the Meter | Net-metered residential rooftop and canopy |  | None | Vivint Solar Developer, LLC | PSE&G | Accepted | 2019-10-08 | 2019-10-09 | 2021-10-30 | Hanwha | Q.PEAK DUO BLK-G5 315w | Solar Panels |  | 0.315 | 8 | 192 | 21 |  | Fixed | Roof
NJSTRE1545382866 | NJSRRE1541873686 | Transition Incentive Program | SAYREVILLE | 8872 | 11 | 5.99 | Residential | Yes | Behind the Meter | Net-metered residential rooftop and canopy |  | None | Vivint Solar Developer, LLC | JCP&L | Accepted | 2019-08-22 | 2019-08-27 | 2021-10-30 | Hanwha Solar | Q.PEAK BLK-G5 315 | Solar Panels |  | 0.315 | 19 | 156 | 29 |  | Fixed | Roof
NJSTRE1545515967 |  | Transition Incentive Program | ENGLEWOOD | 7631 | 7 | 8.78 | Residential | Yes | Behind the Meter | Net-metered residential rooftop and canopy |  | None | Vivint Solar Developer, LLC | PSE&G | Accepted | 2020-09-03 | 2020-09-03 | 2021-10-30 | SOLAREDGE | SE7600H-US | Inverters | 7600 |  | 1 |  |  | 0.992 |  | Outdoor | Near the Utility Meter
NJSTRE1545516219 | NJSRRE1540835426 | Transition Incentive Program | Burlington | 8016 | 13 | 11084.7 | Commercial | Yes | Grid Supply | Grid Supply | r | None | Holocene Design Build, LLC | PSE&G | Eligible for TI Program | 2019-04-12 | 2019-04-18 | 2021-04-18 | Sungrow | SG60KU-M | Inverters | 8790000 |  | 147 |  |  | 0.99 |  | Outdoor | n/a
NJSTRE1545517598 |  | Transition Incentive Program | MANAHAWKIN | 8050 | 18 | 8.82 | Residential | No | Behind the Meter | Net-metered residential rooftop and canopy |  | None | Suntuity Solar LLC | AC Electric | Accepted | 2020-08-28 | 2020-09-01 | 2021-10-30 | Enphase Energy | IQ7-60-2-US | Inverters | 240 |  | 28 |  |  | 0.97 |  | Outdoor | Behind the PV Modules
NJSTRE1545517673 |  | Transition Incentive Program | Bergenfield | 7621 | 7 | 5.04 | Residential | No | Behind the Meter | Net-metered residential rooftop and canopy |  | None | Suntuity Solar LLC | PSE&G | Accepted | 2020-08-28 | 2020-09-01 | 2021-10-30 | Enphase Energy | IQ7-60-2-US | Inverters | 240 |  | 16 |  |  | 0.97 |  | Outdoor | Behind the PV Modules
NJSTRE1545517677 |  | Transition Incentive Program | Linden | 7036 | 10 | 6.4 | Residential | No | Behind the Meter | Net-metered residential rooftop and canopy |  | None | New Jersey Suntech | PSE&G | Accepted | 2020-08-28 | 2020-09-01 | 2021-10-30 | Solaredge | SE5000-US | Inverters | 5000 |  | 1 |  |  | 0.97 |  | Outside | Next to meter
NJSTRE1545382897 | NJSRRE1541891817 | Transition Incentive Program | Blackwood | 8012 | 14 | 822.75 | School Other | No | Behind the Meter | Net-metered non-residential rooftop and canopy |  | None | Solar Landscape | AC Electric | Accepted | 2019-08-28 | 2019-09-03 | 2021-10-30 | GCL | M6/72H 375W | Solar Panels |  | 0.375 | 1840 | 199.1 | 5 |  | Fixed | Roof
NJSTRE1545382897 | NJSRRE1541891817 | Transition Incentive Program | Blackwood | 8012 | 14 | 822.75 | School Other | No | Behind the Meter | Net-metered non-residential rooftop and canopy |  | None | Solar Landscape | AC Electric | Accepted | 2019-08-28 | 2019-09-03 | 2021-10-30 | GCL | M6/72H 375W | Solar Panels |  | 0.375 | 128 | 288.524 | 5 |  | Fixed | Roof
NJSTRE1545382899 | NJSRRE1542393625 | Transition Incentive Program | west new york town | 7093 | 8 | 3.92 | Residential | Yes | Behind the Meter | Net-metered residential rooftop and canopy |  | None | Vision Solar LLC | PSE&G | Accepted | 2019-09-12 | 2019-09-16 | 2021-10-30 | sunpower | e20-327-e-ac | Solar Panels |  | 0.327 | 12 | 122 | 3 |  | Fixed | Roof
NJSTRE1545382911 | NJSRRE1542407177 | Transition Incentive Program | MOUNT LAUREL | 8054 | 13 | 7.88 | Residential | No | Behind the Meter | Net-metered residential rooftop and canopy |  | None | Vivint Solar Developer, LLC | PSE&G | Accepted | 2019-09-14 | 2019-09-17 | 2021-10-30 | HANWHA SOLAR | Q.PEAK BLK-G5 315 | Solar Panels |  | 0.315 | 10 | 89 | 33 |  | Fixed | Roof
NJSTRE1545517586 |  | Transition Incentive Program | VILLAS | 8251 | 21 | 5.04 | Residential | Yes | Behind the Meter | Net-metered residential rooftop and canopy |  | None | Suntuity Solar LLC | AC Electric | Accepted | 2020-08-28 | 2020-09-01 | 2021-10-30 | Enphase Energy | IQ7-60-2-US | Inverters | 240 |  | 16 |  |  | 0.97 |  | Outdoor | Behind the PV Modules
NJSTRE1545517627 |  | Transition Incentive Program | tuckerton | 8087 | 18 | 3.2 | Residential | Yes | Behind the Meter | Net-metered residential rooftop and canopy |  | None | Orbit Energy & Power, LLC | AC Electric | Accepted | 2020-09-09 | 2020-09-10 | 2021-10-30 | enphase | iq7-60-2-us | Inverters | 240 |  | 10 |  |  | 0.96 |  | Other | behind panels
NJSTRE1545517739 | NJSRRE1541790825 | Transition Incentive Program | Clementon | 8021 | 14 | 7.32 | Residential | Yes | Behind the Meter | Net-metered residential rooftop and canopy |  | None | Sunrun Installation Services, Inc. | AC Electric | Final As-Built Received | 2019-08-06 | 2019-08-09 | 2021-10-30 | SolarEdge Technologies | SE7600A-USS2RGM | Inverters | 7600 |  | 1 |  |  | 0.96 |  | Outdoor | Next To Meter
NJSTRE1545517741 | NJSRRE1544184537 | Transition Incentive Program | Egg Harbor Township | 8234 | 19 | 4.29 | Residential | No | Behind the Meter | Net-metered residential rooftop and canopy |  | None | Sunrun Installation Services, Inc. | AC Electric | Final As-Built Received | 2020-01-16 | 2020-01-21 | 2021-10-30 | Delta Electronics | M4-TL-US | Inverters | 4000 |  | 1 |  |  | 0.96 |  | Outdoor | Next To Meter
NJSTRE1545517748 | NJSRRE1544546831 | Transition Incentive Program | Brick Township | 8724 | 18 | 13.64 | Residential | Yes | Behind the Meter | Behind the Meter |  | None | Sunrun Installation Services, Inc. | JCP&L | Eligible for TI Program | 2020-02-27 | 2020-03-03 | 2021-10-30 | Delta Electronics | M5-TL-US | Inverters | 5000 |  | 1 |  |  | 0.96 |  | Outdoor | Next To Meter
NJSTRE1545517761 | NJSRRE1544348693 | Transition Incentive Program | Bloomfield | 7003 | 9 | 4.65 | Residential | Yes | Behind the Meter | Net-metered residential rooftop and canopy |  | None | Sunrun Installation Services, Inc. | PSE&G | Final As-Built Received | 2020-02-03 | 2020-02-06 | 2021-10-30 | Enphase Energy | IQ7-60-x-US (240V) | Inverters | 240 |  | 15 |  |  | 0.96 |  | Outdoor | Rooftop
NJSTRE1545517771 | NJSRRE1544543600 | Transition Incentive Program | PENNSAUKEN | 8109 | 14 | 8.37 | Residential | Yes | Behind the Meter | Net-metered residential rooftop and canopy |  | None | Sunrun Installation Services, Inc. | PSE&G | Final As-Built Received | 2020-02-26 | 2020-03-02 | 2021-10-30 | Enphase Energy | IQ7-60-x-US (240V) | Inverters | 240 |  | 27 |  |  | 0.96 |  | Outdoor | Rooftop
NJSTRE1545517779 | NJSRRE1544457009 | Transition Incentive Program | Elizabeth City | 7206 | 10 | 3.41 | Residential | Yes | Behind the Meter | Net-metered residential rooftop and canopy |  | None | Sunrun Installation Services, Inc. | PSE&G | Final As-Built Received | 2020-02-14 | 2020-02-19 | 2021-10-30 | Delta Electronics | M4-TL-US | Inverters | 4000 |  | 1 |  |  | 0.96 |  | Outdoor | Next To Meter
NJSTRE1545382390 | NJSRRE1541727532 | Transition Incentive Program | Manahawkin | 8050 | 18 | 9.86 | Residential | No | Behind the Meter | Behind the Meter |  | None | Sunrun Installation Services, Inc. | AC Electric | Eligible for TI Program | 2019-08-01 | 2019-08-06 | 2021-10-30 | REC Solar | REC290TP2 BLK | Solar Panels |  | 0.29 | 16 | 199 | 34 |  | Fixed | Roof
NJSTRE1545382393 | NJSRRE1541790398 | Transition Incentive Program | Long Branch | 7740 | 17 | 5.04 | Residential | Yes | Behind the Meter | Behind the Meter |  | None | Trinity Solar | JCP&L | Eligible for TI Program | 2019-08-06 | 2019-08-08 | 2021-10-30 | Hanwha 315 | Q.PEAK DUO BLK-G5 315 | Solar Panels |  | 0.315 | 11 | 236 | 37 |  | Fixed | Roof
NJSTRE1545382399 | NJSRRE1541858621 | Transition Incentive Program | Dover | 7801 | 3 | 3.78 | Residential | Yes | Behind the Meter | Behind the Meter |  | None | Pro Custom Solar dba Momentum Solar | JCP&L | Eligible for TI Program | 2019-08-19 | 2019-08-23 | 2021-10-30 | HANWHA | Q.PEAK DUO BLK-G5 315 | Solar Panels |  | 0.315 | 12 | 172 | 22 |  | Fixed | Roof
NJSTRE1545382402 | NJSRRE1541820475 | Transition Incentive Program | Blackwood | 8012 | 14 | 12.92 | Residential | No | Behind the Meter | Behind the Meter |  | None | Pro Custom Solar dba Momentum Solar | PSE&G | Eligible for TI Program | 2019-08-13 | 2019-08-23 | 2021-10-30 | HANWHA | Q.PEAK DUO BLK-G5 315 | Solar Panels |  | 0.315 | 12 | 58 | 28 |  | Fixed | Roof
NJSTRE1545382405 | NJSRRE1541725606 | Transition Incentive Program | ISELIN | 8830 | 11 | 11.03 | Residential | Yes | Behind the Meter | Behind the Meter |  | None | Pro Custom Solar dba Momentum Solar | PSE&G | Eligible for TI Program | 2019-08-01 | 2019-08-06 | 2021-10-30 | HANWHA | Q.PEAK DUO BLK-G5 315 | Solar Panels |  | 0.315 | 8 | 358 | 16 |  | Fixed | Roof
NJSTRE1545382408 | NJSRRE1541814649 | Transition Incentive Program | Plainsboro Twp | 8536 | 11 | 4.35 | Residential | No | Behind the Meter | Behind the Meter |  | None | Sunrun Installation Services, Inc. | PSE&G | Eligible for TI Program | 2019-08-11 | 2019-08-23 | 2021-10-30 | REC Solar | REC290TP2 BLK | Solar Panels |  | 0.29 | 4 | 202 | 40 |  | Fixed | Roof
NJSTRE1545382415 | NJSRRE1541847989 | Transition Incentive Program | Plainfield City | 7060 | 10 | 11.6 | Residential | Yes | Behind the Meter | Behind the Meter |  | None | Sunrun Installation Services, Inc. | PSE&G | Eligible for TI Program | 2019-08-15 | 2019-08-23 | 2021-10-30 | REC Solar | REC290TP2 BLK | Solar Panels |  | 0.29 | 9 | 42 | 9 |  | Fixed | Roof
NJSTRE1545428077 |  | Transition Incentive Program | MANAHAWKIN | 8050 | 18 | 12.92 | Residential | No | Behind the Meter | Net-metered residential rooftop and canopy |  | None | Suntuity Solar LLC | AC Electric | Accepted | 2020-08-11 | 2020-08-13 | 2021-10-30 | Enphase Energy | IQ7-60-2-US | Inverters | 240 |  | 38 |  |  | 0.97 |  | Outdoor | Behind the PV Modules
NJSTRE1545428089 |  | Transition Incentive Program | Southampton | 8088 | 13 | 9.72 | Residential | No | Behind the Meter | Net-metered residential rooftop and canopy |  | None | Skyline Solar LLC | PSE&G | Accepted | 2020-08-11 | 2020-08-13 | 2021-10-30 | Enphase | IQ7 | Inverters | 240 |  | 27 |  |  | 0.99 |  | Outside | Under panels
NJSTRE1545428384 |  | Transition Incentive Program | Clementon | 8021 | 14 | 6.4 | Residential | No | Behind the Meter | Net-metered residential rooftop and canopy |  | None | Orbit Energy & Power, LLC | AC Electric | Final As-Built Received | 2020-08-11 | 2020-08-14 | 2021-10-30 | enphase | iq7-60-2-us | Inverters | 0.24 |  | 20 |  |  | 0.96 |  | Other | behind panels
NJSTRE1545428562 |  | Transition Incentive Program | PLEASANTVILLE | 8232 | 19 | 5.44 | Residential | No | Behind the Meter | Net-metered residential rooftop and canopy |  | None | Orbit Energy & Power, LLC | AC Electric | Accepted | 2020-08-11 | 2020-08-13 | 2021-10-30 | ENPHASE | IQ7-60-2-US | Inverters | 0.24 |  | 17 |  |  | 0.96 |  | Other | BEHIND PANELS
NJSTRE1545428674 |  | Transition Incentive Program | Hackensack | 7601 | 7 | 5.25 | Residential | Yes | Behind the Meter | Net-metered residential rooftop and canopy |  | None | Pro Custom Solar dba Momentum Solar | PSE&G | Accepted | 2020-08-11 | 2020-08-14 | 2021-10-30 | Enphase | IQ7PLUS-72-2-US | Inverters | 290 |  | 15 |  |  | 0.97 |  | Outdoor | Roof
NJSTRE1545382924 | NJSRRE1541888624 | Transition Incentive Program | Barnegat | 8005 | 18 | 8.24 | Residential | Yes | Behind the Meter | Net-metered residential rooftop and canopy |  | None | Bright Planet Solar | JCP&L | Accepted |  | 2019-09-05 | 2021-10-30 | Longi | LR6-60P B-305M | Solar Panels |  | 0.305 | 20 | 217 | 20 |  | Fixed | Roof
NJSTRE1545382929 | NJSRRE1542373197 | Transition Incentive Program | Morristown | 7960 | 3 | 1643.25 | Commercial | Yes | Behind the Meter | Behind the Meter |  | None | Green Energy Construction & Consulting | JCP&L | Eligible for TI Program | 2019-09-09 | 2019-09-12 | 2021-10-30 | GCL | GCL M3/72 375 | Solar Panels |  | 0.375 | 736 | 293 & 113 | 10 |  | Fixed | Roof
NJSTRE1545382929 | NJSRRE1542373197 | Transition Incentive Program | Morristown | 7960 | 3 | 1643.25 | Commercial | Yes | Behind the Meter | Behind the Meter |  | None | Green Energy Construction & Consulting | JCP&L | Eligible for TI Program | 2019-09-09 | 2019-09-12 | 2021-10-30 | GCL | GCL M3/72 375 | Solar Panels |  | 0.375 | 2428 | 113 | 5 |  | Fixed | Parking Lot
NJSTRE1545382933 | NJSRRE1541883351 | Transition Incentive Program | Jefferson | 7438 | 6 | 14.85 | Residential | Yes | Behind the Meter | Behind the Meter |  | None | Sunrun Installation Services, Inc. | JCP&L | Eligible for TI Program | 2019-08-25 | 2019-10-01 | 2021-10-30 | LG Electronics | LG330N1C-A5 | Solar Panels |  | 0.33 | 9 | 88 | 31 |  | Fixed | Roof
NJSTRE1545517756 | NJSRRE1544501284 | Transition Incentive Program | Clifton | 7011 | 6 | 5.19 | Residential | Yes | Behind the Meter | Net-metered residential rooftop and canopy |  | None | Sunrun Installation Services, Inc. | PSE&G | Final As-Built Received | 2020-02-19 | 2020-02-24 | 2021-10-30 | Delta Electronics | M5-TL-US | Inverters | 5000 |  | 1 |  |  | 0.96 |  | Outdoor | Next To Meter
NJSTRE1545517757 | NJSRRE1543827053 | Transition Incentive Program | Piscataway | 8854 | 11 | 16.82 | Residential | Yes | Behind the Meter | Net-metered residential rooftop and canopy |  | None | Sunrun Installation Services, Inc. | PSE&G | Final As-Built Received | 2019-12-30 | 2020-01-03 | 2021-10-30 | Enphase Energy | IQ7-60-x-US (240V) | Inverters | 240 |  | 58 |  |  | 0.96 |  | Outdoor | Rooftop
NJSTRE1545517762 | NJSRRE1543827308 | Transition Incentive Program | Plainfield City | 7060 | 10 | 5.76 | Residential | Yes | Behind the Meter | Net-metered residential rooftop and canopy |  | None | Sunrun Installation Services, Inc. | PSE&G | Final As-Built Received | 2019-12-30 | 2020-01-03 | 2021-10-30 | Delta Electronics | M5-TL-US | Inverters | 5000 |  | 1 |  |  | 0.96 |  | Outdoor | Next To Meter
NJSTRE1545517763 | NJSRRE1543426061 | Transition Incentive Program | Bound Brook | 8805 | 5 | 2.61 | Residential | Yes | Behind the Meter | Net-metered residential rooftop and canopy |  | None | Sunrun Installation Services, Inc. | PSE&G | Final As-Built Received | 2019-11-20 | 2019-11-25 | 2021-10-30 | Delta Electronics | M4-TL-US | Inverters | 4000 |  | 1 |  |  | 0.96 |  | Outdoor | Next To Meter
NJSTRE1545517769 | NJSRRE1544535912 | Transition Incentive Program | Bordentown | 8505 | 13 | 13.8 | Residential | No | Behind the Meter | Net-metered residential rooftop and canopy |  | None | Sunrun Installation Services, Inc. | PSE&G | Final As-Built Received | 2020-02-25 | 2020-02-27 | 2021-10-30 | SolarEdge Technologies | SE7600A-USS2RGM | Inverters | 7600 |  | 1 |  |  | 0.96 |  | Outdoor | Next To Meter
NJSTRE1545517773 | NJSRRE1544326220 | Transition Incentive Program | Hamilton Township | 8610 | 12 | 13.95 | Residential | Yes | Behind the Meter | Net-metered residential rooftop and canopy |  | None | Sunrun Installation Services, Inc. | PSE&G | Final As-Built Received | 2020-01-29 | 2020-01-31 | 2021-10-30 | Enphase Energy | IQ7-60-x-US (240V) | Inverters | 240 |  | 45 |  |  | 0.96 |  | Outdoor | Rooftop
NJSTRE1545517778 | NJSRRE1544802368 | Transition Incentive Program | Pennsauken Township | 8109 | 14 | 5.52 | Residential | Yes | Behind the Meter | Net-metered residential rooftop and canopy |  | None | Sunrun Installation Services, Inc. | PSE&G | Final As-Built Received | 2020-04-06 | 2020-04-10 | 2021-10-30 | Enphase Energy | IQ7PLUS-72-x-US (240V) | Inverters | 290 |  | 16 |  |  | 0.96 |  | Outdoor | Rooftop
NJSTRE1545517783 | NJSRRE1544226330 | Transition Incentive Program | Hamilton Township | 8610 | 12 | 11.78 | Residential | Yes | Behind the Meter | Net-metered residential rooftop and canopy |  | None | Sunrun Installation Services, Inc. | PSE&G | Final As-Built Received | 2020-01-24 | 2020-01-29 | 2021-10-30 | Delta Electronics | M10-TL-US | Inverters | 10000 |  | 1 |  |  | 0.96 |  | Outdoor | Next To Meter
NJSTRE1545516016 |  | Transition Incentive Program | BELLEVILLE | 7109 | 9 | 3.9 | Residential | Yes | Behind the Meter | Net-metered residential rooftop and canopy |  | None | Vivint Solar Developer, LLC | PSE&G | Accepted | 2020-09-03 | 2020-09-04 | 2021-10-30 | SOLAREDGE | SE3800H-US | Inverters | 3800 |  | 1 |  |  | 0.998 |  | Outdoor | Near the Utility Meter
NJSTRE1545516178 |  | Transition Incentive Program | Bordentown Twp | 8505 | 13 | 5.19 | Residential | Yes | Behind the Meter | Net-metered residential rooftop and canopy |  | None | Sunrun Installation Services, Inc. | PSE&G | Accepted | 2020-08-27 | 2020-09-01 | 2021-10-30 | Enphase Energy | IQ7-60-x-US (240V) | Inverters | 240 |  | 17 |  |  | 0.96 |  | Outdoor | Rooftop
NJSTRE1545517588 |  | Transition Incentive Program | WEST DEPTFORD | 8096 | 15 | 5.67 | Residential | Yes | Behind the Meter | Net-metered residential rooftop and canopy |  | None | Suntuity Solar LLC | PSE&G | Accepted | 2020-08-28 | 2020-09-01 | 2021-10-30 | Enphase Energy | IQ7-60-2-US | Inverters | 240 |  | 18 |  |  | 0.97 |  | Outdoor | Behind the PV Modules
NJSTRE1545517591 |  | Transition Incentive Program | WEST DEPTFORD | 8096 | 15 | 10.4 | Residential | Yes | Behind the Meter | Net-metered residential rooftop and canopy |  | None | Suntuity Solar LLC | PSE&G | Accepted | 2020-08-28 | 2020-09-01 | 2021-10-30 | Enphase Energy | IQ7-60-2-US | Inverters | 240 |  | 33 |  |  | 0.97 |  | Outdoor | Behind the PV Modules
NJSTRE1545382868 | NJSRRE1541987202 | Transition Incentive Program | Dover | 7801 | 3 | 19.72 | Residential | Yes | Behind the Meter | Behind the Meter |  | None | Sunrun Installation Services, Inc. | JCP&L | Eligible for TI Program | 2019-08-30 | 2019-09-04 | 2021-10-30 | REC Solar | REC290TP2 BLK | Solar Panels |  | 0.29 | 18 | 295 | 20 |  | Fixed | Roof
NJSTRE1545382873 | NJSRRE1542390078 | Transition Incentive Program | Paterson | 7504 | 6 | 5.03 | Residential | Yes | Behind the Meter | Behind the Meter |  | None | Pro Custom Solar dba Momentum Solar | PSE&G | Eligible for TI Program | 2019-09-11 | 2019-09-13 | 2021-10-30 | LG | LG 335N1C-V5 | Solar Panels |  | 0.335 | 9 | 189 | 13 |  | Fixed | Roof
NJSTRE1545382877 | NJSRRE1541881078 | Transition Incentive Program | Irvington Town | 7111 | 9 | 2.9 | Residential | Yes | Behind the Meter | Behind the Meter |  | None | Sunrun Installation Services, Inc. | PSE&G | Eligible for TI Program | 2019-08-23 | 2019-08-28 | 2021-10-30 | REC Solar | REC290TP2 BLK | Solar Panels |  | 0.29 | 2 | 126 | 9 |  | Fixed | Roof
NJSTRE1545382882 | NJSRRE1541882902 | Transition Incentive Program | Beesley Point | 8223 | 21 | 8.19 | Residential | No | Behind the Meter | Behind the Meter |  | None | Tesla Energy Operations Inc | AC Electric | Eligible for TI Program | 2019-08-24 | 2019-08-28 | 2021-10-30 | Hanwha Q CELLS | Q.PEAK DUO BLK-G5 315 | Solar Panels |  | 0.315 | 14 | 113 | 34 |  | Fixed | Roof
NJSTRE1545382884 | NJSRRE1542413136 | Transition Incentive Program | Hamilton Township | 8619 | 12 | 12.76 | Residential | Yes | Behind the Meter | Behind the Meter |  | None | Sunrun Installation Services, Inc. | PSE&G | Eligible for TI Program | 2019-09-17 | 2019-09-20 | 2021-10-30 | REC Solar | REC290TP2 BLK | Solar Panels |  | 0.29 | 13 | 281 | 23 |  | Fixed | Roof
NJSTRE1545382886 | NJSRRE1542411865 | Transition Incentive Program | Nutley Town | 7710 | 17 | 13.6 | Residential | Yes | Behind the Meter | Behind the Meter |  | None | GenRenew, LLC | PSE&G | Eligible for TI Program | 2019-09-17 | 2019-09-19 | 2021-10-30 | sunpower | SPR-A400-G-AC | Solar Panels |  | 0.4 | 4 | 17 | 30 |  | Fixed | Roof
NJSTRE1545382890 | NJSRRE1541880314 | Transition Incentive Program | LYNDHURST | 7071 | 7 | 3.69 | Residential | Yes | Behind the Meter | Behind the Meter |  | None | Pro Custom Solar dba Momentum Solar | PSE&G | Eligible for TI Program | 2019-08-23 | 2019-08-27 | 2021-10-30 | LG ELECTRONICS | LG 335N1C-V5 | Solar Panels |  | 0.335 | 11 | 127 | 38 |  | Fixed | Roof
NJSTRE1545382893 | NJSRRE1542411810 | Transition Incentive Program | Hammonton | 8037 | 19 | 69.76 | Commercial | No | Behind the Meter | Net-metered non-residential rooftop and canopy |  | None | Castle Energy, LLC | AC Electric | Accepted | 2019-09-17 | 2019-09-19 | 2021-10-30 | LG Electronics | LG 320N1K-A5 | Solar Panels |  | 0.32 | 60 | 198 | 12 |  | Fixed | Roof
NJSTRE1545517697 |  | Transition Incentive Program | North Brunswick | 8902 | 11 | 5.85 | Residential | No | Behind the Meter | Net-metered residential rooftop and canopy |  | None | SunnyMac LLC | PSE&G | Accepted | 2020-08-28 | 2020-09-01 | 2021-10-30 | Solaredge | SE5000H-US | Inverters | 5000 |  | 1 |  |  | 0.99 |  | Outside | Next to Meter
NJSTRE1545517747 | NJSRRE1544498167 | Transition Incentive Program | Randolph | 7869 | 3 | 12.71 | Residential | Yes | Behind the Meter | Net-metered residential rooftop and canopy |  | None | Sunrun Installation Services, Inc. | JCP&L | Final As-Built Received | 2020-02-19 | 2020-02-24 | 2021-10-30 | Delta Electronics | M5-TL-US | Inverters | 5000 |  | 1 |  |  | 0.96 |  | Outdoor | Next To Meter
NJSTRE1545517752 | NJSRRE1544759081 | Transition Incentive Program | South Amboy | 8879 | 11 | 10.23 | Residential | Yes | Behind the Meter | Net-metered residential rooftop and canopy |  | None | Sunrun Installation Services, Inc. | JCP&L | Final As-Built Received | 2020-03-23 | 2020-03-26 | 2021-10-30 | Enphase Energy | IQ7-60-x-US (240V) | Inverters | 240 |  | 33 |  |  | 0.96 |  | Outdoor | Rooftop
NJSTRE1545517768 | NJSRRE1544512304 | Transition Incentive Program | Union | 7083 | 10 | 5.58 | Residential | Yes | Behind the Meter | Net-metered residential rooftop and canopy |  | None | Sunrun Installation Services, Inc. | PSE&G | Final As-Built Received | 2020-02-20 | 2020-03-06 | 2021-10-30 | Enphase Energy | IQ7-60-x-US (240V) | Inverters | 240 |  | 18 |  |  | 0.96 |  | Outdoor | Rooftop
NJSTRE1545517772 | NJSRRE1543823897 | Transition Incentive Program | Linden City | 7036 | 10 | 7.54 | Residential | Yes | Behind the Meter | Net-metered residential rooftop and canopy |  | None | Sunrun Installation Services, Inc. | PSE&G | Final As-Built Received | 2019-12-27 | 2020-01-02 | 2021-10-30 | Enphase Energy | IQ7-60-x-US (240V) | Inverters | 240 |  | 26 |  |  | 0.96 |  | Outdoor | Rooftop
NJSTRE1545517794 |  | Transition Incentive Program | Bridgewater Township | 8807 | 5 | 11.06 | Residential | No | Behind the Meter | Net-metered residential rooftop and canopy |  | None | Green Power Energy | PSE&G | Accepted | 2020-08-28 | 2020-09-01 | 2021-10-30 | Solar Edge | SE11400H-US | Inverters | 11400 |  | 1 |  |  | 0.97 |  | Outside | next to meter
NJSTRE1545517796 |  | Transition Incentive Program | Wallington | 7057 | 7 | 6.5 | Residential | No | Behind the Meter | Net-metered residential rooftop and canopy |  | None | Premier Solar Solutions | PSE&G | Accepted | 2020-08-28 | 2020-09-01 | 2021-10-30 | Enphase | IQ7-60-2 | Inverters | 0.25 |  | 20 |  |  | 0.97 |  | Outdoor | Exterior wall
NJSTRE1545517889 |  | Transition Incentive Program | Williamstown | 8094 | 15 | 8.24 | Residential | No | Behind the Meter | Net-metered residential rooftop and canopy |  | None | Sunrun Installation Services, Inc. | AC Electric | Accepted | 2020-08-28 | 2020-09-15 | 2021-10-30 | Enphase Energy | IQ7-60-x-US (240V) | Inverters | 240 |  | 27 |  |  | 0.96 |  | Outdoor | Rooftop
NJSTRE1545519667 |  | Transition Incentive Program | Garfield | 7026 | 7 | 7.54 | Residential | Yes | Behind the Meter | Net-metered residential rooftop and canopy |  | None | Sunrun Installation Services, Inc. | PSE&G | Accepted | 2020-08-28 | 2020-09-01 | 2021-10-30 | SolarEdge Technologies | SE7600H-USRGM | Inverters | 7600 |  | 1 |  |  | 0.96 |  | Outdoor | Next To Meter
NJSTRE1545519687 |  | Transition Incentive Program | Freehold | 7728 | 17 | 10.98 | Residential | Yes | Behind the Meter | Net-metered residential rooftop and canopy |  | None | Sunrun Installation Services, Inc. | JCP&L | Accepted | 2020-08-28 | 2020-09-01 | 2021-10-30 | Enphase Energy | IQ7-60-x-US (240V) | Inverters | 240 |  | 36 |  |  | 0.96 |  | Outdoor | Rooftop
NJSTRE1545519720 |  | Transition Incentive Program | ROSELLE | 7203 | 10 | 4.08 | Residential | Yes | Behind the Meter | Net-metered residential rooftop and canopy |  | None | Trinity Solar | PSE&G | Accepted | 2020-08-28 | 2020-09-01 | 2021-10-30 | Solar Edge | SE3800H-US000BNC4 | Inverters | 3800 |  | 1 |  |  | 0.97 |  | Outdoor | side of home
NJSTRE1545519822 |  | Transition Incentive Program | PATERSON CITY | 7502 | 6 | 6.21 | Residential | Yes | Behind the Meter | Net-metered residential rooftop and canopy |  | None | Sunrun Installation Services, Inc. | PSE&G | Accepted | 2020-08-28 | 2020-09-02 | 2021-10-30 | Enphase Energy | IQ7PLUS-72-x-US (240V) | Inverters | 290 |  | 18 |  |  | 0.96 |  | Outdoor | Rooftop
NJSTRE1545517754 | NJSRRE1544317213 | Transition Incentive Program | Newton | 7860 | 1 | 14.57 | Residential | Yes | Behind the Meter | Net-metered residential rooftop and canopy |  | None | Sunrun Installation Services, Inc. | JCP&L | Final As-Built Received | 2020-01-28 | 2020-01-31 | 2021-10-30 | Enphase Energy | IQ7-60-x-US (240V) | Inverters | 240 |  | 47 |  |  | 0.96 |  | Outdoor | Rooftop
NJSTRE1545517760 | NJSRRE1544185796 | Transition Incentive Program | Cranford | 7016 | 10 | 7.44 | Residential | Yes | Behind the Meter | Net-metered residential rooftop and canopy |  | None | Sunrun Installation Services, Inc. | PSE&G | Final As-Built Received | 2020-01-16 | 2020-01-21 | 2021-10-30 | Delta Electronics | M6-TL-US | Inverters | 6000 |  | 1 |  |  | 0.96 |  | Outdoor | Next To Meter
NJSTRE1545517765 | NJSRRE1544626819 | Transition Incentive Program | Elizabeth | 7208 | 10 | 4.03 | Residential | Yes | Behind the Meter | Net-metered residential rooftop and canopy |  | None | Sunrun Installation Services, Inc. | PSE&G | Final As-Built Received | 2020-03-11 | 2020-03-16 | 2021-10-30 | Enphase Energy | IQ7-60-x-US (240V) | Inverters | 240 |  | 13 |  |  | 0.96 |  | Outdoor | Rooftop
NJSTRE1545517770 | NJSRRE1543848859 | Transition Incentive Program | Bound Brook | 8805 | 5 | 10.23 | Residential | Yes | Behind the Meter | Net-metered residential rooftop and canopy |  | None | Sunrun Installation Services, Inc. | PSE&G | Final As-Built Received | 2019-12-31 | 2020-01-06 | 2021-10-30 | Delta Electronics | M5-TL-US | Inverters | 5000 |  | 1 |  |  | 0.96 |  | Outdoor | Next To Meter
NJSTRE1545517780 | NJSRRE1544565290 | Transition Incentive Program | Bloomfield | 7003 | 9 | 5.27 | Residential | Yes | Behind the Meter | Net-metered residential rooftop and canopy |  | None | Sunrun Installation Services, Inc. | PSE&G | Final As-Built Received | 2020-03-02 | 2020-03-05 | 2021-10-30 | Enphase Energy | IQ7-60-x-US (240V) | Inverters | 240 |  | 17 |  |  | 0.96 |  | Outdoor | Rooftop
NJSTRE1545517826 |  | Transition Incentive Program | Wanaque | 7465 | 6 | 16.32 | Residential | Yes | Behind the Meter | Net-metered residential rooftop and canopy |  | None | Tesla Energy Operations Inc. | JCP&L | Accepted | 2020-08-28 | 2020-09-01 | 2021-10-30 | SolarEdge Technologies | SE7600H-US [240V] | Inverters | 7600 |  | 2 |  |  | 0.99 |  | Outside | Outside
NJSTRE1545517849 |  | Transition Incentive Program | PATERSON | 7524 | 6 | 7.48 | Residential | Yes | Behind the Meter | Net-metered residential rooftop and canopy |  | None | Trinity Solar | PSE&G | Accepted | 2020-08-28 | 2020-09-02 | 2021-10-30 | Solar Edge | SE6000H-US000BNC4 | Inverters | 6000 |  | 1 |  |  | 0.97 |  | Outdoor | side of home
NJSTRE1545517868 |  | Transition Incentive Program | Monroe | 8831 | 11 | 11.9 | Residential | No | Behind the Meter | Net-metered residential rooftop and canopy |  | None | NJ Solar Power, LLC | JCP&L | Accepted | 2020-08-28 | 2020-09-02 | 2021-10-30 | solaredge | se10000H-US | Inverters | 10000 |  | 1 |  |  | 0.99 |  | Outdoor | garage
NJSTRE1545517907 |  | Transition Incentive Program | Freehold | 7728 | 17 | 13.65 | Residential | No | Behind the Meter | Net-metered residential rooftop and canopy |  | None | Kopp Electric Company | JCP&L | Accepted | 2020-08-28 | 2020-09-01 | 2021-10-30 | Solar Edge | SE11400H-US | Inverters | 11400 |  | 1 |  |  | 0.975 |  | Outdoor | Next to meter
NJSTRE1545382920 | NJSRRE1542421735 | Transition Incentive Program | KEYPORT | 7735 | 17 | 15.75 | Residential | Yes | Behind the Meter | Net-metered residential rooftop and canopy |  | None | Vivint Solar Developer, LLC | JCP&L | Accepted | 2019-09-19 | 2019-09-23 | 2021-10-30 | HANWHA SOLAR | Q.PEAK BLK-G5 315 | Solar Panels |  | 0.315 | 5 | 159 | 32 |  | Fixed | Roof
NJSTRE1545382921 | NJSRRE1541891199 | Transition Incentive Program | Kearny | 7032 | 8 | 11.73 | Residential | Yes | Behind the Meter | Behind the Meter |  | None | Pro Custom Solar dba Momentum Solar | PSE&G | Eligible for TI Program | 2019-08-28 | 2019-09-03 | 2021-10-30 | LG ELECTRONICS | LG 335N1C-V5 | Solar Panels |  | 0.335 | 18 | 305 | 41 |  | Fixed | Roof
NJSTRE1545382931 | NJSRRE1542416659 | Transition Incentive Program | Hillsdale | 7642 | 7 | 8.99 | Residential | Yes | Behind the Meter | Behind the Meter |  | None | Sunrun Installation Services, Inc. | PSE&G | Eligible for TI Program | 2019-09-18 | 2019-09-20 | 2021-10-30 | REC Solar | REC290TP2 BLK | Solar Panels |  | 0.29 | 17 | 183 | 30 |  | Fixed | Roof
NJSTRE1545382903 | NJSRRE1542200028 | Transition Incentive Program | Ledgewood | 7852 | 3 | 6.93 | Residential | Yes | Behind the Meter | Behind the Meter |  | None | Sunrun Installation Services, Inc. | JCP&L | Eligible for TI Program | 2019-09-04 | 2019-09-09 | 2021-10-30 | LG Electronics | LG330N1C-A5 | Solar Panels |  | 0.33 | 3 | 307 | 30 |  | Fixed | Roof
NJSTRE1545382905 | NJSRRE1542190044 | Transition Incentive Program | Jamesburg | 8831 | 11 | 12.92 | Residential | Yes | Behind the Meter | Behind the Meter |  | None | Trinity Solar | JCP&L | Eligible for TI Program | 2019-09-04 | 2019-09-06 | 2021-10-30 | Hanwha | Q.PEAK DUO BLK-G5 315 | Solar Panels |  | 0.315 | 19 | 68 | 34 |  | Fixed | Roof
NJSTRE1545382905 | NJSRRE1542190044 | Transition Incentive Program | Jamesburg | 8831 | 11 | 12.92 | Residential | Yes | Behind the Meter | Behind the Meter |  | None | Trinity Solar | JCP&L | Eligible for TI Program | 2019-09-04 | 2019-09-06 | 2021-10-30 | Hanwha | Q.PEAK DUO BLK-G5 315 | Solar Panels |  | 0.315 | 4 | 158 | 36 |  | Fixed | Roof
NJSTRE1545515951 |  | Transition Incentive Program | Emerson | 7630 | 7 | 15.81 | Residential | Yes | Behind the Meter | Net-metered residential rooftop and canopy |  | None | Sunrun Installation Services, Inc. | PSE&G | Accepted | 2020-08-27 | 2020-08-31 | 2021-10-30 | Enphase Energy | IQ7-60-x-US (240V) | Inverters | 240 |  | 51 |  |  | 0.96 |  | Outdoor | Rooftop
NJSTRE1545516053 |  | Transition Incentive Program | SOUTH BRUNSWICK TWP | 8824 | 11 | 7.63 | Residential | Yes | Behind the Meter | Net-metered residential rooftop and canopy |  | None | Sunrun Installation Services, Inc. | PSE&G | Accepted | 2020-08-27 | 2020-09-01 | 2021-10-30 | Enphase Energy | IQ7-60-x-US (240V) | Inverters | 240 |  | 25 |  |  | 0.96 |  | Outdoor | Rooftop
NJSTRE1545517603 |  | Transition Incentive Program | PLEASANTVILLE | 8232 | 19 | 5.67 | Residential | Yes | Behind the Meter | Net-metered residential rooftop and canopy |  | None | Suntuity Solar LLC | AC Electric | Accepted | 2020-08-28 | 2020-09-01 | 2021-10-30 | Enphase Energy | IQ7-60-2-US | Inverters | 240 |  | 18 |  |  | 0.97 |  | Outdoor | Behind the PV Modules
NJSTRE1545517624 |  | Transition Incentive Program | Woodbridge Twp | 8830 | 11 | 5.36 | Residential | Yes | Behind the Meter | Net-metered residential rooftop and canopy |  | None | Suntuity Solar LLC | PSE&G | Accepted | 2020-08-28 | 2020-09-01 | 2021-10-30 | Enphase Energy | IQ7-60-2-US | Inverters | 240 |  | 17 |  |  | 0.97 |  | Outdoor | Behind the PV Modules
NJSTRE1545517682 |  | Transition Incentive Program | WESTVILLE | 8093 | 15 | 3.4 | Residential | Yes | Behind the Meter | Net-metered residential rooftop and canopy |  | None | Trinity Solar | PSE&G | Accepted | 2020-08-28 | 2020-09-01 | 2021-10-30 | Solar Edge | SE3000H-US000BNC4 | Inverters | 3000 |  | 1 |  |  | 0.97 |  | Outdoor | side of home
NJSTRE1545517746 | NJSRRE1544441052 | Transition Incentive Program | Hopatcong | 7843 | 1 | 13.64 | Residential | Yes | Behind the Meter | Net-metered residential rooftop and canopy |  | None | Sunrun Installation Services, Inc. | JCP&L | Final As-Built Received | 2020-02-12 | 2020-02-17 | 2021-10-30 | Delta Electronics | M5-TL-US | Inverters | 5000 |  | 1 |  |  | 0.96 |  | Outdoor | Next To Meter
NJSTRE1545517753 | NJSRRE1544456599 | Transition Incentive Program | Neshanic Station | 8853 | 5 | 4.65 | Residential | No | Behind the Meter | Net-metered residential rooftop and canopy |  | None | Sunrun Installation Services, Inc. | JCP&L | Final As-Built Received | 2020-02-14 | 2020-02-19 | 2021-10-30 | Delta Electronics | M4-TL-US | Inverters | 4000 |  | 1 |  |  | 0.96 |  | Indoor | Next to meter
NJSTRE1545517774 | NJSRRE1544708888 | Transition Incentive Program | Wallington | 7057 | 7 | 4.03 | Residential | Yes | Behind the Meter | Net-metered residential rooftop and canopy |  | None | Sunrun Installation Services, Inc. | PSE&G | Final As-Built Received | 2020-03-17 | 2020-03-20 | 2021-10-30 | Enphase Energy | IQ7-60-x-US (240V) | Inverters | 240 |  | 13 |  |  | 0.96 |  | Outdoor | Rooftop
NJSTRE1545517784 | NJSRRE1544317168 | Transition Incentive Program | Emerson | 7630 | 7 | 15.19 | Residential | No | Behind the Meter | Net-metered residential rooftop and canopy |  | None | Sunrun Installation Services, Inc. | PSE&G | Final As-Built Received | 2020-01-28 | 2020-01-31 | 2021-10-30 | Enphase Energy | IQ7-60-x-US (240V) | Inverters | 240 |  | 49 |  |  | 0.96 |  | Outdoor | Rooftop
NJSTRE1545520211 |  | Transition Incentive Program | South Plainfield | 7080 | 11 | 7 | Residential | Yes | Behind the Meter | Net-metered residential rooftop and canopy |  | None | Pro Custom Solar dba Momentum Solar | PSE&G | Accepted | 2020-08-28 | 2020-09-02 | 2021-10-30 | Enphase | IQ7Plus-72-2-US | Inverters | 290 |  | 20 |  |  | 0.97 |  | Outdoor | Roof
NJSTRE1545520428 |  | Transition Incentive Program | Gloucester Township | 8012 | 14 | 11.45 | Residential | Yes | Behind the Meter | Net-metered residential rooftop and canopy |  | None | Ad Energy | AC Electric | Accepted | 2020-08-28 | 2020-09-02 | 2021-10-30 | Enphase Energy | IQ7XS-96-ACM-US | Inverters | 315 |  | 35 |  |  | 0.975 |  | Outdoor | At each panel
NJSTRE1545382871 | NJSRRE1541883973 | Transition Incentive Program | River Edge | 7661 | 7 | 4.58 | Residential | Yes | Behind the Meter | Net-metered residential rooftop and canopy |  | None | Complete Solar | PSE&G | Accepted | 2019-09-17 | 2019-09-17 | 2021-10-30 | Longi | Longi - LR-6-60PB-305M | Solar Panels |  | 0.305 | 15 | 109.7 | 33 |  | Fixed | Roof
NJSTRE1545382872 | NJSRRE1542376961 | Transition Incentive Program | Tuckerton | 8087 | 18 | 4.2 | Residential | No | Behind the Meter | Net-metered residential rooftop and canopy |  | None | Bright Planet Solar | AC Electric | Accepted |  | 2019-09-12 | 2021-10-30 | TRINA SOLAR | TSM-DD05A.05(II) 300W | Solar Panels |  | 0.3 | 14 | 31 | 18 |  | Fixed | Roof
NJSTRE1545382885 | NJSRRE1541907909 | Transition Incentive Program | Estell Manor | 8319 | 19 | 16.8 | Residential | Yes | Behind the Meter | Net-metered residential rooftop and canopy |  | None | SunnyMac LLC | AC Electric | Accepted |  | 2019-09-03 | 2021-10-30 | SunPower | SPR-X21-350 | Solar Panels |  | 0.35 | 17 | 146 | 23 |  | Fixed | Roof
NJSTRE1545382885 | NJSRRE1541907909 | Transition Incentive Program | Estell Manor | 8319 | 19 | 16.8 | Residential | Yes | Behind the Meter | Net-metered residential rooftop and canopy |  | None | SunnyMac LLC | AC Electric | Accepted |  | 2019-09-03 | 2021-10-30 | SunPower | SPR-X21-350 | Solar Panels |  | 0.35 | 6 | 326 | 23 |  | Fixed | Roof
NJSTRE1545382892 | NJSRRE1541862994 | Transition Incentive Program | Lake Hiawatha | 7034 | 3 | 6.67 | Residential | Yes | Behind the Meter | Behind the Meter |  | None | Sunrun Installation Services, Inc. | JCP&L | Eligible for TI Program | 2019-08-20 | 2019-08-26 | 2021-10-30 | REC Solar | REC290TP2 BLK | Solar Panels |  | 0.29 | 19 | 95 | 18 |  | Fixed | Roof
NJSTRE1545382901 | NJSRRE1542422660 | Transition Incentive Program | Bergenfield | 7621 | 7 | 5.67 | Residential | Yes | Behind the Meter | Net-metered residential rooftop and canopy |  | None | Vivint Solar Developer, LLC | PSE&G | Accepted | 2019-09-19 | 2019-09-23 | 2021-10-30 | HANWHA SOLAR | Q.PEAK BLK-G5 315 | Solar Panels |  | 0.315 | 8 | 181 | 25 |  | Fixed | Roof
NJSTRE1545382901 | NJSRRE1542422660 | Transition Incentive Program | Bergenfield | 7621 | 7 | 5.67 | Residential | Yes | Behind the Meter | Net-metered residential rooftop and canopy |  | None | Vivint Solar Developer, LLC | PSE&G | Accepted | 2019-09-19 | 2019-09-23 | 2021-10-30 | HANWHA SOLAR | Q.PEAK BLK-G5 315 | Solar Panels |  | 0.315 | 3 | 91 | 10 |  | Fixed | Roof
NJSTRE1545382907 | NJSRRE1542395101 | Transition Incentive Program | Piscataway | 8854 | 11 | 14.07 | Residential | Yes | Behind the Meter | Behind the Meter |  | None | Pro Custom Solar dba Momentum Solar | PSE&G | Eligible for TI Program | 2019-09-13 | 2019-09-17 | 2021-10-30 | Enphase Energy | IQ7-60-2-US | Solar Panels |  | 0.335 | 14 | 155 | 19 |  | Fixed | Roof
NJSTRE1545382907 | NJSRRE1542395101 | Transition Incentive Program | Piscataway | 8854 | 11 | 14.07 | Residential | Yes | Behind the Meter | Behind the Meter |  | None | Pro Custom Solar dba Momentum Solar | PSE&G | Eligible for TI Program | 2019-09-13 | 2019-09-17 | 2021-10-30 | LG ELECTRONICS | LG 335N1C-V5 | Solar Panels |  | 0.335 | 20 | 155 | 18 |  | Fixed | Roof
NJSTRE1545382913 | NJSRRE1542412362 | Transition Incentive Program | Westfield Town | 7090 | 10 | 12.18 | Residential | Yes | Behind the Meter | Behind the Meter |  | None | Sunrun Installation Services, Inc. | PSE&G | Eligible for TI Program | 2019-09-17 | 2019-09-19 | 2021-10-30 | REC Solar | REC290TP2 BLK | Solar Panels |  | 0.29 | 27 | 307 | 30 |  | Fixed | Roof
NJSTRE1545382929 | NJSRRE1542373197 | Transition Incentive Program | Morristown | 7960 | 3 | 1643.25 | Commercial | Yes | Behind the Meter | Behind the Meter |  | None | Green Energy Construction & Consulting | JCP&L | Eligible for TI Program | 2019-09-09 | 2019-09-12 | 2021-10-30 | GCL | GCL M3/72 375 | Solar Panels |  | 0.375 | 1218 | 180 | 25 |  | Fixed | Ground
NJSTRE1545517865 |  | Transition Incentive Program | West Deptford | 8086 | 15 | 12.24 | Residential | Yes | Behind the Meter | Net-metered residential rooftop and canopy |  | None | Tesla Energy Operations Inc. | PSE&G | Accepted | 2020-08-28 | 2020-09-02 | 2021-10-30 | SolarEdge Technologies | SE10000H-US [240V] | Inverters | 10000 |  | 1 |  |  | 0.99 |  | Indoor | Inside garage
NJSTRE1545382903 | NJSRRE1542200028 | Transition Incentive Program | Ledgewood | 7852 | 3 | 6.93 | Residential | Yes | Behind the Meter | Behind the Meter |  | None | Sunrun Installation Services, Inc. | JCP&L | Eligible for TI Program | 2019-09-04 | 2019-09-09 | 2021-10-30 | LG Electronics | LG330N1C-A5 | Solar Panels |  | 0.33 | 11 | 216 | 23 |  | Fixed | Roof
NJSTRE1545382910 | NJSRRE1541884590 | Transition Incentive Program | Edison Township | 8820 | 11 | 24.49 | Residential | No | Behind the Meter | Net-metered residential rooftop and canopy |  | None | Palmetto Solar LLC | PSE&G | Accepted | 2019-08-26 | 2019-08-29 | 2021-10-30 | Hanwha | 310W All Black Module | Solar Panels |  | 0.31 | 79 | 180 | 25 |  | Fixed | Roof
NJSTRE1545382915 | NJSRRE1541883888 | Transition Incentive Program | Roselle | 7203 | 10 | 8.38 | Residential | Yes | Behind the Meter | Behind the Meter |  | None | Pro Custom Solar dba Momentum Solar | PSE&G | Eligible for TI Program | 2019-08-26 | 2019-08-28 | 2021-10-30 | LG ELECTRONICS | LG 335N1C-V5 | Solar Panels |  | 0.335 | 22 | 169 | 29 |  | Fixed | Roof
NJSTRE1545382915 | NJSRRE1541883888 | Transition Incentive Program | Roselle | 7203 | 10 | 8.38 | Residential | Yes | Behind the Meter | Behind the Meter |  | None | Pro Custom Solar dba Momentum Solar | PSE&G | Eligible for TI Program | 2019-08-26 | 2019-08-28 | 2021-10-30 | LG ELECTRONICS | LG 335N1C-V5 | Solar Panels |  | 0.335 | 3 | 349 | 27 |  | Fixed | Roof
NJSTRE1545382916 | NJSRRE1542376648 | Transition Incentive Program | LINDEN | 7036 | 10 | 3.15 | Residential | Yes | Behind the Meter | Net-metered residential rooftop and canopy |  | None | Vivint Solar Developer, LLC | PSE&G | Accepted | 2019-09-18 | 2019-09-18 | 2021-10-30 | Hanwha Solar | Q.PEAK DUO BLK-G5 315 | Solar Panels |  | 0.315 | 10 | 225 | 26 |  | Fixed | Roof
NJSTRE1545382920 | NJSRRE1542421735 | Transition Incentive Program | KEYPORT | 7735 | 17 | 15.75 | Residential | Yes | Behind the Meter | Net-metered residential rooftop and canopy |  | None | Vivint Solar Developer, LLC | JCP&L | Accepted | 2019-09-19 | 2019-09-23 | 2021-10-30 | HANWHA SOLAR | Q.PEAK BLK-G5 315 | Solar Panels |  | 0.315 | 5 | 339 | 32 |  | Fixed | Roof
NJSTRE1545382920 | NJSRRE1542421735 | Transition Incentive Program | KEYPORT | 7735 | 17 | 15.75 | Residential | Yes | Behind the Meter | Net-metered residential rooftop and canopy |  | None | Vivint Solar Developer, LLC | JCP&L | Accepted | 2019-09-19 | 2019-09-23 | 2021-10-30 | HANWHA SOLAR | Q.PEAK BLK-G5 315 | Solar Panels |  | 0.315 | 3 | 339 | 23 |  | Fixed | Roof
NJSTRE1545382926 | NJSRRE1542376725 | Transition Incentive Program | Pleasantville | 8232 | 19 | 4.25 | Residential | Yes | Behind the Meter | Net-metered residential rooftop and canopy |  | None | Castle Energy, LLC | AC Electric | Accepted | 2019-09-10 | 2019-09-12 | 2021-10-30 | SunPower | SPR-E20-327-E-AC | Solar Panels |  | 0.327 | 13 | 163 | 22 |  | Fixed | Roof
NJSTRE1545382931 | NJSRRE1542416659 | Transition Incentive Program | Hillsdale | 7642 | 7 | 8.99 | Residential | Yes | Behind the Meter | Behind the Meter |  | None | Sunrun Installation Services, Inc. | PSE&G | Eligible for TI Program | 2019-09-18 | 2019-09-20 | 2021-10-30 | REC Solar | REC290TP2 BLK | Solar Panels |  | 0.29 | 14 | 3 | 30 |  | Fixed | Roof
NJSTRE1545382932 | NJSRRE1542192600 | Transition Incentive Program | SICKLERVILLE | 8081 | 14 | 9.14 | Residential | Yes | Behind the Meter | Behind the Meter |  | None | Pro Custom Solar dba Momentum Solar | AC Electric | Eligible for TI Program | 2019-09-04 | 2019-09-06 | 2021-10-30 | HANWHA | Q.PEAK DUO BLK-G5 315 | Solar Panels |  | 0.315 | 6 | 177 | 22 |  | Fixed | Roof
NJSTRE1545382936 | NJSRRE1542397359 | Transition Incentive Program | South Brunswick Township | 8852 | 11 | 10.44 | Residential | Yes | Behind the Meter | Behind the Meter |  | None | Sunrun Installation Services, Inc. | PSE&G | Eligible for TI Program | 2019-09-13 | 2019-09-17 | 2021-10-30 | REC Solar | REC290TP2 BLK | Solar Panels |  | 0.29 | 36 | 241 | 23 |  | Fixed | Roof
NJSTRE1545382932 | NJSRRE1542192600 | Transition Incentive Program | SICKLERVILLE | 8081 | 14 | 9.14 | Residential | Yes | Behind the Meter | Behind the Meter |  | None | Pro Custom Solar dba Momentum Solar | AC Electric | Eligible for TI Program | 2019-09-04 | 2019-09-06 | 2021-10-30 | HANWHA | Q.PEAK DUO BLK-G5 315 | Solar Panels |  | 0.315 | 15 | 177 | 22 |  | Fixed | Roof
NJSTRE1545382935 | NJSRRE1542411883 | Transition Incentive Program | BAYONNE | 7002 | 8 | 6.93 | Residential | Yes | Behind the Meter | Net-metered residential rooftop and canopy |  | None | Vivint Solar Developer, LLC | PSE&G | Accepted | 2019-09-17 | 2019-09-19 | 2021-10-30 | HANWHA SOLAR | Q.PEAK BLK-G5 315 | Solar Panels |  | 0.315 | 2 | 303 | 15 |  | Fixed | Roof
NJSTRE1545382937 | NJSRRE1542390491 | Transition Incentive Program | Dumont | 7628 | 7 | 9.38 | Residential | Yes | Behind the Meter | Behind the Meter |  | None | Pro Custom Solar dba Momentum Solar | PSE&G | Eligible for TI Program | 2019-09-11 | 2019-09-13 | 2021-10-30 | LG | LG 335N1C-V5 | Solar Panels |  | 0.335 | 4 | 175 | 12 |  | Fixed | Roof
NJSTRE1545382941 | NJSRRE1541891066 | Transition Incentive Program | Williamstown | 8094 | 15 | 12.29 | Residential | Yes | Behind the Meter | Behind the Meter |  | None | Pro Custom Solar dba Momentum Solar | AC Electric | Eligible for TI Program | 2019-08-28 | 2019-08-30 | 2021-10-30 | HANWHA | Q.PEAK DUO BLK-G5 315 | Solar Panels |  | 0.315 | 12 | 253 | 27 |  | Fixed | Roof
NJSTRE1545382941 | NJSRRE1541891066 | Transition Incentive Program | Williamstown | 8094 | 15 | 12.29 | Residential | Yes | Behind the Meter | Behind the Meter |  | None | Pro Custom Solar dba Momentum Solar | AC Electric | Eligible for TI Program | 2019-08-28 | 2019-08-30 | 2021-10-30 | HANWHA | Q.PEAK DUO BLK-G5 315 | Solar Panels |  | 0.315 | 24 | 253 | 26 |  | Fixed | Roof
NJSTRE1545382945 | NJSRRE1542078514 | Transition Incentive Program | UNION | 7083 | 10 | 4.1 | Residential | Yes | Behind the Meter | Net-metered residential rooftop and canopy |  | None | Vivint Solar Developer, LLC | PSE&G | Accepted |  | 2019-09-06 | 2021-10-30 | Hanwha Solar | Q.PEAK BLK-G5 315 | Solar Panels |  | 0.315 | 13 | 16 | 32 |  | Fixed | Roof
NJSTRE1545382950 | NJSRRE1541888771 | Transition Incentive Program | Rutherford | 7070 | 7 | 7.83 | Residential | Yes | Behind the Meter | Behind the Meter |  | None | Sunrun Installation Services, Inc. | PSE&G | Eligible for TI Program | 2019-08-27 | 2019-08-30 | 2021-10-30 | REC Solar | REC290TP2 BLK | Solar Panels |  | 0.29 | 9 | 126 | 34 |  | Fixed | Roof
NJSTRE1545382952 | NJSRRE1541883631 | Transition Incentive Program | Galloway | 8205 | 19 | 10.23 | Residential | Yes | Behind the Meter | Net-metered residential rooftop and canopy |  | None | Suntuity Solar LLC | AC Electric | Accepted | 2019-08-26 | 2019-08-28 | 2021-10-30 | Yingli Green Energy | YL310D-30b | Solar Panels |  | 0.31 | 12 | 191 | 18 |  | Fixed | Roof
NJSTRE1545382952 | NJSRRE1541883631 | Transition Incentive Program | Galloway | 8205 | 19 | 10.23 | Residential | Yes | Behind the Meter | Net-metered residential rooftop and canopy |  | None | Suntuity Solar LLC | AC Electric | Accepted | 2019-08-26 | 2019-08-28 | 2021-10-30 | Yingli Green Energy | YL310D-30b | Solar Panels |  | 0.31 | 10 | 101 | 18 |  | Fixed | Roof
NJSTRE1545382955 | NJSRRE1541880320 | Transition Incentive Program | Howell | 7731 | 17 | 7.25 | Residential | Yes | Behind the Meter | Behind the Meter |  | None | Trinity Solar | JCP&L | Eligible for TI Program | 2019-08-23 | 2019-08-27 | 2021-10-30 | Hanwha 315 | Q.PEAK DUO BLK-G5 315 | Solar Panels |  | 0.315 | 9 | 249 | 18 |  | Fixed | Roof
NJSTRE1545382955 | NJSRRE1541880320 | Transition Incentive Program | Howell | 7731 | 17 | 7.25 | Residential | Yes | Behind the Meter | Behind the Meter |  | None | Trinity Solar | JCP&L | Eligible for TI Program | 2019-08-23 | 2019-08-27 | 2021-10-30 | Hanwha 315 | Q.PEAK DUO BLK-G5 315 | Solar Panels |  | 0.315 | 5 | 159 | 23 |  | Fixed | Roof
NJSTRE1545382962 | NJSRRE1541888853 | Transition Incentive Program | Union Twp Uni | 7083 | 10 | 5.8 | Residential | Yes | Behind the Meter | Behind the Meter |  | None | Sunrun Installation Services, Inc. | PSE&G | Eligible for TI Program | 2019-08-27 | 2019-08-30 | 2021-10-30 | REC Solar | REC290TP2 BLK | Solar Panels |  | 0.29 | 2 | 52 | 23 |  | Fixed | Roof
NJSTRE1545517781 | NJSRRE1544309438 | Transition Incentive Program | Little Ferry | 7643 | 7 | 4.34 | Residential | No | Behind the Meter | Net-metered residential rooftop and canopy |  | None | Sunrun Installation Services, Inc. | PSE&G | Final As-Built Received | 2020-01-27 | 2020-01-30 | 2021-10-30 | Delta Electronics | M4-TL-US | Inverters | 4000 |  | 1 |  |  | 0.96 |  | Outdoor | Next To Meter
NJSTRE1545517782 | NJSRRE1544512273 | Transition Incentive Program | Hamilton Township | 8610 | 12 | 6.2 | Residential | Yes | Behind the Meter | Net-metered residential rooftop and canopy |  | None | Sunrun Installation Services, Inc. | PSE&G | Final As-Built Received | 2020-02-20 | 2020-02-24 | 2021-10-30 | Enphase Energy | IQ7-60-x-US (240V) | Inverters | 240 |  | 20 |  |  | 0.96 |  | Outdoor | Rooftop
NJSTRE1545517836 |  | Transition Incentive Program | Linden | 7036 | 10 | 6.3 | Residential | Yes | Behind the Meter | Net-metered residential rooftop and canopy |  | None | Pro Custom Solar dba Momentum Solar | PSE&G | Accepted | 2020-08-28 | 2020-09-01 | 2021-10-30 | Enphase | IQ7Plus-72-2-US | Inverters | 290 |  | 18 |  |  | 0.97 |  | Outdoor | Roof
NJSTRE1545517913 |  | Transition Incentive Program | Newton | 7860 | 1 | 15.84 | Residential | Yes | Behind the Meter | Net-metered residential rooftop and canopy |  | None | Sunrun Installation Services, Inc. | JCP&L | Accepted | 2020-08-28 | 2020-09-14 | 2021-10-30 | Enphase Energy | IQ7-60-x-US (240V) | Inverters | 240 |  | 48 |  |  | 0.96 |  | Outdoor | Rooftop
NJSTRE1545519704 |  | Transition Incentive Program | Trenton | 8619 | 12 | 9.6 | Residential | Yes | Behind the Meter | Net-metered residential rooftop and canopy |  | None | Posigen NJ LLC | PSE&G | Accepted | 2020-08-28 | 2020-09-02 | 2021-10-30 | SolarEdge | SE10000H-US | Inverters | 10000 |  | 1 |  |  | 0.99 |  | Outside | within ten feet of meter
NJSTRE1545519788 |  | Transition Incentive Program | Parkertown | 8087 | 18 | 7.04 | Residential | Yes | Behind the Meter | Net-metered residential rooftop and canopy |  | None | Posigen NJ LLC | AC Electric | Accepted | 2020-08-28 | 2020-09-02 | 2021-10-30 | SolarEdge | SE7600H-US | Inverters | 7600 |  | 1 |  |  | 0.99 |  | Outside | within ten feet of meter
NJSTRE1545520000 |  | Transition Incentive Program | WEST WINDSOR TWP | 8550 | 12 | 14.4 | Residential | No | Behind the Meter | Net-metered residential rooftop and canopy |  | None | Public Service Solar | PSE&G | Accepted | 2020-08-28 | 2020-09-02 | 2021-10-30 | Enphase | IQ7+ | Inverters | 0.29 |  | 40 |  |  | 0.96 |  | Outdoor | Under panels
NJSTRE1545520158 |  | Transition Incentive Program | GALLOWAY | 8205 | 19 | 4.76 | Residential | Yes | Behind the Meter | Net-metered residential rooftop and canopy |  | None | Trinity Solar | AC Electric | Accepted | 2020-08-28 | 2020-09-02 | 2021-10-30 | Solar Edge | SE3800H-US000BNC4 | Inverters | 3800 |  | 1 |  |  | 0.97 |  | Outdoor | side of home
NJSTRE1545519851 |  | Transition Incentive Program | Middlesex Boro | 8846 | 11 | 6.03 | Residential | Yes | Behind the Meter | Net-metered residential rooftop and canopy |  | None | Bright Planet Solar | PSE&G | Accepted | 2020-08-28 | 2020-09-02 | 2021-10-30 | SOLAR EDGE | SE5000H-USRGM | Inverters | 5000 |  | 1 |  |  | 0.98 |  | Outdoor | OUTSIDE
NJSTRE1545520240 |  | Transition Incentive Program | Pleasantville | 8232 | 19 | 7.14 | Residential | Yes | Behind the Meter | Net-metered residential rooftop and canopy |  | None | Castle Energy, LLC | AC Electric | Accepted | 2020-08-28 | 2020-09-02 | 2021-10-30 | Enphase Energy | IQ7-60-2-US | Inverters | 240 |  | 21 |  |  | 0.967 |  | Outdoor | on the rooftop under each solar panel
NJSTRE1545382920 | NJSRRE1542421735 | Transition Incentive Program | KEYPORT | 7735 | 17 | 15.75 | Residential | Yes | Behind the Meter | Net-metered residential rooftop and canopy |  | None | Vivint Solar Developer, LLC | JCP&L | Accepted | 2019-09-19 | 2019-09-23 | 2021-10-30 | HANWHA SOLAR | Q.PEAK BLK-G5 315 | Solar Panels |  | 0.315 | 12 | 249 | 32 |  | Fixed | Roof
NJSTRE1545382921 | NJSRRE1541891199 | Transition Incentive Program | Kearny | 7032 | 8 | 11.73 | Residential | Yes | Behind the Meter | Behind the Meter |  | None | Pro Custom Solar dba Momentum Solar | PSE&G | Eligible for TI Program | 2019-08-28 | 2019-09-03 | 2021-10-30 | LG ELECTRONICS | LG 335N1C-V5 | Solar Panels |  | 0.335 | 17 | 125 | 40 |  | Fixed | Roof
NJSTRE1545517871 |  | Transition Incentive Program | Colonia | 7067 | 10 | 3.85 | Residential | Yes | Behind the Meter | Net-metered residential rooftop and canopy |  | None | Pro Custom Solar dba Momentum Solar | PSE&G | Accepted | 2020-08-28 | 2020-09-01 | 2021-10-30 | Enphase | IQ7Plus-72-2-US | Inverters | 290 |  | 11 |  |  | 0.97 |  | Outdoor | Roof
NJSTRE1545519650 |  | Transition Incentive Program | TOMS RIVER | 8753 | 18 | 11.29 | Residential | Yes | Behind the Meter | Net-metered residential rooftop and canopy |  | None | Sunrun Installation Services, Inc. | JCP&L | Accepted | 2020-08-28 | 2020-09-01 | 2021-10-30 | Enphase Energy | IQ7-60-x-US (240V) | Inverters | 240 |  | 37 |  |  | 0.96 |  | Outdoor | Rooftop
NJSTRE1545519718 |  | Transition Incentive Program | Hillsborough Township | 8844 | 5 | 11.88 | Residential | No | Behind the Meter | Net-metered residential rooftop and canopy |  | None | Green Power Energy | PSE&G | Accepted | 2020-08-28 | 2020-09-01 | 2021-10-30 | Enphase Energy | Enphase Energy IQ7PLUS-72-2-US | Inverters | 0.29 |  | 33 |  |  | 0.975 |  | Outside | next to meter
NJSTRE1545519721 |  | Transition Incentive Program | Springfield | 7081 | 10 | 8.16 | Residential | Yes | Behind the Meter | Net-metered residential rooftop and canopy |  | None | Trinity Solar | JCP&L | Accepted | 2020-08-28 | 2020-09-01 | 2021-10-30 | Solar Edge | SE7600 | Inverters | 7600 |  | 1 |  |  | 0.97 |  | Outside | side of home
NJSTRE1545519761 |  | Transition Incentive Program | Barnegat | 8005 | 18 | 6.8 | Residential | Yes | Behind the Meter | Net-metered residential rooftop and canopy |  | None | Trinity Solar | JCP&L | Accepted | 2020-08-28 | 2020-09-02 | 2021-10-30 | Solar Edge | SE6000 | Inverters | 6000 |  | 1 |  |  | 0.97 |  | Outside | side of home
NJSTRE1545519866 |  | Transition Incentive Program | Chester | 7930 | 3 | 7.94 | Residential | No | Behind the Meter | Net-metered residential rooftop and canopy |  | None | Sunrun Installation Services, Inc. | JCP&L | Accepted | 2020-08-28 | 2020-09-02 | 2021-10-30 | Enphase Energy | IQ7PLUS-72-x-US (240V) | Inverters | 290 |  | 23 |  |  | 0.96 |  | Outdoor | Rooftop
NJSTRE1545520168 |  | Transition Incentive Program | Morristown | 7960 | 3 | 18.72 | Residential | No | Behind the Meter | Net-metered residential rooftop and canopy |  | None | Green Power Energy | JCP&L | Accepted | 2020-08-28 | 2020-09-02 | 2021-10-30 | Enphase Energy | IQ7PLUS-72-2-US | Inverters | 0.29 |  | 52 |  |  | 0.975 |  | Outside | next to meter
NJSTRE1545520188 |  | Transition Incentive Program | National Park Boro | 8063 | 15 | 6.2 | Residential | No | Behind the Meter | Net-metered residential rooftop and canopy |  | None | Bright Planet Solar | PSE&G | Accepted | 2020-08-28 | 2020-09-02 | 2021-10-30 | SOLAR EDGE | SE5000H-USRGM | Inverters | 5000 |  | 1 |  |  | 0.98 |  | Outdoor | OUTSIDE
NJSTRE1545520243 |  | Transition Incentive Program | Somerset | 8873 | 5 | 5.6 | Residential | No | Behind the Meter | Net-metered residential rooftop and canopy |  | None | Pro Custom Solar dba Momentum Solar | PSE&G | Accepted | 2020-08-28 | 2020-09-02 | 2021-10-30 | Enphase | IQ7Plus-72-2-US | Inverters | 290 |  | 16 |  |  | 0.97 |  | Outdoor | Roof
NJSTRE1545520289 |  | Transition Incentive Program | Belleville Twp | 7109 | 9 | 4.58 | Residential | Yes | Behind the Meter | Net-metered residential rooftop and canopy |  | None | Sunrun Installation Services, Inc. | PSE&G | Accepted | 2020-08-28 | 2020-09-02 | 2021-10-30 | Enphase Energy | IQ7-60-x-US (240V) | Inverters | 240 |  | 15 |  |  | 0.96 |  | Outdoor | Rooftop
NJSTRE1545382914 | NJSRRE1542194404 | Transition Incentive Program | Morganville | 7751 | 17 | 11.6 | Residential | Yes | Behind the Meter | Behind the Meter |  | None | Sunrun Installation Services, Inc. | JCP&L | Eligible for TI Program | 2019-09-04 | 2019-09-09 | 2021-10-30 | REC Solar | REC290TP2 BLK | Solar Panels |  | 0.29 | 8 | 249 | 18 |  | Fixed | Roof
NJSTRE1545382914 | NJSRRE1542194404 | Transition Incentive Program | Morganville | 7751 | 17 | 11.6 | Residential | Yes | Behind the Meter | Behind the Meter |  | None | Sunrun Installation Services, Inc. | JCP&L | Eligible for TI Program | 2019-09-04 | 2019-09-09 | 2021-10-30 | REC Solar | REC290TP2 BLK | Solar Panels |  | 0.29 | 1 | 341 | 17 |  | Fixed | Roof
NJSTRE1545382917 | NJSRRE1542409853 | Transition Incentive Program | Jersey City | 7306 | 8 | 3.69 | Residential | Yes | Behind the Meter | Behind the Meter |  | None | Pro Custom Solar dba Momentum Solar | PSE&G | Eligible for TI Program | 2019-09-16 | 2019-09-19 | 2021-10-30 | LG ELECTRONICS | LG 335N1C-V5 | Solar Panels |  | 0.335 | 11 | 212 | 2 |  | Fixed | Roof
NJSTRE1545382941 | NJSRRE1541891066 | Transition Incentive Program | Williamstown | 8094 | 15 | 12.29 | Residential | Yes | Behind the Meter | Behind the Meter |  | None | Pro Custom Solar dba Momentum Solar | AC Electric | Eligible for TI Program | 2019-08-28 | 2019-08-30 | 2021-10-30 | HANWHA | Q.PEAK DUO BLK-G5 315 | Solar Panels |  | 0.315 | 3 | 73 | 26 |  | Fixed | Roof
NJSTRE1545382946 | NJSRRE1541883853 | Transition Incentive Program | EWING | 8618 | 12 | 7 | Residential | Yes | Behind the Meter | Net-metered residential rooftop and canopy |  | None | Vivint Solar Developer, LLC | PSE&G | Accepted | 2019-09-12 | 2019-09-13 | 2021-10-30 | Tina Solar | TSM-280DD05A.05(II) | Solar Panels |  | 0.28 | 25 | 261 | 34 |  | Fixed | Roof
NJSTRE1545382951 | NJSRRE1542390469 | Transition Incentive Program | Camden | 8103 | 14 | 2.62 | Residential | Yes | Behind the Meter | Net-metered residential rooftop and canopy |  | None | Castle Energy, LLC | PSE&G | Accepted | 2019-09-11 | 2019-09-13 | 2021-10-30 | SunPower | SPR-E20-327-E-AC | Solar Panels |  | 0.327 | 8 | 186 | 4 |  | Fixed | Roof
NJSTRE1545382956 | NJSRRE1541880557 | Transition Incentive Program | west creek | 8092 | 18 | 5.04 | Residential | Yes | Behind the Meter | Net-metered residential rooftop and canopy |  | None | Vivint Solar Developer, LLC | AC Electric | Accepted | 2019-08-28 | 2019-08-29 | 2021-10-30 | HANWHA SOLAR | Q.PEAK BLK-G5 315 | Solar Panels |  | 0.315 | 16 | 127 | 34 |  | Fixed | Roof
NJSTRE1545382962 | NJSRRE1541888853 | Transition Incentive Program | Union Twp Uni | 7083 | 10 | 5.8 | Residential | Yes | Behind the Meter | Behind the Meter |  | None | Sunrun Installation Services, Inc. | PSE&G | Eligible for TI Program | 2019-08-27 | 2019-08-30 | 2021-10-30 | REC Solar | REC290TP2 BLK | Solar Panels |  | 0.29 | 6 | 231 | 14 |  | Fixed | Roof
NJSTRE1545382967 | NJSRRE1542412293 | Transition Incentive Program | Plainfield | 7063 | 10 | 4.02 | Residential | Yes | Behind the Meter | Behind the Meter |  | None | Sunrun Installation Services, Inc. | PSE&G | Eligible for TI Program | 2019-09-17 | 2019-09-19 | 2021-10-30 | LG Electronics | LG365Q1C-V5 | Solar Panels |  | 0.365 | 2 | 41 | 34 |  | Fixed | Roof
NJSTRE1545382967 | NJSRRE1542412293 | Transition Incentive Program | Plainfield | 7063 | 10 | 4.02 | Residential | Yes | Behind the Meter | Behind the Meter |  | None | Sunrun Installation Services, Inc. | PSE&G | Eligible for TI Program | 2019-09-17 | 2019-09-19 | 2021-10-30 | LG Electronics | LG365Q1C-V5 | Solar Panels |  | 0.365 | 3 | 221 | 34 |  | Fixed | Roof
NJSTRE1545382972 | NJSRRE1542377418 | Transition Incentive Program | Haddon Township | 8107 | 14 | 11.31 | Residential | Yes | Behind the Meter | Behind the Meter |  | None | Sunrun Installation Services, Inc. | PSE&G | Eligible for TI Program | 2019-09-10 | 2019-09-12 | 2021-10-30 | REC Solar | REC290TP2 BLK | Solar Panels |  | 0.29 | 5 | 157 | 34 |  | Fixed | Roof
NJSTRE1545517863 |  | Transition Incentive Program | Freehold | 7728 | 17 | 16.32 | Residential | No | Behind the Meter | Net-metered residential rooftop and canopy |  | None | Whitman Construction, LLC | JCP&L | Accepted | 2020-08-28 | 2020-09-01 | 2021-10-30 | enphase energy | IQ7-60-2-US | Inverters | 240 |  | 51 |  |  | 0.975 |  | Outside | microinverters located under modules
NJSTRE1545517904 |  | Transition Incentive Program | Haddon Heights | 8035 | 14 | 8.5 | Residential | Yes | Behind the Meter | Net-metered residential rooftop and canopy |  | None | Trinity Solar | PSE&G | Accepted | 2020-08-28 | 2020-09-01 | 2021-10-30 | Solar Edge | SE7600 | Inverters | 7600 |  | 1 |  |  | 0.97 |  | Outside | side of home
NJSTRE1545519752 |  | Transition Incentive Program | Pennsauken | 8110 | 14 | 3.84 | Residential | Yes | Behind the Meter | Net-metered residential rooftop and canopy |  | None | Posigen NJ LLC | PSE&G | Accepted | 2020-08-28 | 2020-09-02 | 2021-10-30 | SolarEdge | SE3800H-US | Inverters | 3800 |  | 1 |  |  | 0.99 |  | Outside | within ten feet of meter
NJSTRE1545519781 |  | Transition Incentive Program | Browns Mills | 8015 | 13 | 16.65 | Residential | No | Behind the Meter | Net-metered residential rooftop and canopy |  | None | Green Power Energy | JCP&L | Accepted | 2020-08-28 | 2020-09-02 | 2021-10-30 | Enphase Energy | IQ7PLUS-72-2-US | Inverters | 0.29 |  | 44 |  |  | 0.975 |  | Outside | next to meter
NJSTRE1545382932 | NJSRRE1542192600 | Transition Incentive Program | SICKLERVILLE | 8081 | 14 | 9.14 | Residential | Yes | Behind the Meter | Behind the Meter |  | None | Pro Custom Solar dba Momentum Solar | AC Electric | Eligible for TI Program | 2019-09-04 | 2019-09-06 | 2021-10-30 | HANWHA | Q.PEAK DUO BLK-G5 315 | Solar Panels |  | 0.315 | 8 | 357 | 26 |  | Fixed | Roof
NJSTRE1545382939 | NJSRRE1541871787 | Transition Incentive Program | Piscataway | 8854 | 11 | 5.22 | Residential | No | Behind the Meter | Behind the Meter |  | None | Sunrun Installation Services, Inc. | PSE&G | Eligible for TI Program | 2019-08-21 | 2019-08-26 | 2021-10-30 | REC Solar | REC290TP2 BLK | Solar Panels |  | 0.29 | 7 | 75 | 23 |  | Fixed | Roof
NJSTRE1545382940 | NJSRRE1541861841 | Transition Incentive Program | South Egg Harbor | 8215 | 19 | 15 | Residential | No | Behind the Meter | Net-metered residential rooftop and canopy |  | None | Palmetto Solar LLC | AC Electric | Accepted | 2019-08-20 | 2019-08-26 | 2021-10-30 | Trina | ALLMAX 300W | Solar Panels |  | 0.3 | 36 | 226 | 31 |  | Fixed | Roof
NJSTRE1545382942 | NJSRRE1541883829 | Transition Incentive Program | Atco | 8004 | 14 | 9.72 | Residential | Yes | Behind the Meter | Behind the Meter |  | None | Pro Custom Solar dba Momentum Solar | AC Electric | Eligible for TI Program | 2019-08-26 | 2019-08-28 | 2021-10-30 | LG ELECTRONICS | LG 335N1C-V5 | Solar Panels |  | 0.335 | 12 | 26 | 15 |  | Fixed | Roof
NJSTRE1545382950 | NJSRRE1541888771 | Transition Incentive Program | Rutherford | 7070 | 7 | 7.83 | Residential | Yes | Behind the Meter | Behind the Meter |  | None | Sunrun Installation Services, Inc. | PSE&G | Eligible for TI Program | 2019-08-27 | 2019-08-30 | 2021-10-30 | REC Solar | REC290TP2 BLK | Solar Panels |  | 0.29 | 5 | 37 | 36 |  | Fixed | Roof
NJSTRE1545382953 | NJSRRE1541880901 | Transition Incentive Program | Bayonne | 7002 | 8 | 8.38 | Residential | Yes | Behind the Meter | Behind the Meter |  | None | Pro Custom Solar dba Momentum Solar | PSE&G | Eligible for TI Program | 2019-08-23 | 2019-08-27 | 2021-10-30 | LG ELECTRONICS | LG 335N1C-V5 | Solar Panels |  | 0.335 | 4 | 123 | 18 |  | Fixed | Roof
NJSTRE1545382961 | NJSRRE1542409432 | Transition Incentive Program | Margate City | 8402 | 19 | 7.75 | Residential | Yes | Behind the Meter | Behind the Meter |  | None | All Season Solar | AC Electric | Eligible for TI Program | 2019-09-16 | 2019-09-18 | 2021-10-30 | Trina | TSM DD05H.05 II 310W AUG 2019 | Solar Panels |  | 0.31 | 5 | 53 | 23 |  | Fixed | Roof
NJSTRE1545382963 | NJSRRE1541895125 | Transition Incentive Program | Bay Head | 8742 | 18 | 4.35 | Residential | No | Behind the Meter | Behind the Meter |  | None | Sunrun Installation Services, Inc. | JCP&L | Eligible for TI Program | 2019-08-28 | 2019-09-03 | 2021-10-30 | REC Solar | REC290TP2 BLK | Solar Panels |  | 0.29 | 12 | 284 | 9 |  | Fixed | Roof
NJSTRE1545382971 | NJSRRE1541883353 | Transition Incentive Program | Hackettstown | 7840 | 2 | 7.54 | Residential | Yes | Behind the Meter | Behind the Meter |  | None | Sunrun Installation Services, Inc. | JCP&L | Eligible for TI Program | 2019-08-25 | 2019-08-28 | 2021-10-30 | REC Solar | REC290TP2 BLK | Solar Panels |  | 0.29 | 23 | 114 | 34 |  | Fixed | Roof
NJSTRE1545382973 | NJSRRE1541861837 | Transition Incentive Program | Fair Lawn | 7410 | 7 | 2.84 | Residential | Yes | Behind the Meter | Net-metered residential rooftop and canopy |  | None | Vivint Solar Developer, LLC | PSE&G | Accepted | 2019-08-20 | 2019-08-23 | 2021-10-30 | HANWHA SOLAR | Q.PEAK BLK-G5 315 | Solar Panels |  | 0.315 | 5 | 160 | 17 |  | Fixed | Roof
NJSTRE1545382973 | NJSRRE1541861837 | Transition Incentive Program | Fair Lawn | 7410 | 7 | 2.84 | Residential | Yes | Behind the Meter | Net-metered residential rooftop and canopy |  | None | Vivint Solar Developer, LLC | PSE&G | Accepted | 2019-08-20 | 2019-08-23 | 2021-10-30 | Hanwha Solar | Q.PEAK BLK-G5 315 | Solar Panels |  | 0.315 | 2 | 159 | 39 |  | Fixed | Roof
NJSTRE1545382982 | NJSRRE1542162545 | Transition Incentive Program | Glassboro | 8028 | 15 | 9.45 | Residential | Yes | Behind the Meter | Net-metered residential ground mount |  | None | Castle Energy, LLC | AC Electric | Accepted | 2019-09-04 | 2019-09-06 | 2021-10-30 | Hanwha Q-Cells | Q.Peak DUO-G5 315 | Solar Panels |  | 0.315 | 30 | 180 | 25 |  | Fixed | Ground
NJSTRE1545382924 | NJSRRE1541888624 | Transition Incentive Program | Barnegat | 8005 | 18 | 8.24 | Residential | Yes | Behind the Meter | Net-metered residential rooftop and canopy |  | None | Bright Planet Solar | JCP&L | Accepted |  | 2019-09-05 | 2021-10-30 | Longi | LR6-60P B-305M | Solar Panels |  | 0.305 | 7 | 37 | 20 |  | Fixed | Roof
NJSTRE1545382927 | NJSRRE1542335386 | Transition Incentive Program | Sicklerville | 8081 | 14 | 9.9 | Residential | Yes | Behind the Meter | Behind the Meter |  | None | Sunrun Installation Services, Inc. | AC Electric | Eligible for TI Program | 2019-09-06 | 2019-09-11 | 2021-10-30 | LG Electronics | LG330N1C-A5 | Solar Panels |  | 0.33 | 27 | 129 | 34 |  | Fixed | Roof
NJSTRE1545382928 | NJSRRE1542419925 | Transition Incentive Program | Camden City | 8104 | 14 | 5.48 | Residential | Yes | Behind the Meter | Behind the Meter |  | None | Sunrun Installation Services, Inc. | PSE&G | Eligible for TI Program | 2019-09-18 | 2019-09-23 | 2021-10-30 | LG Electronics | LG365Q1C-V5 | Solar Panels |  | 0.365 | 15 | 181 | 10 |  | Fixed | Roof
NJSTRE1545382935 | NJSRRE1542411883 | Transition Incentive Program | BAYONNE | 7002 | 8 | 6.93 | Residential | Yes | Behind the Meter | Net-metered residential rooftop and canopy |  | None | Vivint Solar Developer, LLC | PSE&G | Accepted | 2019-09-17 | 2019-09-19 | 2021-10-30 | HANWHA SOLAR | Q.PEAK BLK-G5 315 | Solar Panels |  | 0.315 | 8 | 33 | 20 |  | Fixed | Roof
NJSTRE1545382937 | NJSRRE1542390491 | Transition Incentive Program | Dumont | 7628 | 7 | 9.38 | Residential | Yes | Behind the Meter | Behind the Meter |  | None | Pro Custom Solar dba Momentum Solar | PSE&G | Eligible for TI Program | 2019-09-11 | 2019-09-13 | 2021-10-30 | LG | LG 335N1C-V5 | Solar Panels |  | 0.335 | 8 | 266 | 43 |  | Fixed | Roof
NJSTRE1545382937 | NJSRRE1542390491 | Transition Incentive Program | Dumont | 7628 | 7 | 9.38 | Residential | Yes | Behind the Meter | Behind the Meter |  | None | Pro Custom Solar dba Momentum Solar | PSE&G | Eligible for TI Program | 2019-09-11 | 2019-09-13 | 2021-10-30 | LG | LG 335N1C-V5 | Solar Panels |  | 0.335 | 11 | 265 | 20 |  | Fixed | Roof
NJSTRE1545382944 | NJSRRE1542372646 | Transition Incentive Program | Lawrence Twp Mer | 8648 | 12 | 5.8 | Residential | Yes | Behind the Meter | Behind the Meter |  | None | Sunrun Installation Services, Inc. | PSE&G | Eligible for TI Program | 2019-09-09 | 2019-09-11 | 2021-10-30 | REC Solar | REC290TP2 BLK | Solar Panels |  | 0.29 | 4 | 133 | 18 |  | Fixed | Roof
NJSTRE1545382947 | NJSRRE1541976881 | Transition Incentive Program | Pleasantville | 8232 | 19 | 3 | Residential | Yes | Behind the Meter | Net-metered residential rooftop and canopy |  | None | Bright Planet Solar | AC Electric | Accepted |  | 2019-09-04 | 2021-10-30 | Trina Solar | TSM-DD05A,18(II) 300W | Solar Panels |  | 0.3 | 3 | 214 | 30 |  | Fixed | Roof
NJSTRE1545382957 | NJSRRE1541989803 | Transition Incentive Program | WILLIAMSTOWN | 8094 | 15 | 3.15 | Residential | Yes | Behind the Meter | Net-metered residential rooftop and canopy |  | None | Vivint Solar Developer, LLC | AC Electric | Accepted | 2019-09-03 | 2019-09-05 | 2021-10-30 | HANWHA | Q.PEAK BLK-G5 315 | Solar Panels |  | 0.315 | 10 | 55 | 19 |  | Fixed | Roof
NJSTRE1545382958 | NJSRRE1542419917 | Transition Incentive Program | Lake Hopatcong | 7849 | 3 | 9.38 | Residential | Yes | Behind the Meter | Behind the Meter |  | None | Pro Custom Solar dba Momentum Solar | JCP&L | Eligible for TI Program | 2019-09-18 | 2019-09-20 | 2021-10-30 | LG ELECTRONICS | LG 335N1C-V5 | Solar Panels |  | 0.335 | 14 | 70 | 26 |  | Fixed | Roof
NJSTRE1545382966 | NJSRRE1541877940 | Transition Incentive Program | Plainfield | 7063 | 10 | 10.08 | Residential | Yes | Behind the Meter | Net-metered residential rooftop and canopy |  | None | Vivint Solar Developer, LLC | PSE&G | Accepted | 2019-08-22 | 2019-08-27 | 2021-10-30 | Hanwha Solar | Q.PEAK BLK-G5 315 | Solar Panels |  | 0.315 | 3 | 233 | 21 |  | Fixed | Roof
NJSTRE1545382968 | NJSRRE1541945872 | Transition Incentive Program | Elizabeth | 7202 | 10 | 5.04 | Residential | Yes | Behind the Meter | Behind the Meter |  | None | Pro Custom Solar dba Momentum Solar | PSE&G | Eligible for TI Program | 2019-08-30 | 2019-09-04 | 2021-10-30 | HANWHA | Q.PEAK DUO BLK-G5 315 | Solar Panels |  | 0.315 | 4 | 312 | 36 |  | Fixed | Roof
NJSTRE1545428706 |  | Transition Incentive Program | HAMILTON TOWNSHIP | 8629 | 12 | 5.78 | Residential | Yes | Behind the Meter | Net-metered residential rooftop and canopy |  | None | Trinity Solar | PSE&G | Accepted | 2020-08-11 | 2020-08-14 | 2021-10-30 | Solar Edge | SE5000H-US000BNC4 | Inverters | 5000 |  | 1 |  |  | 0.97 |  | Outdoor | side of home
NJSTRE1545428927 |  | Transition Incentive Program | Williamstown | 8094 | 15 | 12.04 | Residential | No | Behind the Meter | Net-metered residential rooftop and canopy |  | None | Tesla Energy Operations Inc. | AC Electric | Accepted | 2020-08-11 | 2020-08-14 | 2021-10-30 | Delta | M4-TL-US [240V] | Inverters | 3840 |  | 1 |  |  | 0.975 |  | Outdoor | Outdoor
NJSTRE1545428999 |  | Transition Incentive Program | West Tuckerton | 8087 | 18 | 7.85 | Residential | No | Behind the Meter | Net-metered residential rooftop and canopy |  | None | SunPower Corporation, Systems | AC Electric | Accepted | 2020-08-12 | 2020-08-14 | 2021-10-30 | SunPower | SPR-E20-327-E-AC | Inverters | 320 |  | 24 |  |  | 0.96 |  | Other | under each panel
NJSTRE1545430503 |  | Transition Incentive Program | Bayonne | 7002 | 8 | 8.83 | Residential | No | Behind the Meter | Net-metered residential rooftop and canopy |  | None | SunPower Corporation, Systems | PSE&G | Accepted | 2020-09-10 | 2020-09-11 | 2021-10-30 | SunPower | SPR-E20-327-E-AC | Inverters | 320 |  | 27 |  |  | 0.96 |  | Other | under each panel
NJSTRE1545430509 |  | Transition Incentive Program | WEST DEPTFORD | 8096 | 15 | 19.53 | Residential | Yes | Behind the Meter | Net-metered residential rooftop and canopy |  | None | Suntuity Solar LLC | PSE&G | Accepted | 2020-08-14 | 2020-08-14 | 2021-10-30 | Enphase Energy | IQ7-60-2-US | Inverters | 240 |  | 62 |  |  | 0.97 |  | Outdoor | Behind the PV Modules
NJSTRE1545430543 |  | Transition Incentive Program | Absecon | 8201 | 19 | 3.74 | Residential | Yes | Behind the Meter | Net-metered residential rooftop and canopy |  | None | Vision Solar LLC | AC Electric | Accepted | 2020-08-12 | 2020-08-14 | 2021-10-30 | ENPHASE | IQ7-60-2-US | Inverters | 0.24 |  | 11 |  |  | 0.96 |  | Other | behind each panel
NJSTRE1545430604 |  | Transition Incentive Program | Absecon | 8201 | 19 | 5.95 | Residential | Yes | Behind the Meter | Net-metered residential rooftop and canopy |  | None | Pro Custom Solar dba Momentum Solar | AC Electric | Accepted | 2020-08-12 | 2020-08-14 | 2021-10-30 | Enphase | IQ7PLUS-72-2-US | Inverters | 290 |  | 17 |  |  | 0.97 |  | Outdoor | Roof
NJSTRE1545430700 |  | Transition Incentive Program | Stafford Township | 8050 | 18 | 5.1 | Residential | Yes | Behind the Meter | Net-metered residential rooftop and canopy |  | None | Vision Solar LLC | AC Electric | Accepted | 2020-08-12 | 2020-08-14 | 2021-10-30 | ENPHASE | IQ7-60-2-US | Inverters | 0.24 |  | 15 |  |  | 0.96 |  | Other | BEHIND EACH PANEL
NJSTRE1545430718 |  | Transition Incentive Program | Vineland | 8360 | 20 | 22.05 | Commercial | No | Behind the Meter | Net-metered non-residential rooftop and canopy |  | None | Rise Solutions and Contracting LLC | Vineland Muni Electric | Accepted | 2020-08-12 | 2020-08-17 | 2021-10-30 | Solar Edge | US10000H | Inverters | 10000 |  | 2 |  |  | 0.99 |  | Outside | exterior wall
NJSTRE1545430710 |  | Transition Incentive Program | South River | 8882 | 11 | 8.06 | Residential | No | Behind the Meter | Net-metered residential rooftop and canopy |  | None | Bright Planet Solar | South River | Accepted | 2020-08-12 | 2020-08-14 | 2021-10-30 | SOLAR EDGE | SE6000H-USRGM | Inverters | 6000 |  | 1 |  |  | 0.98 |  | Outdoor | OUTSIDE
NJSTRE1545430997 |  | Transition Incentive Program | OCEAN CITY | 8226 | 21 | 5.44 | Residential | No | Behind the Meter | Net-metered residential rooftop and canopy |  | None | Orbit Energy & Power, LLC | AC Electric | Accepted | 2020-08-12 | 2020-08-14 | 2021-10-30 | ENPHASE | IQ7-6-0-2-US | Inverters | 0.32 |  | 17 |  |  | 0.99 |  | Other | BEHIND PANELS
NJSTRE1545431782 |  | Transition Incentive Program | LINDEN | 7036 | 10 | 8.05 | Residential | No | Behind the Meter | Net-metered residential rooftop and canopy |  | None | Infinity Solar Systems | PSE&G | Accepted | 2020-08-12 | 2020-08-17 | 2021-10-30 | ENPHASE | IQ7PLUS-72-X-US | Inverters | 290 |  | 23 |  |  | 0.97 |  | Outside | MICROINVERTERS
NJSTRE1545431816 |  | Transition Incentive Program | HILLSIDE | 7205 | 10 | 6.83 | Residential | Yes | Behind the Meter | Net-metered residential rooftop and canopy |  | None | Vivint Solar Developer, LLC | PSE&G | Accepted | 2020-08-12 | 2020-08-17 | 2021-10-30 | SolarEdge | SE7600H-US | Inverters | 7600 |  | 1 |  |  | 0.992 |  | Outdoor | Near the Utility Meter
NJSTRE1545520227 |  | Transition Incentive Program | South Plainfield Boro | 7080 | 11 | 6.2 | Residential | No | Behind the Meter | Net-metered residential rooftop and canopy |  | None | Bright Planet Solar | PSE&G | Accepted | 2020-08-28 | 2020-09-02 | 2021-10-30 | SOLAR EDGE | SE5000H-USRGM | Inverters | 5000 |  | 1 |  |  | 0.98 |  | Outdoor | OUTSIDE
NJSTRE1545520425 |  | Transition Incentive Program | WEST ORANGE | 7052 | 9 | 5.53 | Residential | Yes | Behind the Meter | Net-metered residential rooftop and canopy |  | None | Vivint Solar Developer, LLC | PSE&G | Accepted | 2020-09-11 | 2020-09-14 | 2021-10-30 | Solar Edge | SE3800H-US | Inverters | 3800 |  | 1 |  |  | 0.992 |  | Outdoor | Near the Utility Meter
NJSTRE1545522842 |  | Transition Incentive Program | Burlington | 8016 | 13 | 13.08 | Residential | No | Behind the Meter | Net-metered residential rooftop and canopy |  | None | GenRenew, LLC | PSE&G | Accepted | 2020-09-01 | 2020-09-02 | 2021-10-30 | Sunpower | MI-E-320-US208/240 | Inverters | 320 |  | 40 |  |  | 0.96 |  | Outdoor | microinverters under modules
NJSTRE1545523120 |  | Transition Incentive Program | SEWELL | 8080 | 15 | 9.77 | Residential | Yes | Behind the Meter | Net-metered residential rooftop and canopy |  | None | Suntuity Solar LLC | AC Electric | Accepted | 2020-08-31 | 2020-09-02 | 2021-10-30 | Enphase Energy | IQ7-60-2-US | Inverters | 240 |  | 31 |  |  | 0.97 |  | Outdoor | Behind the PV Modules
NJSTRE1545523121 |  | Transition Incentive Program | Evesham Township | 8053 | 13 | 6.3 | Residential | Yes | Behind the Meter | Net-metered residential rooftop and canopy |  | None | Suntuity Solar LLC | PSE&G | Accepted | 2020-08-31 | 2020-09-03 | 2021-10-30 | Enphase Energy | IQ7-60-2-US | Inverters | 240 |  | 20 |  |  | 0.97 |  | Outdoor | Behind the PV Modules
NJSTRE1545523124 |  | Transition Incentive Program | Elizabeth | 7208 | 10 | 10.08 | Residential | Yes | Behind the Meter | Net-metered residential rooftop and canopy |  | None | Suntuity Solar LLC | PSE&G | Accepted | 2020-08-31 | 2020-09-03 | 2021-10-30 | Enphase Energy | IQ7-60-2-US | Inverters | 240 |  | 32 |  |  | 0.97 |  | Outdoor | Behind the PV Modules
NJSTRE1545523126 |  | Transition Incentive Program | MOUNT LAUREL | 8054 | 13 | 10.4 | Residential | Yes | Behind the Meter | Net-metered residential rooftop and canopy |  | None | Suntuity Solar LLC | PSE&G | Accepted | 2020-09-02 | 2020-09-02 | 2021-10-30 | Enphase Energy | IQ7-60-2-US | Inverters | 240 |  | 33 |  |  | 0.97 |  | Outdoor | Behind the PV Modules
NJSTRE1545523128 |  | Transition Incentive Program | SOMERDALE | 8083 | 14 | 11.34 | Residential | Yes | Behind the Meter | Net-metered residential rooftop and canopy |  | None | Suntuity Solar LLC | PSE&G | Accepted | 2020-09-02 | 2020-09-02 | 2021-10-30 | Enphase Energy | IQ7-60-2-US | Inverters | 240 |  | 36 |  |  | 0.97 |  | Outdoor | Behind the PV Modules
NJSTRE1545523175 |  | Transition Incentive Program | Carteret | 7008 | 11 | 7.48 | Residential | Yes | Behind the Meter | Net-metered residential rooftop and canopy |  | None | Trinity Solar | PSE&G | Accepted | 2020-08-31 | 2020-09-02 | 2021-10-30 | Solar Edge | SE6000 | Inverters | 6000 |  | 1 |  |  | 0.97 |  | Outside | side of home
NJSTRE1545523206 |  | Transition Incentive Program | West Depford | 8086 | 15 | 5.12 | Residential | Yes | Behind the Meter | Net-metered residential rooftop and canopy |  | None | Posigen NJ LLC | PSE&G | Accepted | 2020-08-31 | 2020-09-02 | 2021-10-30 | SolarEdge | SE6000H-US | Inverters | 6000 |  | 1 |  |  | 0.99 |  | Outside | within ten feet of meter
NJSTRE1545523400 |  | Transition Incentive Program | Linden | 7036 | 10 | 5.25 | Residential | Yes | Behind the Meter | Net-metered residential rooftop and canopy |  | None | Pro Custom Solar dba Momentum Solar | PSE&G | Accepted | 2020-08-31 | 2020-09-02 | 2021-10-30 | Enphase | IQ7Plus-72-2-US | Inverters | 290 |  | 15 |  |  | 0.97 |  | Outdoor | Roof
NJSTRE1545523438 |  | Transition Incentive Program | Red Bank | 7701 | 17 | 21.44 | Residential | No | Behind the Meter | Net-metered residential rooftop and canopy |  | None | Whitman Construction, LLC | JCP&L | Accepted | 2020-08-31 | 2020-09-02 | 2021-10-30 | ENPHASE ENERGY | IQ7-60-2-US | Inverters | 240 |  | 67 |  |  | 0.975 |  | Outdoor | microinverters located under modules
NJSTRE1545382894 | NJSRRE1542390424 | Transition Incentive Program | Jackson | 8527 | 18 | 10.54 | Residential | No | Behind the Meter | Net-metered residential rooftop and canopy |  | None | Powerlutions | JCP&L | Accepted |  | 2019-09-13 | 2021-10-30 | Axitec | AC-310P/156-72S | Solar Panels |  | 0.31 | 16 | 223 | 36 |  | Fixed | Roof
NJSTRE1545382897 | NJSRRE1541891817 | Transition Incentive Program | Blackwood | 8012 | 14 | 822.75 | School Other | No | Behind the Meter | Net-metered non-residential rooftop and canopy |  | None | Solar Landscape | AC Electric | Accepted | 2019-08-28 | 2019-09-03 | 2021-10-30 | GCL | M6/72H | Solar Panels |  | 0.375 | 98 | 108.524 | 0 |  | Fixed | Roof
NJSTRE1545382911 | NJSRRE1542407177 | Transition Incentive Program | MOUNT LAUREL | 8054 | 13 | 7.88 | Residential | No | Behind the Meter | Net-metered residential rooftop and canopy |  | None | Vivint Solar Developer, LLC | PSE&G | Accepted | 2019-09-14 | 2019-09-17 | 2021-10-30 | HANWHA SOLAR | Q.PEAK BLK-G5 315 | Solar Panels |  | 0.315 | 8 | 179 | 40 |  | Fixed | Roof
NJSTRE1545382914 | NJSRRE1542194404 | Transition Incentive Program | Morganville | 7751 | 17 | 11.6 | Residential | Yes | Behind the Meter | Behind the Meter |  | None | Sunrun Installation Services, Inc. | JCP&L | Eligible for TI Program | 2019-09-04 | 2019-09-09 | 2021-10-30 | REC Solar | REC290TP2 BLK | Solar Panels |  | 0.29 | 6 | 71 | 18 |  | Fixed | Roof
NJSTRE1545382927 | NJSRRE1542335386 | Transition Incentive Program | Sicklerville | 8081 | 14 | 9.9 | Residential | Yes | Behind the Meter | Behind the Meter |  | None | Sunrun Installation Services, Inc. | AC Electric | Eligible for TI Program | 2019-09-06 | 2019-09-11 | 2021-10-30 | LG Electronics | LG330N1C-A5 | Solar Panels |  | 0.33 | 3 | 217 | 45 |  | Fixed | Roof
NJSTRE1545382935 | NJSRRE1542411883 | Transition Incentive Program | BAYONNE | 7002 | 8 | 6.93 | Residential | Yes | Behind the Meter | Net-metered residential rooftop and canopy |  | None | Vivint Solar Developer, LLC | PSE&G | Accepted | 2019-09-17 | 2019-09-19 | 2021-10-30 | HANWHA SOLAR | Q.PEAK BLK-G5 315 | Solar Panels |  | 0.315 | 10 | 213 | 10 |  | Fixed | Roof
NJSTRE1545382942 | NJSRRE1541883829 | Transition Incentive Program | Atco | 8004 | 14 | 9.72 | Residential | Yes | Behind the Meter | Behind the Meter |  | None | Pro Custom Solar dba Momentum Solar | AC Electric | Eligible for TI Program | 2019-08-26 | 2019-08-28 | 2021-10-30 | LG ELECTRONICS | LG 335N1C-V5 | Solar Panels |  | 0.335 | 12 | 206 | 18 |  | Fixed | Roof
NJSTRE1545382944 | NJSRRE1542372646 | Transition Incentive Program | Lawrence Twp Mer | 8648 | 12 | 5.8 | Residential | Yes | Behind the Meter | Behind the Meter |  | None | Sunrun Installation Services, Inc. | PSE&G | Eligible for TI Program | 2019-09-09 | 2019-09-11 | 2021-10-30 | REC Solar | REC290TP2 BLK | Solar Panels |  | 0.29 | 5 | 222 | 30 |  | Fixed | Roof
NJSTRE1545382947 | NJSRRE1541976881 | Transition Incentive Program | Pleasantville | 8232 | 19 | 3 | Residential | Yes | Behind the Meter | Net-metered residential rooftop and canopy |  | None | Bright Planet Solar | AC Electric | Accepted |  | 2019-09-04 | 2021-10-30 | Trina Solar | TSM-DD05A,18(II) 300W | Solar Panels |  | 0.3 | 3 | 214 | 18 |  | Fixed | Roof
NJSTRE1545382949 | NJSRRE1542389929 | Transition Incentive Program | Woodbridge | 7001 | 11 | 6.82 | Residential | No | Behind the Meter | Net-metered residential rooftop and canopy |  | None | Morgan Associates and Consulting LLC | PSE&G | Accepted |  | 2019-09-26 | 2021-10-30 | Axitec | 310 | Solar Panels |  | 0.31 | 22 | 165 | 14 |  | Fixed | Roof
NJSTRE1545382953 | NJSRRE1541880901 | Transition Incentive Program | Bayonne | 7002 | 8 | 8.38 | Residential | Yes | Behind the Meter | Behind the Meter |  | None | Pro Custom Solar dba Momentum Solar | PSE&G | Eligible for TI Program | 2019-08-23 | 2019-08-27 | 2021-10-30 | LG ELECTRONICS | LG 335N1C-V5 | Solar Panels |  | 0.335 | 3 | 123 | 18 |  | Fixed | Roof
NJSTRE1545517613 |  | Transition Incentive Program | Mullica Hill | 8062 | 15 | 18.36 | Residential | No | Behind the Meter | Net-metered residential rooftop and canopy |  | None | Trinity Solar | AC Electric | Accepted | 2020-08-28 | 2020-09-01 | 2021-10-30 | Solar Edge | SE7600 | Inverters | 7600 |  | 2 |  |  | 0.97 |  | Outside | side of home
NJSTRE1545517649 |  | Transition Incentive Program | West Windsor Twp | 8550 | 12 | 9.72 | Residential | No | Behind the Meter | Net-metered residential rooftop and canopy |  | None | Green Power Energy | PSE&G | Accepted | 2020-08-28 | 2020-09-01 | 2021-10-30 | Enphase Energy | IQ7PLUS-72-2-US | Inverters | 0.29 |  | 29 |  |  | 0.975 |  | Outside | next to meter
NJSTRE1545382962 | NJSRRE1541888853 | Transition Incentive Program | Union Twp Uni | 7083 | 10 | 5.8 | Residential | Yes | Behind the Meter | Behind the Meter |  | None | Sunrun Installation Services, Inc. | PSE&G | Eligible for TI Program | 2019-08-27 | 2019-08-30 | 2021-10-30 | REC Solar | REC290TP2 BLK | Solar Panels |  | 0.29 | 12 | 232 | 23 |  | Fixed | Roof
NJSTRE1545382967 | NJSRRE1542412293 | Transition Incentive Program | Plainfield | 7063 | 10 | 4.02 | Residential | Yes | Behind the Meter | Behind the Meter |  | None | Sunrun Installation Services, Inc. | PSE&G | Eligible for TI Program | 2019-09-17 | 2019-09-19 | 2021-10-30 | LG Electronics | LG365Q1C-V5 | Solar Panels |  | 0.365 | 6 | 131 | 34 |  | Fixed | Roof
NJSTRE1545382968 | NJSRRE1541945872 | Transition Incentive Program | Elizabeth | 7202 | 10 | 5.04 | Residential | Yes | Behind the Meter | Behind the Meter |  | None | Pro Custom Solar dba Momentum Solar | PSE&G | Eligible for TI Program | 2019-08-30 | 2019-09-04 | 2021-10-30 | HANWHA | Q.PEAK DUO BLK-G5 315 | Solar Panels |  | 0.315 | 6 | 132 | 36 |  | Fixed | Roof
NJSTRE1545519658 |  | Transition Incentive Program | Villas | 8251 | 21 | 4.9 | Residential | Yes | Behind the Meter | Net-metered residential rooftop and canopy |  | None | Pro Custom Solar dba Momentum Solar | AC Electric | Accepted | 2020-08-28 | 2020-09-01 | 2021-10-30 | Enphase | IQ7Plus-72-2-US | Inverters | 290 |  | 14 |  |  | 0.97 |  | Outdoor | Roof
NJSTRE1545519701 |  | Transition Incentive Program | Surf City | 8008 | 18 | 2.93 | Residential | No | Behind the Meter | Net-metered residential rooftop and canopy |  | None | Kopp Electric Company | AC Electric | Accepted | 2020-08-28 | 2020-09-01 | 2021-10-30 | Solar Edge | SE3000H-US | Inverters | 3000 |  | 1 |  |  | 0.975 |  | Outdoor | Next to meter
NJSTRE1545519728 |  | Transition Incentive Program | Kendall Park | 8824 | 11 | 5.12 | Residential | Yes | Behind the Meter | Net-metered residential rooftop and canopy |  | None |  | PSE&G | Accepted | 2020-08-28 | 2020-09-02 | 2021-10-30 | SolarEdge | SE6000H-US | Inverters | 6000 |  | 1 |  |  | 0.99 |  | Outside | within ten feet of meter
NJSTRE1545519760 |  | Transition Incentive Program | Pleasantville | 8232 | 19 | 11.16 | Residential | Yes | Behind the Meter | Net-metered residential rooftop and canopy |  | None | Bright Planet Solar | AC Electric | Accepted | 2020-08-28 | 2020-09-02 | 2021-10-30 | SOLAR EDGE | SE10000H-USRGM | Inverters | 10000 |  | 1 |  |  | 0.98 |  | Outdoor | OUTSIDE
NJSTRE1545519820 |  | Transition Incentive Program | Little Egg Harbor Township | 8087 | 18 | 4.76 | Residential | Yes | Behind the Meter | Net-metered residential rooftop and canopy |  | None | Trinity Solar | AC Electric | Accepted | 2020-08-28 | 2020-09-02 | 2021-10-30 | Solar Edge | SE3800 | Inverters | 3800 |  | 1 |  |  | 0.97 |  | Outside | front of home
NJSTRE1545520300 |  | Transition Incentive Program | Lawnside | 8045 | 14 | 12.95 | Residential | Yes | Behind the Meter | Net-metered residential rooftop and canopy |  | None | Pro Custom Solar dba Momentum Solar | PSE&G | Accepted | 2020-08-28 | 2020-09-02 | 2021-10-30 | Enphase | IQ7Plus-72-2-US | Inverters | 290 |  | 37 |  |  | 0.97 |  | Outdoor | Roof
NJSTRE1545520303 |  | Transition Incentive Program | SOUTHAMPTON | 8088 | 13 | 16.32 | Residential | Yes | Behind the Meter | Net-metered residential rooftop and canopy |  | None | Vivint Solar Developer, LLC | PSE&G | Accepted | 2020-09-11 | 2020-09-14 | 2021-10-30 | Solar Edge | SE3800H-US | Inverters | 3800 |  | 1 |  |  | 0.992 |  | Outdoor | Near the Utility Meter
NJSTRE1545522211 |  | Transition Incentive Program | Montville | 7045 | 3 | 16.32 | Residential | Yes | Behind the Meter | Net-metered residential rooftop and canopy |  | None | Tesla Energy Operations Inc. | JCP&L | Accepted | 2020-08-29 | 2020-09-04 | 2021-10-30 | SolarEdge Technologies | SE7600H-US [240V] | Inverters | 7600 |  | 2 |  |  | 0.99 |  | Indoor | Inside garage
NJSTRE1545523152 |  | Transition Incentive Program | Hackensack | 7601 | 7 | 6.8 | Residential | Yes | Behind the Meter | Net-metered residential rooftop and canopy |  | None | Trinity Solar | PSE&G | Accepted | 2020-08-31 | 2020-09-02 | 2021-10-30 | Solar Edge | SE6000 | Inverters | 6000 |  | 1 |  |  | 0.97 |  | Outside | side of home
NJSTRE1545523198 |  | Transition Incentive Program | Hainesport | 8036 | 13 | 8.16 | Residential | Yes | Behind the Meter | Net-metered residential rooftop and canopy |  | None | Vision Solar LLC | PSE&G | Accepted | 2020-08-31 | 2020-09-02 | 2021-10-30 | ENPHASE | IQ7-60-2-US | Inverters | 0.24 |  | 24 |  |  | 0.96 |  | Other | BEHIND EACH PANEL
NJSTRE1545432104 |  | Transition Incentive Program | Fairview | 7022 | 7 | 6.56 | Residential | No | Behind the Meter | Net-metered residential rooftop and canopy |  | None | SunPower Corporation, Systems | PSE&G | Accepted | 2020-08-13 | 2020-08-17 | 2021-10-30 | SunPower | SPR-A410-G-AC | Inverters | 349 |  | 16 |  |  | 0.97 |  | Other | under each panel
NJSTRE1545382418 | NJSRRE1541804794 | Transition Incentive Program | Paterson | 7502 | 6 | 8.83 | Residential | Yes | Behind the Meter | Net-metered residential rooftop and canopy |  | None | Vision Solar LLC | PSE&G | Accepted | 2019-08-08 | 2019-08-23 | 2021-10-30 | sunpower | e20-327-e-ac | Solar Panels |  | 0.327 | 8 | 50 | 18 |  | Fixed | Roof
NJSTRE1545382420 | NJSRRE1541850991 | Transition Incentive Program | Sewell | 8080 | 15 | 74.52 | Commercial | No | Behind the Meter | Behind the Meter |  | None | Renewable Energy Alliance | AC Electric | Eligible for TI Program | 2019-08-16 | 2019-08-23 | 2021-10-30 | Hanwha | Q.Plus L-G4.2 | Solar Panels |  | 0.345 | 216 | 199 | 10 |  | Fixed | Roof
NJSTRE1545382425 | NJSRRE1541835287 | Transition Incentive Program | paterson | 7522 | 6 | 12.43 | Residential | Yes | Behind the Meter | Net-metered residential rooftop and canopy |  | None | Vision Solar LLC | PSE&G | Accepted | 2019-08-14 | 2019-08-23 | 2021-10-30 | sunpower | e20-327-e-ac | Solar Panels |  | 0.327 | 14 | 228 | 3 |  | Fixed | Roof
NJSTRE1545382442 | NJSRRE1541835356 | Transition Incentive Program | FAIVIEW | 7022 | 7 | 4.58 | Residential | No | Behind the Meter | Net-metered residential rooftop and canopy |  | None | SunPower Capital LLC | PSE&G | Accepted | 2019-08-15 | 2019-08-23 | 2021-10-30 | SUNPOWER | E20-327-E-AC | Solar Panels |  | 0.327 | 14 | 193 | 30 |  | Fixed | Roof
NJSTRE1545382445 | NJSRRE1541730102 | Transition Incentive Program | Milford | 8848 | 4 | 13.05 | Residential | No | Behind the Meter | Behind the Meter |  | None | Sunrun Installation Services, Inc. | JCP&L | Eligible for TI Program | 2019-08-01 | 2019-08-06 | 2021-10-30 | REC Solar | REC290TP2 BLK | Solar Panels |  | 0.29 | 25 | 124 | 23 |  | Fixed | Roof
NJSTRE1545382446 | NJSRRE1541857627 | Transition Incentive Program | Morristown | 7960 | 3 | 2.61 | Residential | Yes | Behind the Meter | Behind the Meter |  | None | Sunrun Installation Services, Inc. | JCP&L | Eligible for TI Program | 2019-08-17 | 2019-09-09 | 2021-10-30 | REC Solar | REC290TP2 BLK | Solar Panels |  | 0.29 | 3 | 113 | 43 |  | Fixed | Roof
NJSTRE1545382450 | NJSRRE1541727666 | Transition Incentive Program | Clifton | 7011 | 6 | 5.36 | Residential | Yes | Behind the Meter | Behind the Meter |  | None | Pro Custom Solar dba Momentum Solar | PSE&G | Eligible for TI Program | 2019-08-01 | 2019-08-27 | 2021-10-30 | LG ELECTRONICS | LG 335N1C-V5 | Solar Panels |  | 0.335 | 7 | 77 | 33 |  | Fixed | Roof
NJSTRE1545382451 | NJSRRE1541805447 | Transition Incentive Program | Mays Landing | 8330 | 19 | 20.77 | Residential | No | Behind the Meter | Net-metered residential rooftop and canopy |  | None | Castle Energy, LLC | AC Electric | Accepted | 2019-08-08 | 2019-08-23 | 2021-10-30 | LG Electronics | LG335N1C-V5 | Solar Panels |  | 0.335 | 4 | 311 | 15 |  | Fixed | Roof
NJSTRE1545382455 | NJSRRE1541820432 | Transition Incentive Program | IRVINGTON | 7111 | 9 | 7.37 | Residential | Yes | Behind the Meter | Behind the Meter |  | None | Pro Custom Solar dba Momentum Solar | PSE&G | Eligible for TI Program | 2019-08-13 | 2019-08-23 | 2021-10-30 | LG ELECTRONICS | LG 335N1C-V5 | Solar Panels |  | 0.335 | 11 | 36 | 19 |  | Fixed | Roof
NJSTRE1545382458 | NJSRRE1541804825 | Transition Incentive Program | Hamilton Twp Mer | 8629 | 12 | 6.38 | Residential | Yes | Behind the Meter | Behind the Meter |  | None | Sunrun Installation Services, Inc. | PSE&G | Eligible for TI Program | 2019-08-08 | 2019-08-23 | 2021-10-30 | REC Solar | REC290TP2 BLK | Solar Panels |  | 0.29 | 8 | 319 | 30 |  | Fixed | Roof
NJSTRE1545382460 | NJSRRE1541851347 | Transition Incentive Program | Lake Hiawatha | 7034 | 3 | 6.7 | Residential | Yes | Behind the Meter | Behind the Meter |  | None | Pro Custom Solar dba Momentum Solar | JCP&L | Eligible for TI Program | 2019-08-16 | 2019-08-23 | 2021-10-30 | LG ELECTRONICS | LG 335N1C-V5 | Solar Panels |  | 0.335 | 8 | 276 | 24 |  | Fixed | Roof
NJSTRE1545382465 | NJSRRE1541809461 | Transition Incentive Program | Cedar Knolls | 7927 | 3 | 14.07 | Residential | Yes | Behind the Meter | Behind the Meter |  | None | Pro Custom Solar dba Momentum Solar | JCP&L | Eligible for TI Program | 2019-08-09 | 2019-08-23 | 2021-10-30 | LG ELECTRONICS | LG 335N1C-V | Solar Panels |  | 0.335 | 6 | 119 | 18 |  | Fixed | Roof
NJSTRE1545382983 | NJSRRE1541862357 | Transition Incentive Program | Lebanon | 8833 | 4 | 9.57 | Residential | No | Behind the Meter | Behind the Meter |  | None | Sunrun Installation Services, Inc. | JCP&L | Eligible for TI Program | 2019-08-20 | 2019-08-26 | 2021-10-30 | REC Solar | REC290TP2 BLK | Solar Panels |  | 0.29 | 31 | 107 | 18 |  | Fixed | Roof
NJSTRE1545382985 | NJSRRE1541907853 | Transition Incentive Program | Pleasantville | 8232 | 19 | 8.04 | Residential | Yes | Behind the Meter | Behind the Meter |  | None | Pro Custom Solar dba Momentum Solar | AC Electric | Eligible for TI Program | 2019-08-29 | 2019-09-03 | 2021-10-30 | LG ELECTRONICS | LG 335N1C-V5 | Solar Panels |  | 0.335 | 14 | 299 | 23 |  | Fixed | Roof
NJSTRE1545383004 | NJSRRE1541987093 | Transition Incentive Program | Hillside | 7205 | 10 | 15.41 | Residential | Yes | Behind the Meter | Behind the Meter |  | None | Pro Custom Solar dba Momentum Solar | PSE&G | Eligible for TI Program | 2019-08-30 | 2019-09-04 | 2021-10-30 | LG ELECTRONICS | LG 335N1C-V5 | Solar Panels |  | 0.335 | 27 | 127 | 37 |  | Fixed | Roof
NJSTRE1545383010 | NJSRRE1541878343 | Transition Incentive Program | Newton | 7860 | 1 | 16.17 | Residential | No | Behind the Meter | Behind the Meter |  | None | 1st Light Energy Inc | JCP&L | Eligible for TI Program | 2019-08-22 | 2019-08-27 | 2021-10-30 | Trina | TSM-305DD05A.05 | Solar Panels |  | 0.305 | 8 | 72 | 23 |  | Fixed | Roof
NJSTRE1545520424 |  | Transition Incentive Program | Perth Amboy | 8861 | 11 | 11.73 | Residential | No | Behind the Meter | Net-metered residential rooftop and canopy |  | None | Ad Energy | PSE&G | Accepted | 2020-08-31 | 2020-09-02 | 2021-10-30 | Enphase Energy | IQ7XS-96-ACM-US | Inverters | 315 |  | 35 |  |  | 0.975 |  | Outdoor | At each panel
NJSTRE1545522207 |  | Transition Incentive Program | Hillsborough TWP | 8844 | 5 | 4.08 | Residential | No | Behind the Meter | Net-metered residential rooftop and canopy |  | None | Tesla Energy Operations Inc. | PSE&G | Accepted | 2020-08-29 | 2020-09-02 | 2021-10-30 | SolarEdge Technologies | SE3800H-US [240V] | Inverters | 3800 |  | 1 |  |  | 0.99 |  | Indoor | Inside
NJSTRE1545523123 |  | Transition Incentive Program | KIRKWOOD | 8043 | 14 | 16.07 | Residential | No | Behind the Meter | Net-metered residential rooftop and canopy |  | None | Suntuity Solar LLC | AC Electric | Accepted | 2020-08-31 | 2020-09-03 | 2021-10-30 | Enphase Energy | IQ7-60-2-US | Inverters | 240 |  | 51 |  |  | 0.97 |  | Outdoor | Behind the PV Modules
NJSTRE1545523125 |  | Transition Incentive Program | NEW MILFORD | 7646 | 7 | 8.82 | Residential | Yes | Behind the Meter | Net-metered residential rooftop and canopy |  | None | Suntuity Solar LLC | PSE&G | Accepted | 2020-08-31 | 2020-09-02 | 2021-10-30 | Enphase Energy | IQ7-60-2-US | Inverters | 240 |  | 28 |  |  | 0.97 |  | Outdoor | Behind the PV Modules
NJSTRE1545523135 |  | Transition Incentive Program | FRANKLINVILLE | 8322 | 15 | 12.6 | Residential | Yes | Behind the Meter | Net-metered residential rooftop and canopy |  | None | Suntuity Solar LLC | AC Electric | Accepted | 2020-09-02 | 2020-09-04 | 2021-10-30 | Enphase Energy | IQ7-60-2-US | Inverters | 240 |  | 40 |  |  | 0.97 |  | Outdoor | Behind the PV Modules
NJSTRE1545523228 |  | Transition Incentive Program | Cinnaminson | 8077 | 13 | 9.86 | Residential | Yes | Behind the Meter | Net-metered residential rooftop and canopy |  | None | Vision Solar LLC | PSE&G | Accepted | 2020-08-31 | 2020-09-02 | 2021-10-30 | ENPHASE | IQ7-60-2-US | Inverters | 0.24 |  | 29 |  |  | 0.96 |  | Other | BEHIND EACH PANEL
NJSTRE1545523410 |  | Transition Incentive Program | Lumberton | 8048 | 13 | 10.4 | Residential | Yes | Behind the Meter | Net-metered residential rooftop and canopy |  | None | SunnyMac LLC | PSE&G | Accepted | 2020-08-31 | 2020-09-02 | 2021-10-30 | Solaredge | SE7600H-US | Inverters | 7600 |  | 1 |  |  | 0.99 |  | Outdoor | Next to Meter
NJSTRE1545523441 |  | Transition Incentive Program | Middlesex | 8846 | 11 | 15.05 | Residential | No | Behind the Meter | Net-metered residential rooftop and canopy |  | None | Pro Custom Solar dba Momentum Solar | PSE&G | Accepted | 2020-08-31 | 2020-09-02 | 2021-10-30 | Enphase | IQ7Plus-72-2-US | Inverters | 290 |  | 43 |  |  | 0.97 |  | Outdoor | Roof
NJSTRE1545517743 | NJSRRE1544559935 | Transition Incentive Program | Wharton | 7885 | 3 | 6.82 | Residential | Yes | Behind the Meter | Net-metered residential rooftop and canopy |  | None | Sunrun Installation Services, Inc. | JCP&L | Final As-Built Received | 2020-03-01 | 2020-03-04 | 2021-10-30 | Enphase Energy | IQ7-60-x-US (240V) | Inverters | 240 |  | 22 |  |  | 0.96 |  | Outdoor | Rooftop
NJSTRE1545517748 | NJSRRE1544546831 | Transition Incentive Program | Brick Township | 8724 | 18 | 13.64 | Residential | Yes | Behind the Meter | Behind the Meter |  | None | Sunrun Installation Services, Inc. | JCP&L | Eligible for TI Program | 2020-02-27 | 2020-03-03 | 2021-10-30 | Delta Electronics | M6-TL-US | Inverters | 6000 |  | 1 |  |  | 0.96 |  | Outdoor | Next To Meter
NJSTRE1545517764 | NJSRRE1543434349 | Transition Incentive Program | Bound Brook | 8805 | 5 | 4.93 | Residential | Yes | Behind the Meter | Net-metered residential rooftop and canopy |  | None | Sunrun Installation Services, Inc. | PSE&G | Final As-Built Received | 2019-11-21 | 2019-11-26 | 2021-10-30 | Delta Electronics | M4-TL-US | Inverters | 4000 |  | 1 |  |  | 0.96 |  | Outdoor | Next To Meter
NJSTRE1545519681 |  | Transition Incentive Program | Mount Laurel | 8054 | 13 | 7.04 | Residential | Yes | Behind the Meter | Net-metered residential rooftop and canopy |  | None | Posigen NJ LLC | PSE&G | Accepted | 2020-08-28 | 2020-09-02 | 2021-10-30 | SolarEdge | SE7600H-US | Inverters | 7600 |  | 1 |  |  | 0.99 |  | Outside | within ten feet of meter
NJSTRE1545519672 |  | Transition Incentive Program | BERGENFIELD | 7621 | 7 | 6.37 | Residential | Yes | Behind the Meter | Net-metered residential rooftop and canopy |  | None | Trinity Solar | PSE&G | Accepted | 2020-08-28 | 2020-09-01 | 2021-10-30 | Solar Edge | SE5000H-US000BNC4 | Inverters | 5000 |  | 1 |  |  | 0.97 |  | Outdoor | side of home
NJSTRE1545523115 |  | Transition Incentive Program | Millville | 8332 | 20 | 5.36 | Residential | No | Behind the Meter | Net-metered residential rooftop and canopy |  | None | Suntuity Solar LLC | AC Electric | Accepted | 2020-08-31 | 2020-09-02 | 2021-10-30 | Enphase Energy | IQ7-60-2-US | Inverters | 240 |  | 17 |  |  | 0.97 |  | Outdoor | Behind the PV Modules
NJSTRE1545523119 |  | Transition Incentive Program | TOTOWA | 7512 | 6 | 10.71 | Residential | Yes | Behind the Meter | Net-metered residential rooftop and canopy |  | None | Suntuity Solar LLC | PSE&G | Accepted | 2020-08-31 | 2020-09-03 | 2021-10-30 | Enphase Energy | IQ7-60-2-US | Inverters | 240 |  | 34 |  |  | 0.97 |  | Outdoor | Behind the PV Modules
NJSTRE1545523142 |  | Transition Incentive Program | Jamesburg | 8831 | 11 | 16.7 | Residential | No | Behind the Meter | Net-metered residential rooftop and canopy |  | None | Suntuity Solar LLC | JCP&L | Accepted | 2020-09-02 | 2020-09-02 | 2021-10-30 | Enphase Energy | IQ7-60-2-US | Inverters | 240 |  | 53 |  |  | 0.97 |  | Outdoor | Behind the PV Modules
NJSTRE1545523212 |  | Transition Incentive Program | Hopewell Twp | 8525 | 12 | 15.75 | Residential | No | Behind the Meter | Net-metered residential rooftop and canopy |  | None | Green Power Energy | PSE&G | Accepted | 2020-08-31 | 2020-09-02 | 2021-10-30 | Solar Edge | SE7600H-US | Inverters | 7600 |  | 2 |  |  | 0.97 |  | Outside | next to meter
NJSTRE1545523344 |  | Transition Incentive Program | Mantoloking | 8738 | 18 | 10.06 | Residential | No | Behind the Meter | Net-metered residential rooftop and canopy |  | None | Tesla Energy Operations Inc | JCP&L | Accepted | 2020-08-31 | 2020-09-02 | 2021-10-30 | Delta Electronics | M8-TL-US [240V] | Inverters | 7680 |  | 1 |  |  | 0.975 |  | Outdoor | Outdoor
NJSTRE1545523523 |  | Transition Incentive Program | Trenton | 8690 | 12 | 9.1 | Residential | Yes | Behind the Meter | Net-metered residential rooftop and canopy |  | None | Pro Custom Solar dba Momentum Solar | PSE&G | Accepted | 2020-08-31 | 2020-09-03 | 2021-10-30 | Enphase | IQ7Plus-72-2-US | Inverters | 290 |  | 26 |  |  | 0.97 |  | Outdoor | Roof
NJSTRE1545523544 |  | Transition Incentive Program | Marlton | 8053 | 13 | 8.13 | Residential | No | Behind the Meter | Net-metered residential rooftop and canopy |  | None | Whitman Construction, LLC | PSE&G | Accepted | 2020-08-31 | 2020-09-08 | 2021-10-30 | enphase energy | IQ7-60-2-US | Inverters | 240 |  | 25 |  |  | 0.975 |  | Outdoor | Microinverters located under modules
NJSTRE1545382481 | NJSRRE1541851051 | Transition Incentive Program | Woodbridge Township | 8830 | 11 | 7.83 | Residential | No | Behind the Meter | Behind the Meter |  | None | Sunrun Installation Services, Inc. | PSE&G | Eligible for TI Program | 2019-08-16 | 2019-08-23 | 2021-10-30 | REC Solar | REC290TP2 BLK | Solar Panels |  | 0.29 | 15 | 284 | 27 |  | Fixed | Roof
NJSTRE1545382484 | NJSRRE1541844469 | Transition Incentive Program | Villas | 8251 | 21 | 4.73 | Residential | Yes | Behind the Meter | Net-metered residential rooftop and canopy |  | None | Vivint Solar Developer, LLC | AC Electric | Accepted | 2019-09-12 | 2019-09-13 | 2021-10-30 | HANWHA SOLAR | Q.PEAK BLK-G5 315 | Solar Panels |  | 0.315 | 7 | 35 | 17 |  | Fixed | Roof
NJSTRE1545382486 | NJSRRE1541810076 | Transition Incentive Program | Rutherford | 7070 | 7 | 7.54 | Residential | Yes | Behind the Meter | Behind the Meter |  | None | Sunrun Installation Services, Inc. | PSE&G | Eligible for TI Program | 2019-08-09 | 2019-08-23 | 2021-10-30 | REC Solar | REC290TP2 BLK | Solar Panels |  | 0.29 | 3 | 113 | 41 |  | Fixed | Roof
NJSTRE1545382492 | NJSRRE1542394993 | Transition Incentive Program | Deptford | 8096 | 15 | 14.18 | Residential | Yes | Behind the Meter | Behind the Meter |  | None | Trinity Solar | PSE&G | Eligible for TI Program | 2019-09-13 | 2019-09-17 | 2021-10-30 | Hanwha 315 | Q.PEAK DUO BLK-G5 315 | Solar Panels |  | 0.315 | 18 | 152 | 14 |  | Fixed | Roof
NJSTRE1545382495 | NJSRRE1542411854 | Transition Incentive Program | Sicklerville | 8081 | 14 | 16.7 | Residential | Yes | Behind the Meter | Net-metered residential rooftop and canopy |  | None | Vivint Solar Developer, LLC | AC Electric | Accepted | 2019-09-17 | 2019-09-19 | 2021-10-30 | HANWHA SOLAR | Q.PEAK BLK-G5 315 | Solar Panels |  | 0.315 | 23 | 239 | 26 |  | Fixed | Roof
NJSTRE1545382496 | NJSRRE1542043939 | Transition Incentive Program | Pompton Plains | 7444 | 3 | 31.32 | Residential | No | Behind the Meter | Net-metered residential rooftop and canopy |  | None | Vision Solar LLC | JCP&L | Accepted | 2019-09-03 | 2019-09-05 | 2021-10-30 | sunpower | spr-x22-360-e-ac | Solar Panels |  | 0.36 | 10 | 92 | 20 |  | Fixed | Roof
NJSTRE1545451572 |  | Transition Incentive Program | WILLIAMSTOWN | 8094 | 15 | 5.99 | Residential | Yes | Behind the Meter | Net-metered residential rooftop and canopy |  | None | Suntuity Solar LLC | AC Electric | Accepted | 2020-08-13 | 2020-08-18 | 2021-10-30 | Enphase Energy | IQ7-60-2-US | Inverters | 240 |  | 19 |  |  | 0.97 |  | Outdoor | Behind the PV Modules
NJSTRE1545451782 |  | Transition Incentive Program | Chester | 7930 | 3 | 11.62 | Residential | No | Behind the Meter | Net-metered residential rooftop and canopy |  | None | Evoke Solar, Inc | JCP&L | Accepted | 2020-08-13 | 2020-08-18 | 2021-10-30 | SunPower | SPWR-A4 | Inverters | 366 |  | 28 |  |  | 0.97 |  | Outside | back of each panel
NJSTRE1545451803 |  | Transition Incentive Program | EAST RUTHERFORD | 7073 | 7 | 8.05 | Residential | No | Behind the Meter | Net-metered residential rooftop and canopy |  | None | Infinity Solar Systems | PSE&G | Accepted | 2020-08-13 | 2020-08-18 | 2021-10-30 | ENPHASE | IQ7-60-X-US | Inverters | 240 |  | 23 |  |  | 0.97 |  | Outside | MICROINVERTERS
NJSTRE1545451850 |  | Transition Incentive Program | Bayville | 8721 | 18 | 3.85 | Residential | Yes | Behind the Meter | Net-metered residential rooftop and canopy |  | None | Pro Custom Solar dba Momentum Solar | JCP&L | Accepted | 2020-08-13 | 2020-08-18 | 2021-10-30 | Enphase | IQ7PLUS-72-2-US | Inverters | 290 |  | 11 |  |  | 0.97 |  | Outdoor | Roof
NJSTRE1545451888 |  | Transition Incentive Program | Cherry Hill | 8002 | 14 | 14.39 | Residential | Yes | Behind the Meter | Net-metered residential rooftop and canopy |  | None | Vision Solar LLC | PSE&G | Accepted | 2020-08-13 | 2020-08-18 | 2021-10-30 | SUNPOWER | SPR-E20-327-E-AC | Inverters | 0.24 |  | 44 |  |  | 0.96 |  | Other | behind each panel
NJSTRE1545451920 |  | Transition Incentive Program | Ocean View | 8230 | 21 | 7.85 | Residential | Yes | Behind the Meter | Net-metered residential ground mount |  | None | Vision Solar LLC | AC Electric | Accepted | 2020-08-13 | 2020-08-18 | 2021-10-30 | SUNPOWER | SPR-E20-327-E-AC | Inverters | 0.24 |  | 24 |  |  | 0.96 |  | Other | behind each panel
NJSTRE1545517841 |  | Transition Incentive Program | magnolia | 8049 | 14 | 7.68 | Residential | Yes | Behind the Meter | Net-metered residential rooftop and canopy |  | None | Orbit Energy & Power, LLC | PSE&G | Accepted | 2020-08-28 | 2020-09-02 | 2021-10-30 | enphase | iq7-60-2-us | Inverters | 0.24 |  | 24 |  |  | 0.99 |  | Other | behind panels
NJSTRE1545517892 |  | Transition Incentive Program | Keensburg | 7734 | 17 | 9.6 | Residential | Yes | Behind the Meter | Net-metered residential rooftop and canopy |  | None | Posigen NJ LLC | JCP&L | Accepted | 2020-08-28 | 2020-09-02 | 2021-10-30 | SolarEdge | SE10000H-US | Inverters | 10000 |  | 1 |  |  | 0.99 |  | Outside | within ten feet of meter
NJSTRE1545517912 |  | Transition Incentive Program | Willingboro | 8046 | 13 | 11.7 | Residential | Yes | Behind the Meter | Net-metered residential rooftop and canopy |  | None | SunnyMac LLC | PSE&G | Accepted | 2020-08-28 | 2020-09-01 | 2021-10-30 | Solaredge | SE10000H-US | Inverters | 10000 |  | 1 |  |  | 0.99 |  | Outdoor | Next to meter
NJSTRE1545517915 |  | Transition Incentive Program | Roselle | 7203 | 10 | 9.8 | Residential | Yes | Behind the Meter | Net-metered residential rooftop and canopy |  | None | Pro Custom Solar dba Momentum Solar | PSE&G | Accepted | 2020-08-28 | 2020-09-01 | 2021-10-30 | Enphase | IQ7Plus-72-2-US | Inverters | 290 |  | 28 |  |  | 0.97 |  | Outdoor | Roof
NJSTRE1545519674 |  | Transition Incentive Program | Hopatcong | 7843 | 1 | 8.68 | Residential | No | Behind the Meter | Net-metered residential rooftop and canopy |  | None | Bright Planet Solar | JCP&L | Accepted | 2020-08-28 | 2020-09-01 | 2021-10-30 | SOLAR EDGE | SE6000H-USRGM | Inverters | 6000 |  | 1 |  |  | 0.98 |  | Outdoor | OUTSIDE
NJSTRE1545519692 |  | Transition Incentive Program | Bloomfield | 7003 | 9 | 3.74 | Residential | Yes | Behind the Meter | Net-metered residential rooftop and canopy |  | None | Trinity Solar | PSE&G | Accepted | 2020-08-28 | 2020-09-01 | 2021-10-30 | Solar Edge | SE3000 | Inverters | 3000 |  | 1 |  |  | 0.97 |  | Outside | side of home
NJSTRE1545519703 |  | Transition Incentive Program | Wharton | 7885 | 3 | 5.25 | Residential | Yes | Behind the Meter | Net-metered residential rooftop and canopy |  | None | Pro Custom Solar dba Momentum Solar | JCP&L | Accepted | 2020-08-28 | 2020-09-02 | 2021-10-30 | Enphase | IQ7Plus-72-2-US | Inverters | 290 |  | 15 |  |  | 0.97 |  | Outdoor | Roof
NJSTRE1545519742 |  | Transition Incentive Program | Williamstown | 8094 | 15 | 5.03 | Residential | Yes | Behind the Meter | Net-metered residential rooftop and canopy |  | None | Trinity Solar | AC Electric | Accepted | 2020-08-28 | 2020-09-02 | 2021-10-30 | SOLAR EDGE | SE3800H-US | Inverters | 3800 |  | 1 |  |  | 0.97 |  | Outdoor | SIDE OF HOME
NJSTRE1545519753 |  | Transition Incentive Program | Carteret | 7008 | 11 | 3.84 | Residential | Yes | Behind the Meter | Net-metered residential rooftop and canopy |  | None | Trinity Solar | PSE&G | Accepted | 2020-08-28 | 2020-09-02 | 2021-10-30 | SOLAR EDGE | SE3000H-US | Inverters | 3000 |  | 1 |  |  | 0.97 |  | Outdoor | 0.97
NJSTRE1545520159 |  | Transition Incentive Program | Flemington | 8822 | 4 | 8.16 | Residential | Yes | Behind the Meter | Net-metered residential rooftop and canopy |  | None | Tesla Energy Operations Inc. | JCP&L | Accepted | 2020-08-28 | 2020-09-02 | 2021-10-30 | SolarEdge Technologies | SE7600H-US [240V] | Inverters | 7600 |  | 1 |  |  | 0.99 |  | Outside | Outside
NJSTRE1545520233 |  | Transition Incentive Program | Wenonah | 8090 | 15 | 4.55 | Residential | Yes | Behind the Meter | Net-metered residential rooftop and canopy |  | None | Pro Custom Solar dba Momentum Solar | AC Electric | Accepted | 2020-08-28 | 2020-09-18 | 2021-10-30 | Enphase | IQ7Plus-72-2-US | Inverters | 290 |  | 13 |  |  | 0.97 |  | Outdoor | Roof
NJSTRE1545382938 | NJSRRE1541883759 | Transition Incentive Program | Long Branch | 7740 | 17 | 5.04 | Residential | Yes | Behind the Meter | Net-metered residential rooftop and canopy |  | None | Vivint Solar Developer, LLC | JCP&L | Accepted | 2019-08-29 | 2019-08-30 | 2021-10-30 | HANWHA SOLAR | Q.PEAK BLK-G5 315 | Solar Panels |  | 0.315 | 12 | 245 | 37 |  | Fixed | Roof
NJSTRE1545382943 | NJSRRE1542407189 | Transition Incentive Program | MILLVILLE | 8332 | 20 | 5.99 | Residential | Yes | Behind the Meter | Net-metered residential rooftop and canopy |  | None | Vivint Solar Developer, LLC | AC Electric | Accepted | 2019-09-16 | 2019-09-17 | 2021-10-30 | Hanwha | Q.PEAK BLK-G5 315 | Solar Panels |  | 0.315 | 12 | 161 | 38 |  | Fixed | Roof
NJSTRE1545382969 | NJSRRE1541861784 | Transition Incentive Program | TEANECK | 7666 | 7 | 5.36 | Residential | Yes | Behind the Meter | Behind the Meter |  | None | Pro Custom Solar dba Momentum Solar | PSE&G | Eligible for TI Program | 2019-08-20 | 2019-08-23 | 2021-10-30 | LG ELECTRONICS | LG 335N1C-V5 | Solar Panels |  | 0.335 | 14 | 208 | 30 |  | Fixed | Roof
NJSTRE1545382975 | NJSRRE1542376209 | Transition Incentive Program | Bayonne | 7002 | 8 | 6.93 | Residential | Yes | Behind the Meter | Net-metered residential rooftop and canopy |  | None | Vivint Solar Developer, LLC | PSE&G | Accepted | 2019-09-18 | 2019-09-18 | 2021-10-30 | Hanwha Solar | Q PEAK DUO BLK-G5 315 | Solar Panels |  | 0.315 | 4 | 123 | 39 |  | Fixed | Roof
NJSTRE1545382976 | NJSRRE1542411788 | Transition Incentive Program | Edison | 8817 | 11 | 14.81 | Residential | No | Behind the Meter | Net-metered residential rooftop and canopy |  | None | Suntuity Solar LLC | PSE&G | Accepted | 2019-09-17 | 2019-09-19 | 2021-10-30 | Yingli Green Energy | YL315D-30b | Solar Panels |  | 0.315 | 17 | 175 | 23 |  | Fixed | Roof
NJSTRE1545520292 |  | Transition Incentive Program | North Brunswick | 8902 | 11 | 6.65 | Residential | Yes | Behind the Meter | Net-metered residential rooftop and canopy |  | None | Pro Custom Solar dba Momentum Solar | PSE&G | Accepted | 2020-08-28 | 2020-09-02 | 2021-10-30 | Enphase | LG 350N1C-V5 | Inverters | 290 |  | 19 |  |  | 0.97 |  | Outdoor | Roof
NJSTRE1545520303 |  | Transition Incentive Program | SOUTHAMPTON | 8088 | 13 | 16.32 | Residential | Yes | Behind the Meter | Net-metered residential rooftop and canopy |  | None | Vivint Solar Developer, LLC | PSE&G | Accepted | 2020-09-11 | 2020-09-14 | 2021-10-30 | Solar Edge | SE7600H-US | Inverters | 7600 |  | 1 |  |  | 0.992 |  | Outdoor | Near the Utility Meter
NJSTRE1545520431 |  | Transition Incentive Program | Mystic Islands | 8087 | 18 | 9.15 | Residential | Yes | Behind the Meter | Net-metered residential rooftop and canopy |  | None | Sunrun Installation Services, Inc. | AC Electric | Accepted | 2020-08-28 | 2020-09-15 | 2021-10-30 | Enphase Energy | IQ7-60-x-US (240V) | Inverters | 240 |  | 30 |  |  | 0.96 |  | Outdoor | Rooftop
NJSTRE1545522342 |  | Transition Incentive Program | Montvale | 7645 | 7 | 11.22 | Residential | Yes | Behind the Meter | Net-metered residential rooftop and canopy |  | None | Tesla Energy Operations Inc. | Orange Rockland Electric | Accepted | 2020-08-29 | 2020-09-02 | 2021-10-30 | SolarEdge Technologies | SE10000H-US [240V] | Inverters | 10000 |  | 1 |  |  | 0.99 |  | Indoor | Inside
NJSTRE1545523155 |  | Transition Incentive Program | Pennsauken | 8109 | 14 | 3.84 | Residential | Yes | Behind the Meter | Net-metered residential rooftop and canopy |  | None | Posigen NJ LLC | PSE&G | Accepted | 2020-08-31 | 2020-09-02 | 2021-10-30 | SolarEdge | SE3800H-US | Inverters | 3800 |  | 1 |  |  | 0.99 |  | Outside | within ten feet of meter
NJSTRE1545523144 |  | Transition Incentive Program | Maple Shade | 8052 | 13 | 11.73 | Residential | Yes | Behind the Meter | Net-metered residential rooftop and canopy |  | None | Vision Solar LLC | PSE&G | Accepted | 2020-08-31 | 2020-09-03 | 2021-10-30 | ENPHASE | IQ7-60-2-US | Inverters | 0.24 |  | 35 |  |  | 0.96 |  | Other | BEHIND EACH PANEL
NJSTRE1545523246 |  | Transition Incentive Program | Wenonah | 8090 | 15 | 9.38 | Residential | Yes | Behind the Meter | Net-metered residential rooftop and canopy |  | None | Trinity Solar | AC Electric | Accepted | 2020-08-31 | 2020-09-03 | 2021-10-30 | SOLAR EDGE | SE7600H-US | Inverters | 7600 |  | 1 |  |  | 0.97 |  | Outside | SIDE OF HOME
NJSTRE1545523398 |  | Transition Incentive Program | Pennsville | 8070 | 16 | 9.72 | Residential | No | Behind the Meter | Net-metered residential rooftop and canopy |  | None | Vision Solar LLC | AC Electric | Accepted | 2020-08-31 | 2020-09-02 | 2021-10-30 | ENPHASE | IQ7-60-2-US | Inverters | 0.24 |  | 29 |  |  | 0.96 |  | Other | behind each panel
NJSTRE1545523485 |  | Transition Incentive Program | Orange | 7050 | 9 | 4.2 | Residential | Yes | Behind the Meter | Net-metered residential rooftop and canopy |  | None | Pro Custom Solar dba Momentum Solar | PSE&G | Accepted | 2020-08-31 | 2020-09-02 | 2021-10-30 | Enphase | IQ7Plus-72-2-US | Inverters | 290 |  | 12 |  |  | 0.97 |  | Outdoor | Roof
NJSTRE1545523537 |  | Transition Incentive Program | tabernacle | 8088 | 13 | 21.12 | Residential | Yes | Behind the Meter | Net-metered residential rooftop and canopy |  | None | Orbit Energy & Power, LLC | AC Electric | Accepted | 2020-08-31 | 2020-09-03 | 2021-10-30 | enphase | iq7-60-2-us | Inverters | 0.24 |  | 66 |  |  | 0.99 |  | Other | behind panels
NJSTRE1545451951 |  | Transition Incentive Program | Cliffside Park | 7010 | 7 | 5.6 | Residential | Yes | Behind the Meter | Net-metered residential rooftop and canopy |  | None | Pro Custom Solar dba Momentum Solar | PSE&G | Accepted | 2020-08-13 | 2020-08-18 | 2021-10-30 | Enphase | IQ7PLUS-72-2-U | Inverters | 290 |  | 16 |  |  | 0.97 |  | Outdoor | Roof
NJSTRE1545452034 |  | Transition Incentive Program | Franklin Twp Som | 8873 | 5 | 6.9 | Residential | No | Behind the Meter | Net-metered residential rooftop and canopy |  | None | Sunrun Installation Services, Inc. | PSE&G | Accepted | 2020-08-13 | 2020-08-18 | 2021-10-30 | Enphase Energy | IQ7PLUS-72-x-US (240V) | Inverters | 290 |  | 20 |  |  | 0.96 |  | Outdoor | Rooftop
NJSTRE1545452054 |  | Transition Incentive Program | Whippany | 7981 | 3 | 13.65 | Residential | Yes | Behind the Meter | Net-metered residential rooftop and canopy |  | None | Vivint Solar Developer, LLC | JCP&L | Accepted | 2020-08-18 | 2020-08-19 | 2021-10-30 | SOLAREDGE | SE7600H-US | Inverters | 7600 |  | 1 |  |  | 0.992 |  | Outdoor | Near the Utility Meter
NJSTRE1545452105 |  | Transition Incentive Program | SHIP BOTTOM | 8008 | 18 | 6.84 | Residential | No | Behind the Meter | Net-metered residential rooftop and canopy |  | None | SEA BRIGHT SOLAR, LLC | AC Electric | Accepted | 2020-08-13 | 2020-08-18 | 2021-10-30 | SUNPOWER | SPR-X22-360-E-AC | Inverters | 320 |  | 19 |  |  | 0.96 |  | Outside | BENEATH ARRAY
NJSTRE1545453344 |  | Transition Incentive Program | Burlington Twp | 8016 | 13 | 8.37 | Residential | Yes | Behind the Meter | Net-metered residential rooftop and canopy |  | None | Bright Planet Solar | PSE&G | Accepted | 2020-08-13 | 2020-08-20 | 2021-10-30 | SOLAR EDGE | SE7600H-USRGM | Inverters | 7600 |  | 1 |  |  | 0.98 |  | Outdoor | OUTSIDE
NJSTRE1545454740 |  | Transition Incentive Program | Bloomfield | 7003 | 9 | 4.73 | Residential | No | Behind the Meter | Net-metered residential rooftop and canopy |  | None | Suntuity Solar LLC | PSE&G | Accepted | 2020-08-17 | 2020-08-18 | 2021-10-30 | Enphase Energy | IQ7-60-2-US | Inverters | 240 |  | 15 |  |  | 0.97 |  | Outdoor | Behind the PV Modules
NJSTRE1545454820 |  | Transition Incentive Program | RINGOES | 8551 | 4 | 12.8 | Residential | Yes | Behind the Meter | Net-metered residential rooftop and canopy |  | None | Trinity Solar | JCP&L | Accepted | 2020-08-14 | 2020-08-19 | 2021-10-30 | Solar Edge | SE10000H-US000BNC4 | Inverters | 10000 |  | 1 |  |  | 0.97 |  | Outdoor | side of home
NJSTRE1545454895 |  | Transition Incentive Program | Old Bridge | 8857 | 11 | 9.6 | Residential | No | Behind the Meter | Net-metered residential rooftop and canopy |  | None | Posigen NJ LLC | JCP&L | Accepted | 2020-08-14 | 2020-08-19 | 2021-10-30 | SolarEdge | SE10000H-US | Inverters | 10000 |  | 1 |  |  | 0.99 |  | Outside | within ten feet of meter
NJSTRE1545454918 |  | Transition Incentive Program | Riverside | 8075 | 13 | 4.76 | Residential | Yes | Behind the Meter | Net-metered residential rooftop and canopy |  | PSEG | Vision Solar LLC | PSE&G | Accepted | 2020-08-14 | 2020-08-19 | 2021-10-30 | ENPHASE | IQ7-60-2-US | Inverters | 0.24 |  | 14 |  |  | 0.96 |  | Other | BEHIND EACH PANELL
NJSTRE1545454970 |  | Transition Incentive Program | BELFORD | 7718 | 17 | 8.45 | Residential | No | Behind the Meter | Net-metered residential rooftop and canopy |  | None | Vivint Solar Developer, LLC | JCP&L | Accepted | 2020-08-19 | 2020-09-08 | 2021-10-30 | SOLAREDGE | SE7600H-US | Inverters | 7600 |  | 1 |  |  | 0.992 |  | Outdoor | Near the Utility Meter
NJSTRE1545455003 |  | Transition Incentive Program | Sewell | 8080 | 15 | 3.74 | Residential | Yes | Behind the Meter | Net-metered residential rooftop and canopy |  | None | Trinity Solar | AC Electric | Accepted | 2020-08-14 | 2020-08-19 | 2021-10-30 | SOLAR EDGE | SE3000H-US | Inverters | 3000 |  | 1 |  |  | 0.97 |  | Outdoor | SIDE OF HOME
NJSTRE1545455082 |  | Transition Incentive Program | Lumberton | 8048 | 13 | 12.24 | Residential | No | Behind the Meter | Net-metered residential ground mount |  | None | Green Power Energy | PSE&G | Accepted | 2020-08-14 | 2020-08-19 | 2021-10-30 | Solar Edge | SE10000H-US | Inverters | 10000 |  | 1 |  |  | 0.97 |  | Outside | next to meter
NJSTRE1545455139 |  | Transition Incentive Program | Clifton | 7013 | 6 | 8.89 | Residential | No | Behind the Meter | Net-metered residential rooftop and canopy |  | None | Tesla Energy Operations Inc. | PSE&G | Accepted | 2020-08-14 | 2020-08-19 | 2021-10-30 | Delta | M8-TL-US [240V] | Inverters | 7680 |  | 1 |  |  | 0.975 |  | Outdoor | Outdoor
NJSTRE1545382948 | NJSRRE1542409531 | Transition Incentive Program | Clifton | 7012 | 6 | 7.25 | Residential | Yes | Behind the Meter | Net-metered residential rooftop and canopy |  | None | Vivint Solar Developer, LLC | PSE&G | Accepted | 2019-09-16 | 2019-09-18 | 2021-10-30 | HANWHA SOLAR | Q.PEAK BLK-G5 315 | Solar Panels |  | 0.315 | 23 | 111 | 37 |  | Fixed | Roof
NJSTRE1545382959 | NJSRRE1541871732 | Transition Incentive Program | Waldwick | 7463 | 7 | 9.28 | Residential | Yes | Behind the Meter | Behind the Meter |  | None | Sunrun Installation Services, Inc. | PSE&G | Eligible for TI Program | 2019-08-21 | 2019-08-26 | 2021-10-30 | REC Solar | REC290TP2 BLK | Solar Panels |  | 0.29 | 9 | 332 | 40 |  | Fixed | Roof
NJSTRE1545382960 | NJSRRE1541866036 | Transition Incentive Program | WOODBRIDGE TOWNSHIP | 7095 | 11 | 8.71 | Residential | Yes | Behind the Meter | Behind the Meter |  | None | Pro Custom Solar dba Momentum Solar | PSE&G | Eligible for TI Program | 2019-08-21 | 2019-08-26 | 2021-10-30 | LG ELECTRONICS | LG 335N1C-V5 | Solar Panels |  | 0.335 | 14 | 259 | 23 |  | Fixed | Roof
NJSTRE1545382965 | NJSRRE1541873636 | Transition Incentive Program | JERSEY CITY | 7305 | 8 | 6.37 | Residential | Yes | Behind the Meter | Behind the Meter |  | None | Pro Custom Solar dba Momentum Solar | PSE&G | Eligible for TI Program | 2019-08-22 | 2019-08-26 | 2021-10-30 | LG ELECTRONICS | LG 335N1C-V5 | Solar Panels |  | 0.335 | 8 | 137 | 20 |  | Fixed | Roof
NJSTRE1545382969 | NJSRRE1541861784 | Transition Incentive Program | TEANECK | 7666 | 7 | 5.36 | Residential | Yes | Behind the Meter | Behind the Meter |  | None | Pro Custom Solar dba Momentum Solar | PSE&G | Eligible for TI Program | 2019-08-20 | 2019-08-23 | 2021-10-30 | LG ELECTRONICS | LG 335N1C-V5 | Solar Panels |  | 0.335 | 2 | 206 | 20 |  | Fixed | Roof
NJSTRE1545382974 | NJSRRE1541987185 | Transition Incentive Program | Ocean City | 8226 | 21 | 6.67 | Residential | Yes | Behind the Meter | Behind the Meter |  | None | Sunrun Installation Services, Inc. | AC Electric | Eligible for TI Program | 2019-08-30 | 2019-09-04 | 2021-10-30 | REC Solar | REC290TP2 BLK | Solar Panels |  | 0.29 | 12 | 96 | 34 |  | Fixed | Roof
NJSTRE1545382979 | NJSRRE1542393738 | Transition Incentive Program | Jersey City | 7306 | 8 | 5.23 | Residential | No | Behind the Meter | Behind the Meter |  | None | Green House Solar | PSE&G | Eligible for TI Program | 2019-09-12 | 2019-09-17 | 2021-10-30 | SUNPOWER | SPR-E20-327-E-AC | Solar Panels |  | 0.327 | 16 | 190 | 10 |  | Fixed | Roof
NJSTRE1545382986 | NJSRRE1541989800 | Transition Incentive Program | HOPATCONG | 7843 | 1 | 10.71 | Residential | Yes | Behind the Meter | Net-metered residential rooftop and canopy |  | None | Vivint Solar Developer, LLC | JCP&L | Accepted | 2019-09-03 | 2019-09-05 | 2021-10-30 | Hanwha Solar | Q.PEAK BLK-G5 315 | Solar Panels |  | 0.315 | 13 | 308 | 19 |  | Fixed | Roof
NJSTRE1545382987 | NJSRRE1541989863 | Transition Incentive Program | WILLIAMSTOWN | 8094 | 15 | 5.36 | Residential | Yes | Behind the Meter | Net-metered residential rooftop and canopy |  | None | Vivint Solar Developer, LLC | AC Electric | Accepted | 2019-09-04 | 2019-09-05 | 2021-10-30 | HANWHA SOLAR | Q.PEAK BLK-G5 315 | Solar Panels |  | 0.315 | 12 | 134 | 20 |  | Fixed | Roof
NJSTRE1545382992 | NJSRRE1542412320 | Transition Incentive Program | Egg Harbor Township | 8234 | 19 | 21.45 | Residential | No | Behind the Meter | Behind the Meter |  | None | Acos Energy, LLC | AC Electric | Eligible for TI Program | 2019-09-17 | 2019-09-19 | 2021-10-30 | Trina | TSM-PD14 325W | Solar Panels |  | 0.325 | 66 | 180 | 25 |  | Fixed | Ground
NJSTRE1545383010 | NJSRRE1541878343 | Transition Incentive Program | Newton | 7860 | 1 | 16.17 | Residential | No | Behind the Meter | Behind the Meter |  | None | 1st Light Energy Inc | JCP&L | Eligible for TI Program | 2019-08-22 | 2019-08-27 | 2021-10-30 | Trina | TSM-305DD05A.05 | Solar Panels |  | 0.305 | 33 | 252 | 18 |  | Fixed | Roof
NJSTRE1545383015 | NJSRRE1542248533 | Transition Incentive Program | South River | 8882 | 11 | 4.58 | Residential | No | Behind the Meter | Net-metered residential rooftop and canopy |  | None | SunPower Corporation, Systems | South River | Accepted |  | 2019-09-09 | 2021-10-30 | SUNPOWER | SPR-E20-327-E-AC | Solar Panels |  | 0.327 | 8 | 172 | 27 |  | Fixed | Roof
NJSTRE1545523509 |  | Transition Incentive Program | Fort Lee | 7024 | 7 | 7.04 | Residential | No | Behind the Meter | Net-metered residential rooftop and canopy |  | None | Green Power Energy | PSE&G | Accepted | 2020-08-31 | 2020-09-03 | 2021-10-30 | Solar Edge | SE6000H-US | Inverters | 6000 |  | 1 |  |  | 0.97 |  | Outside | next to meter
NJSTRE1545523501 |  | Transition Incentive Program | Absecon | 8201 | 19 | 7.37 | Residential | Yes | Behind the Meter | Net-metered residential rooftop and canopy |  | None | Vision Solar LLC | AC Electric | Accepted | 2020-08-31 | 2020-09-03 | 2021-10-30 | ENPHASE | IQ7-60-2-US | Inverters | 0.24 |  | 22 |  |  | 0.96 |  | Other | BEHIND EACH PANEL
NJSTRE1545523809 |  | Transition Incentive Program | North Haledon | 7508 | 6 | 11.55 | Residential | Yes | Behind the Meter | Net-metered residential rooftop and canopy |  | None | Pro Custom Solar dba Momentum Solar | PSE&G | Accepted | 2020-08-31 | 2020-09-03 | 2021-10-30 | Enphase | IQ7PLUS-72-2-US | Inverters | 290 |  | 33 |  |  | 0.97 |  | Outdoor | Roof
NJSTRE1545382972 | NJSRRE1542377418 | Transition Incentive Program | Haddon Township | 8107 | 14 | 11.31 | Residential | Yes | Behind the Meter | Behind the Meter |  | None | Sunrun Installation Services, Inc. | PSE&G | Eligible for TI Program | 2019-09-10 | 2019-09-12 | 2021-10-30 | REC Solar | REC290TP2 BLK | Solar Panels |  | 0.29 | 12 | 156 | 9 |  | Fixed | Roof
NJSTRE1545382976 | NJSRRE1542411788 | Transition Incentive Program | Edison | 8817 | 11 | 14.81 | Residential | No | Behind the Meter | Net-metered residential rooftop and canopy |  | None | Suntuity Solar LLC | PSE&G | Accepted | 2019-09-17 | 2019-09-19 | 2021-10-30 | Yingli Green Energy | YL315D-30b | Solar Panels |  | 0.315 | 30 | 175 | 6 |  | Fixed | Roof
NJSTRE1545382977 | NJSRRE1541883918 | Transition Incentive Program | Collingswood Boro | 8107 | 14 | 4.27 | Residential | Yes | Behind the Meter | Behind the Meter |  | None | 1st Light Energy Inc | PSE&G | Eligible for TI Program | 2019-08-26 | 2019-08-28 | 2021-10-30 | Longi | LR6-60PB-305M | Solar Panels |  | 0.305 | 9 | 155 | 34 |  | Fixed | Roof
NJSTRE1545382984 | NJSRRE1542409387 | Transition Incentive Program | NEW BRUNSWICK | 8901 | 11 | 3.52 | Residential | Yes | Behind the Meter | Net-metered residential rooftop and canopy |  | None | Vivint Solar Developer, LLC | PSE&G | Final As-Built Received | 2019-09-16 | 2019-12-05 | 2021-10-30 | JINKO SOLAR | JKM320M-60HBL | Solar Panels |  | 0.32 | 8 | 252 | 16 |  | Fixed | Roof
NJSTRE1545383006 | NJSRRE1541883934 | Transition Incentive Program | Leonia | 7605 | 7 | 13.55 | Residential | Yes | Behind the Meter | Net-metered residential rooftop and canopy |  | None | Vivint Solar Developer, LLC | PSE&G | Accepted | 2019-09-03 | 2019-09-03 | 2021-10-30 | Hanwha Solar | Q.PEAK BLK-G5 315 | Solar Panels |  | 0.315 | 4 | 181 | 27 |  | Fixed | Roof
NJSTRE1545383006 | NJSRRE1541883934 | Transition Incentive Program | Leonia | 7605 | 7 | 13.55 | Residential | Yes | Behind the Meter | Net-metered residential rooftop and canopy |  | None | Vivint Solar Developer, LLC | PSE&G | Accepted | 2019-09-03 | 2019-09-03 | 2021-10-30 | Hanwha Solar | Q.PEAK BLK-G5 315 | Solar Panels |  | 0.315 | 10 | 91 | 27 |  | Fixed | Roof
NJSTRE1545383012 | NJSRRE1541864902 | Transition Incentive Program | ELIZABETH | 7202 | 10 | 18.09 | Residential | No | Behind the Meter | Behind the Meter |  | None | Pro Custom Solar dba Momentum Solar | PSE&G | Eligible for TI Program | 2019-08-21 | 2019-08-26 | 2021-10-30 | LG ELECTRONICS | LG 335N1C-V5 | Solar Panels |  | 0.335 | 28 | 237 | 33 |  | Fixed | Roof
NJSTRE1545383012 | NJSRRE1541864902 | Transition Incentive Program | ELIZABETH | 7202 | 10 | 18.09 | Residential | No | Behind the Meter | Behind the Meter |  | None | Pro Custom Solar dba Momentum Solar | PSE&G | Eligible for TI Program | 2019-08-21 | 2019-08-26 | 2021-10-30 | LG ELECTRONICS | LG 335N1C-V5 | Solar Panels |  | 0.335 | 26 | 57 | 35 |  | Fixed | Roof
NJSTRE1545383017 | NJSRRE1542373058 | Transition Incentive Program | Newton | 7860 | 1 | 9.72 | Residential | Yes | Behind the Meter | Behind the Meter |  | None | Pro Custom Solar dba Momentum Solar | JCP&L | Eligible for TI Program | 2019-09-09 | 2019-09-11 | 2021-10-30 | LG ELECTRONICS | LG 335N1C-A5 | Solar Panels |  | 0.335 | 18 | 104 | 17 |  | Fixed | Roof
NJSTRE1545463755 |  | Transition Incentive Program | Hillsborough | 8844 | 5 | 11.2 | Residential | No | Behind the Meter | Net-metered residential rooftop and canopy |  | None | Greentech Solar USA LLC | PSE&G | Accepted | 2020-08-19 | 2020-08-19 | 2021-10-30 | Growatt | 10000MTLP-US | Inverters | 10000 |  | 1 |  |  | 0.97 |  | Indoor | Basement Wall
NJSTRE1545464156 |  | Transition Incentive Program | Hamilton | 8620 | 12 | 9.36 | Residential | No | Behind the Meter | Net-metered residential rooftop and canopy |  | None | Public Service Solar | PSE&G | Accepted | 2020-08-17 | 2020-08-19 | 2021-10-30 | Enphase | IQ7+ | Inverters | 0.29 |  | 26 |  |  | 0.96 |  | Outside | Under panels
NJSTRE1545464236 |  | Transition Incentive Program | Williamstown | 8094 | 15 | 11.12 | Residential | Yes | Behind the Meter | Net-metered residential rooftop and canopy |  | None | SunnyMac LLC | AC Electric | Accepted | 2020-08-17 | 2020-08-19 | 2021-10-30 | Enphase | IQ7XS-96-ACM-US | Inverters | 0.315 |  | 34 |  |  | 0.99 |  | Outside | Roof
NJSTRE1545472222 |  | Transition Incentive Program | Clifton | 7013 | 6 | 5.12 | Residential | No | Behind the Meter | Net-metered residential rooftop and canopy |  | None | Posigen NJ LLC | PSE&G | Accepted | 2020-08-17 | 2020-08-20 | 2021-10-30 | SolarEdge | SE6000H-US | Inverters | 6000 |  | 1 |  |  | 0.99 |  | Outside | within ten feet of meter
NJSTRE1545472235 |  | Transition Incentive Program | BEACHWOOD | 8722 | 18 | 14.63 | Residential | Yes | Behind the Meter | Net-metered residential rooftop and canopy |  | None | Vivint Solar Developer, LLC | JCP&L | Accepted | 2020-08-18 | 2020-08-19 | 2021-10-30 | SOLAREDGE | SE7600H-US | Inverters | 7600 |  | 1 |  |  | 0.992 |  | Outdoor | Near the Utility Meter
NJSTRE1545472255 |  | Transition Incentive Program | Beachwood | 8722 | 18 | 10.24 | Residential | No | Behind the Meter | Net-metered residential rooftop and canopy |  | None | Green Power Energy | JCP&L | Accepted | 2020-08-17 | 2020-08-19 | 2021-10-30 | Solar Edge | SE10000H-US | Inverters | 10000 |  | 1 |  |  | 0.97 |  | Outside | next to meter
NJSTRE1545472268 |  | Transition Incentive Program | Cherry Hill | 8003 | 14 | 10.44 | Residential | No | Behind the Meter | Net-metered residential rooftop and canopy |  | None | Green Power Energy | PSE&G | Accepted | 2020-08-17 | 2020-08-20 | 2021-10-30 | Enphase Energy | IQ7PLUS-72-2-US | Inverters | 290 |  | 29 |  |  | 0.975 |  | Outside | next to meter
NJSTRE1545472267 |  | Transition Incentive Program | Parlin | 8859 | 11 | 10.15 | Residential | Yes | Behind the Meter | Net-metered residential rooftop and canopy |  | None | Pro Custom Solar dba Momentum Solar | JCP&L | Accepted | 2020-08-17 | 2020-08-20 | 2021-10-30 | Enphase | IQ7Plus-72-2-US | Inverters | 290 |  | 29 |  |  | 0.97 |  | Outdoor | Roof
NJSTRE1545472396 |  | Transition Incentive Program | Rahway | 7065 | 10 | 6.65 | Residential | Yes | Behind the Meter | Net-metered residential rooftop and canopy |  | None | Pro Custom Solar dba Momentum Solar | PSE&G | Accepted | 2020-08-17 | 2020-08-20 | 2021-10-30 | Enphase | IQ7PLUS-72-2-US | Inverters | 290 |  | 19 |  |  | 0.97 |  | Outdoor | Roof
NJSTRE1545475396 |  | Transition Incentive Program | Cherry Hill Twp | 8003 | 14 | 8.71 | Residential | No | Behind the Meter | Net-metered residential rooftop and canopy |  | None | Green Power Energy | PSE&G | Accepted | 2020-08-18 | 2020-08-20 | 2021-10-30 | Enphase Energy | IQ7PLUS-72-2-US | Inverters | 290 |  | 26 |  |  | 0.975 |  | Outside | next to meter
NJSTRE1545475516 |  | Transition Incentive Program | Long Beach Township | 8008 | 18 | 6.27 | Residential | No | Behind the Meter | Net-metered residential rooftop and canopy |  | None | Whitman Construction, LLC | AC Electric | Accepted | 2020-08-18 | 2020-08-20 | 2021-10-30 | enphase energy | IQ7X-96-2-US | Inverters | 240 |  | 19 |  |  | 0.975 |  | Outdoor | microinverters located under modules
NJSTRE1545475630 |  | Transition Incentive Program | Dorchester | 8316 | 20 | 16.32 | Residential | Yes | Behind the Meter | Net-metered residential rooftop and canopy |  | None | All Season Solar | AC Electric | Accepted | 2020-08-18 | 2020-08-20 | 2021-10-30 | Enphase | IQ7 | Inverters | 240 |  | 51 |  |  | 0.97 |  | Outdoor | under module
NJSTRE1545475637 |  | Transition Incentive Program | Manchester | 8759 | 18 | 8.96 | Residential | Yes | Behind the Meter | Net-metered residential rooftop and canopy |  | None | Reliable Power and Solar | JCP&L | Accepted | 2020-08-18 | 2020-08-20 | 2021-10-30 | enphase | IQ7 | Inverters | 240 |  | 28 |  |  | 0.97 |  | Outside | roof
NJSTRE1545523799 |  | Transition Incentive Program | Montgomery | 8502 | 5 | 12.24 | Residential | No | Behind the Meter | Net-metered residential rooftop and canopy |  | None | Tesla Energy Operations Inc. | PSE&G | Accepted | 2020-08-31 | 2020-09-03 | 2021-10-30 | SolarEdge Technologies | SE11400H-US [240V] | Inverters | 11400 |  | 1 |  |  | 0.99 |  | Outside | Outside
NJSTRE1545525275 |  | Transition Incentive Program | Bargaintown | 8234 | 19 | 6.4 | Residential | Yes | Behind the Meter | Net-metered residential rooftop and canopy |  | None | All Season Solar | AC Electric | Accepted | 2020-09-01 | 2020-09-03 | 2021-10-30 | Enphase | IQ7 | Inverters | 240 |  | 20 |  |  | 0.97 |  | Outdoor | under module
NJSTRE1545526465 |  | Transition Incentive Program | Runnemede | 8078 | 14 | 11.9 | Residential | Yes | Behind the Meter | Net-metered residential rooftop and canopy |  | None | Trinity Solar | PSE&G | Accepted | 2020-09-01 | 2020-09-03 | 2021-10-30 | Solar Edge | SE10000 | Inverters | 10000 |  | 1 |  |  | 0.97 |  | Outside | side of home
NJSTRE1545526515 |  | Transition Incentive Program | Toms River | 8753 | 18 | 7.36 | Residential | Yes | Behind the Meter | Net-metered residential rooftop and canopy |  | None | All Season Solar | JCP&L | Accepted | 2020-09-01 | 2020-09-03 | 2021-10-30 | Enphase | IQ7 | Inverters | 240 |  | 23 |  |  | 0.97 |  | Outdoor | under module
NJSTRE1545526585 |  | Transition Incentive Program | Burlington | 8016 | 13 | 9.1 | Residential | Yes | Behind the Meter | Net-metered residential rooftop and canopy |  | None | Pro Custom Solar dba Momentum Solar | PSE&G | Accepted | 2020-09-01 | 2020-09-03 | 2021-10-30 | Enphase | IQ7PLUS-72-2-US | Inverters | 290 |  | 26 |  |  | 0.97 |  | Outdoor | Roof
NJSTRE1545526605 |  | Transition Incentive Program | Union | 7083 | 10 | 3.85 | Residential | Yes | Behind the Meter | Net-metered residential rooftop and canopy |  | None | Pro Custom Solar dba Momentum Solar | PSE&G | Accepted | 2020-09-01 | 2020-09-03 | 2021-10-30 | Enphase | IQ7PLUS-72-2-US | Inverters | 290 |  | 11 |  |  | 0.97 |  | Outdoor | Roof
NJSTRE1545526680 |  | Transition Incentive Program | Lindenwold | 8021 | 14 | 17.16 | Residential | No | Behind the Meter | Net-metered residential rooftop and canopy |  | None | Castle Energy, LLC | AC Electric | Accepted | 2020-09-01 | 2020-09-03 | 2021-10-30 | Enphase Energy | IQ7PLUS-72-2-US | Inverters | 290 |  | 47 |  |  | 0.967 |  | Outdoor | on the rooftop under each solar panel
NJSTRE1545526684 |  | Transition Incentive Program | Union | 7083 | 10 | 3.85 | Residential | Yes | Behind the Meter | Net-metered residential rooftop and canopy |  | None | Pro Custom Solar dba Momentum Solar | PSE&G | Accepted | 2020-09-01 | 2020-09-03 | 2021-10-30 | Enphase | IQ7PLUS-72-2-US | Inverters | 290 |  | 11 |  |  | 0.97 |  | Outdoor | Roof
NJSTRE1545526773 |  | Transition Incentive Program | Colts Neck | 7722 | 17 | 8.88 | Residential | No | Behind the Meter | Net-metered residential rooftop and canopy |  | None | Green Sun Energy Services, LLC | JCP&L | Accepted | 2020-09-01 | 2020-09-03 | 2021-10-30 | SolarEdge | SE7600H-US000NNC2 | Inverters | 7600 |  | 1 |  |  | 0.99 |  | Outdoor | Outdoors on Structure Exterior Wall
NJSTRE1545382977 | NJSRRE1541883918 | Transition Incentive Program | Collingswood Boro | 8107 | 14 | 4.27 | Residential | Yes | Behind the Meter | Behind the Meter |  | None | 1st Light Energy Inc | PSE&G | Eligible for TI Program | 2019-08-26 | 2019-08-28 | 2021-10-30 | Longi | LR6-60PB-305M | Solar Panels |  | 0.305 | 4 | 244 | 34 |  | Fixed | Roof
NJSTRE1545382987 | NJSRRE1541989863 | Transition Incentive Program | WILLIAMSTOWN | 8094 | 15 | 5.36 | Residential | Yes | Behind the Meter | Net-metered residential rooftop and canopy |  | None | Vivint Solar Developer, LLC | AC Electric | Accepted | 2019-09-04 | 2019-09-05 | 2021-10-30 | HANWHA SOLAR | Q.PEAK BLK-G5 315 | Solar Panels |  | 0.315 | 5 | 314 | 20 |  | Fixed | Roof
NJSTRE1545382990 | NJSRRE1541862205 | Transition Incentive Program | Jersey City | 7306 | 8 | 3.69 | Residential | Yes | Behind the Meter | Behind the Meter |  | None | Pro Custom Solar dba Momentum Solar | PSE&G | Eligible for TI Program | 2019-08-20 | 2019-08-26 | 2021-10-30 | LG ELECTRONICS | LG 335N1C-V5 | Solar Panels |  | 0.335 | 11 | 303 | 5 |  | Fixed | Roof
NJSTRE1545383006 | NJSRRE1541883934 | Transition Incentive Program | Leonia | 7605 | 7 | 13.55 | Residential | Yes | Behind the Meter | Net-metered residential rooftop and canopy |  | None | Vivint Solar Developer, LLC | PSE&G | Accepted | 2019-09-03 | 2019-09-03 | 2021-10-30 | Hanwha Solar | Q.PEAK BLK-G5 315 | Solar Panels |  | 0.315 | 9 | 271 | 28 |  | Fixed | Roof
NJSTRE1545383009 | NJSRRE1542389652 | Transition Incentive Program | Roselle | 7203 | 10 | 5.04 | Residential | Yes | Behind the Meter | Behind the Meter |  | None | Trinity Solar | PSE&G | Eligible for TI Program | 2019-09-11 | 2019-09-13 | 2021-10-30 | Hanwha | Q.PEAK DUO BLK-G5 315 | Solar Panels |  | 0.315 | 16 | 203 | 18 |  | Fixed | Roof
NJSTRE1545383017 | NJSRRE1542373058 | Transition Incentive Program | Newton | 7860 | 1 | 9.72 | Residential | Yes | Behind the Meter | Behind the Meter |  | None | Pro Custom Solar dba Momentum Solar | JCP&L | Eligible for TI Program | 2019-09-09 | 2019-09-11 | 2021-10-30 | LG ELECTRONICS | LG 335N1C-A5 | Solar Panels |  | 0.335 | 11 | 284 | 19 |  | Fixed | Roof
NJSTRE1545383018 | NJSRRE1542054008 | Transition Incentive Program | Metuchen | 8840 | 11 | 9.45 | Residential | No | Behind the Meter | Net-metered residential rooftop and canopy |  | None | New Jersey Clean Energy Solutions | PSE&G | Accepted |  | 2019-09-05 | 2021-10-30 | Hanwha | Q-Peak Duo Blk-G5 | Solar Panels |  | 0.315 | 3 | 174 | 25 |  | Fixed | Roof | House
NJSTRE1545383018 | NJSRRE1542054008 | Transition Incentive Program | Metuchen | 8840 | 11 | 9.45 | Residential | No | Behind the Meter | Net-metered residential rooftop and canopy |  | None | New Jersey Clean Energy Solutions | PSE&G | Accepted |  | 2019-09-05 | 2021-10-30 | Hanwha | Q-Peak Duo Blk-G5 | Solar Panels |  | 0.315 | 2 | 264 | 28 |  | Fixed | Roof | House
NJSTRE1545383019 | NJSRRE1542235832 | Transition Incentive Program | Port Reading | 7064 | 11 | 7.37 | Residential | Yes | Behind the Meter | Behind the Meter |  | None | Pro Custom Solar dba Momentum Solar | PSE&G | Eligible for TI Program | 2019-09-05 | 2019-09-09 | 2021-10-30 | LG ELECTRONICS | LG 335N1C-V5 | Solar Panels |  | 0.335 | 12 | 115 | 17 |  | Fixed | Roof
NJSTRE1545383027 | NJSRRE1542431318 | Transition Incentive Program | Princeton | 8540 | 12 | 6.93 | Residential | No | Behind the Meter | Behind the Meter |  | None | Pro Custom Solar dba Momentum Solar | PSE&G | Eligible for TI Program | 2019-09-24 | 2019-09-26 | 2021-10-30 | HANWHA | Q.PEAK DUO BLK-G5 315 | Solar Panels |  | 0.315 | 22 | 143 | 30 |  | Fixed | Roof
NJSTRE1545383028 | NJSRRE1542523848 | Transition Incentive Program | Blairstown | 7825 | 2 | 14.84 | Residential | No | Behind the Meter | Behind the Meter |  | None | Pro Custom Solar dba Momentum Solar | JCP&L | Eligible for TI Program | 2019-10-10 | 2019-10-14 | 2021-10-30 | LG ELECTRONICS | LG 345N1C-V5 | Solar Panels |  | 0.345 | 43 | 239 | 18 |  | Fixed | Roof
NJSTRE1545383042 | NJSRRE1542884168 | Transition Incentive Program | Clifton | 7011 | 6 | 18.9 | Residential | Yes | Behind the Meter | Net-metered residential rooftop and canopy |  | None | Vivint Solar Developer, LLC | PSE&G | Accepted | 2019-12-04 | 2019-12-04 | 2021-10-30 | HANWHA SOLAR | Q.PEAK BLK-G5 315 | Solar Panels |  | 0.315 | 23 | 77 | 39 |  | Fixed | Roof
NJSTRE1545383050 | NJSRRE1542528150 | Transition Incentive Program | Sicklerville | 8081 | 14 | 13.12 | Residential | No | Behind the Meter | Net-metered residential rooftop and canopy |  | None | Castle Energy, LLC | AC Electric | Accepted | 2019-10-11 | 2019-10-15 | 2021-10-30 | Hanwha Q-Cells | Q.Peak DUO-BLK-G5 320 | Solar Panels |  | 0.32 | 7 | 221 | 22 |  | Fixed | Roof
NJSTRE1545383051 | NJSRRE1543067459 | Transition Incentive Program | Roselle | 7203 | 10 | 6.9 | Residential | Yes | Behind the Meter | Behind the Meter |  | None | Pro Custom Solar dba Momentum Solar | PSE&G | Eligible for TI Program | 2019-11-12 | 2019-11-14 | 2021-10-30 | LG Electronics | LG 345N1C-V5 | Solar Panels |  | 0.345 | 4 | 350 | 40 |  | Fixed | Roof
NJSTRE1545383054 | NJSRRE1542524833 | Transition Incentive Program | Sicklerville | 8081 | 14 | 9.3 | Residential | No | Behind the Meter | Behind the Meter |  | None | Acos Energy, LLC | AC Electric | Eligible for TI Program | 2019-10-10 | 2019-10-14 | 2021-10-30 | Trina | TSM DD05H 05 II 310W | Solar Panels |  | 0.31 | 6 | 167 | 30 |  | Fixed | Roof
NJSTRE1545383062 | NJSRRE1542431577 | Transition Incentive Program | East Brunswick | 8816 | 11 | 13.34 | Residential | No | Behind the Meter | Behind the Meter |  | None | Sunrun Installation Services, Inc. | PSE&G | Eligible for TI Program | 2019-09-24 | 2019-09-26 | 2021-10-30 | REC Solar | REC290TP2 BLK | Solar Panels |  | 0.29 | 18 | 141 | 18 |  | Fixed | Roof
NJSTRE1545525429 |  | Transition Incentive Program | Millville | 8332 | 20 | 9.52 | Residential | Yes | Behind the Meter | Net-metered residential rooftop and canopy |  | None | Trinity Solar | AC Electric | Accepted | 2020-09-01 | 2020-09-03 | 2021-10-30 | Solar Edge | SE7600 | Inverters | 7600 |  | 1 |  |  | 0.97 |  | Outside | side of home
NJSTRE1545526458 |  | Transition Incentive Program | EGG HARBOR TOWNSHIP | 8234 | 19 | 13.98 | Residential | Yes | Behind the Meter | Net-metered residential rooftop and canopy |  | None | Vivint Solar Developer, LLC | AC Electric | Accepted | 2020-09-03 | 2020-09-03 | 2021-10-30 | Solar Edge | SE7600H-US | Inverters | 7600 |  | 1 |  |  | 0.992 |  | Outdoor | Near the Utility Meter
NJSTRE1545526517 |  | Transition Incentive Program | Gloucester Township | 8012 | 14 | 12.75 | Residential | Yes | Behind the Meter | Net-metered residential rooftop and canopy |  | None | Ad Energy | PSE&G | Accepted | 2020-09-01 | 2020-09-03 | 2021-10-30 | Enphase Energy | IQ7XS-96-ACM-US | Inverters | 315 |  | 39 |  |  | 0.975 |  | Outdoor | At each panel
NJSTRE1545526561 |  | Transition Incentive Program | Edison | 8817 | 11 | 11.22 | Residential | Yes | Behind the Meter | Net-metered residential rooftop and canopy |  | None | Trinity Solar | PSE&G | Accepted | 2020-09-01 | 2020-09-03 | 2021-10-30 | Solar Edge | SE10000H-US | Inverters | 10000 |  | 1 |  |  | 0.97 |  | Outside | side of home
NJSTRE1545526566 |  | Transition Incentive Program | Sicklerville | 8081 | 14 | 12.4 | Residential | Yes | Behind the Meter | Net-metered residential rooftop and canopy |  | None | Bright Planet Solar | AC Electric | Accepted | 2020-09-01 | 2020-09-03 | 2021-10-30 | SOLAR EDGE | SE10000H-USRGM | Inverters | 10000 |  | 1 |  |  | 0.98 |  | Outdoor | OUTSIDE
NJSTRE1545382961 | NJSRRE1542409432 | Transition Incentive Program | Margate City | 8402 | 19 | 7.75 | Residential | Yes | Behind the Meter | Behind the Meter |  | None | All Season Solar | AC Electric | Eligible for TI Program | 2019-09-16 | 2019-09-18 | 2021-10-30 | Trina | TSM DD05H.05 II 310W AUG 2019 | Solar Panels |  | 0.31 | 20 | 233 | 23 |  | Fixed | Roof
NJSTRE1545382963 | NJSRRE1541895125 | Transition Incentive Program | Bay Head | 8742 | 18 | 4.35 | Residential | No | Behind the Meter | Behind the Meter |  | None | Sunrun Installation Services, Inc. | JCP&L | Eligible for TI Program | 2019-08-28 | 2019-09-03 | 2021-10-30 | REC Solar | REC290TP2 BLK | Solar Panels |  | 0.29 | 3 | 284 | 45 |  | Fixed | Roof
NJSTRE1545382971 | NJSRRE1541883353 | Transition Incentive Program | Hackettstown | 7840 | 2 | 7.54 | Residential | Yes | Behind the Meter | Behind the Meter |  | None | Sunrun Installation Services, Inc. | JCP&L | Eligible for TI Program | 2019-08-25 | 2019-08-28 | 2021-10-30 | REC Solar | REC290TP2 BLK | Solar Panels |  | 0.29 | 3 | 203 | 43 |  | Fixed | Roof
NJSTRE1545382975 | NJSRRE1542376209 | Transition Incentive Program | Bayonne | 7002 | 8 | 6.93 | Residential | Yes | Behind the Meter | Net-metered residential rooftop and canopy |  | None | Vivint Solar Developer, LLC | PSE&G | Accepted | 2019-09-18 | 2019-09-18 | 2021-10-30 | Hanwha Solar | Q PEAK DUO BLK-G5 315 | Solar Panels |  | 0.315 | 4 | 303 | 39 |  | Fixed | Roof
NJSTRE1545382977 | NJSRRE1541883918 | Transition Incentive Program | Collingswood Boro | 8107 | 14 | 4.27 | Residential | Yes | Behind the Meter | Behind the Meter |  | None | 1st Light Energy Inc | PSE&G | Eligible for TI Program | 2019-08-26 | 2019-08-28 | 2021-10-30 | Longi | LR6-60PB-305M | Solar Panels |  | 0.305 | 1 | 63 | 34 |  | Fixed | Roof
NJSTRE1545382983 | NJSRRE1541862357 | Transition Incentive Program | Lebanon | 8833 | 4 | 9.57 | Residential | No | Behind the Meter | Behind the Meter |  | None | Sunrun Installation Services, Inc. | JCP&L | Eligible for TI Program | 2019-08-20 | 2019-08-26 | 2021-10-30 | REC Solar | REC290TP2 BLK | Solar Panels |  | 0.29 | 2 | 198 | 32 |  | Fixed | Roof
NJSTRE1545383006 | NJSRRE1541883934 | Transition Incentive Program | Leonia | 7605 | 7 | 13.55 | Residential | Yes | Behind the Meter | Net-metered residential rooftop and canopy |  | None | Vivint Solar Developer, LLC | PSE&G | Accepted | 2019-09-03 | 2019-09-03 | 2021-10-30 | Hanwha Solar | Q.PEAK BLK-G5 315 | Solar Panels |  | 0.315 | 8 | 181 | 28 |  | Fixed | Roof
NJSTRE1545383008 | NJSRRE1541891092 | Transition Incentive Program | CAPE MAY | 8204 | 21 | 2.84 | Residential | Yes | Behind the Meter | Net-metered residential rooftop and canopy |  | None | Vivint Solar Developer, LLC | AC Electric | Accepted | 2019-09-04 | 2019-09-11 | 2021-10-30 | HANWHA SOLAR | Q.PEAK BLK-G5 315 | Solar Panels |  | 0.315 | 9 | 128 | 22 |  | Fixed | Roof
NJSTRE1545476001 |  | Transition Incentive Program | Pleasantville | 8232 | 19 | 9.18 | Residential | Yes | Behind the Meter | Net-metered residential rooftop and canopy |  | None | Castle Energy, LLC | AC Electric | Accepted | 2020-08-18 | 2020-08-21 | 2021-10-30 | Enphase Energy | IQ7-60-2-US | Inverters | 240 |  | 27 |  |  | 0.967 |  | Outdoor | on the rooftop under each solar panel
NJSTRE1545476021 |  | Transition Incentive Program | Bridgewater Township | 8836 | 5 | 11.52 | Residential | No | Behind the Meter | Net-metered residential rooftop and canopy |  | None | Green Power Energy | PSE&G | Accepted | 2020-08-18 | 2020-08-20 | 2021-10-30 | Solar Edge | SE11400H-US | Inverters | 11400 |  | 1 |  |  | 0.97 |  | Outside | next to meter
NJSTRE1545476093 |  | Transition Incentive Program | Cape May Courthouse | 8210 | 21 | 5.78 | Residential | No | Behind the Meter | Net-metered residential rooftop and canopy |  | None | Trinity Solar | AC Electric | Accepted | 2020-08-18 | 2020-08-20 | 2021-10-30 | Solar Edge | SE5000 | Inverters | 5000 |  | 1 |  |  | 0.97 |  | Outside | side of home
NJSTRE1545476083 |  | Transition Incentive Program | Howell | 7731 | 17 | 10.88 | Residential | No | Behind the Meter | Net-metered residential rooftop and canopy |  | None | Whitman Construction, LLC | JCP&L | Accepted | 2020-08-18 | 2020-08-20 | 2021-10-30 | ENPHASE | IQ7-60-2-US | Inverters | 240 |  | 34 |  |  | 0.975 |  | Outdoor | Microinverters located under modules
NJSTRE1545476219 |  | Transition Incentive Program | Port Republic | 8241 | 19 | 19.52 | Residential | Yes | Behind the Meter | Net-metered residential rooftop and canopy |  | None | Bright Planet Solar | AC Electric | Accepted | 2020-08-18 | 2020-08-20 | 2021-10-30 | SOLAR EDGE | SE10000H-USRGM | Inverters | 10000 |  | 1 |  |  | 0.98 |  | Outdoor | OUTSIDE
NJSTRE1545382505 | NJSRRE1542422596 | Transition Incentive Program | TOMS RIVER | 8753 | 18 | 10.08 | Residential | Yes | Behind the Meter | Net-metered residential rooftop and canopy |  | None | Vivint Solar Developer, LLC | JCP&L | Accepted | 2019-09-19 | 2019-09-23 | 2021-10-30 | HANWHA SOLAR | Q.PEAK BLK-G5 315 | Solar Panels |  | 0.315 | 18 | 245 | 28 |  | Fixed | Roof
NJSTRE1545382508 | NJSRRE1541895277 | Transition Incentive Program | West Deptford | 8086 | 15 | 59.94 | Commercial | Yes | Behind the Meter | Net-metered non-residential rooftop and canopy |  | None | Ampericon | PSE&G | Accepted | 2019-08-28 | 2019-09-03 | 2021-10-30 | Silfab | SLA-M-370 | Solar Panels |  | 0.37 | 162 | 150 | 10 |  | Fixed | Roof
NJSTRE1545382511 | NJSRRE1542410332 | Transition Incentive Program | Fairfield | 7004 | 9 | 11.03 | Residential | Yes | Behind the Meter | Net-metered residential rooftop and canopy |  | None | Vivint Solar Developer, LLC | PSE&G | Accepted | 2019-09-16 | 2019-09-19 | 2021-10-30 | HANWHA SOLAR | Q.PEAK BLK-G5 315 | Solar Panels |  | 0.315 | 5 | 211 | 18 |  | Fixed | Roof
NJSTRE1545382514 | NJSRRE1542370208 | Transition Incentive Program | WILLIAMSTOWN | 8094 | 15 | 11.05 | Residential | No | Behind the Meter | Behind the Meter |  | None | Sunny Corp | AC Electric | Eligible for TI Program | 2019-09-09 | 2019-09-16 | 2021-10-30 | PANASONIC | VBHN325KA03 | Solar Panels |  | 0.325 | 34 | 259 | 34 |  | Fixed | Roof
NJSTRE1545382519 | NJSRRE1542407194 | Transition Incentive Program | Bridgewater | 8807 | 5 | 9.77 | Residential | Yes | Behind the Meter | Net-metered residential rooftop and canopy |  | None | Vivint Solar Developer, LLC | PSE&G | Accepted | 2019-09-18 | 2019-09-18 | 2021-10-30 | Hanwha | Q.PEAK DUO BLK-G5 315w | Solar Panels |  | 0.315 | 3 | 82 | 25 |  | Fixed | Roof
NJSTRE1545382521 | NJSRRE1542248645 | Transition Incentive Program | Nutley | 7110 | 9 | 13.23 | Residential | Yes | Behind the Meter | Net-metered residential rooftop and canopy |  | None | Vivint Solar Developer, LLC | PSE&G | Accepted | 2019-09-05 | 2019-09-10 | 2021-10-30 | Hanwha Solar | Q.PEAK BLK-G5 315 | Solar Panels |  | 0.315 | 11 | 31 | 14 |  | Fixed | Roof
NJSTRE1545383019 | NJSRRE1542235832 | Transition Incentive Program | Port Reading | 7064 | 11 | 7.37 | Residential | Yes | Behind the Meter | Behind the Meter |  | None | Pro Custom Solar dba Momentum Solar | PSE&G | Eligible for TI Program | 2019-09-05 | 2019-09-09 | 2021-10-30 | LG ELECTRONICS | LG 335N1C-V5 | Solar Panels |  | 0.335 | 10 | 116 | 18 |  | Fixed | Roof
NJSTRE1545383020 | NJSRRE1541891116 | Transition Incentive Program | Bridgewater | 8807 | 5 | 12.73 | Residential | Yes | Behind the Meter | Behind the Meter |  | None | Pro Custom Solar dba Momentum Solar | JCP&L | Eligible for TI Program | 2019-08-28 | 2019-09-03 | 2021-10-30 | LG ELECTRONICS | LG 335N1C-V5 | Solar Panels |  | 0.335 | 30 | 217 | 34 |  | Fixed | Roof
NJSTRE1545383025 | NJSRRE1541887804 | Transition Incentive Program | Ventnor City | 8406 | 19 | 7.56 | Residential | No | Behind the Meter | Behind the Meter |  | None | Green Power Energy | JCP&L | Eligible for TI Program | 2019-08-27 | 2019-08-29 | 2021-10-30 | Hanwha | Q.PEAK DUO BLK-G5 315 | Solar Panels |  | 0.315 | 24 | 145 | 35 |  | Fixed | Roof
NJSTRE1545383031 | NJSRRE1542557483 | Transition Incentive Program | Blairstown | 7825 | 2 | 29.87 | Residential | Yes | Behind the Meter | Behind the Meter |  | None | Sunrun Installation Services, Inc. | JCP&L | Eligible for TI Program | 2019-10-18 | 2019-10-22 | 2021-10-30 | REC Solar | REC290TP2 BLK | Solar Panels |  | 0.29 | 56 | 126 | 18 |  | Fixed | Roof
NJSTRE1545523117 |  | Transition Incentive Program | Clifton | 7013 | 6 | 6.93 | Residential | No | Behind the Meter | Net-metered residential rooftop and canopy |  | None | Suntuity Solar LLC | PSE&G | Accepted | 2020-08-31 | 2020-09-03 | 2021-10-30 | Enphase Energy | IQ7-60-2-US | Inverters | 240 |  | 22 |  |  | 0.97 |  | Outdoor | Behind the PV Modules
NJSTRE1545523130 |  | Transition Incentive Program | CAMDEN | 8105 | 14 | 8.82 | Residential | Yes | Behind the Meter | Net-metered residential rooftop and canopy |  | None | Suntuity Solar LLC | PSE&G | Accepted | 2020-09-02 | 2020-09-02 | 2021-10-30 | Enphase Energy | IQ7-60-2-US | Inverters | 240 |  | 28 |  |  | 0.97 |  | Outdoor | Behind the PV Modules
NJSTRE1545523215 |  | Transition Incentive Program | West Deptford | 8096 | 15 | 6.03 | Residential | Yes | Behind the Meter | Net-metered residential rooftop and canopy |  | None | Vision Solar LLC | PSE&G | Accepted | 2020-08-31 | 2020-09-02 | 2021-10-30 | ENPHASE | IQ7-60-2-US | Inverters | 0.24 |  | 18 |  |  | 0.96 |  | Other | BEHIND EACH PANEL
NJSTRE1545523319 |  | Transition Incentive Program | Bayville | 8721 | 18 | 5.78 | Residential | Yes | Behind the Meter | Net-metered residential rooftop and canopy |  | None | Vision Solar LLC | JCP&L | Accepted | 2020-08-31 | 2020-09-02 | 2021-10-30 | ENPHASE | IQ7-60-2-US | Inverters | 0.24 |  | 17 |  |  | 0.96 |  | Other | BEHIND EACH PANEL
NJSTRE1545523524 |  | Transition Incentive Program | Teaneck | 7666 | 7 | 4.42 | Residential | Yes | Behind the Meter | Net-metered residential rooftop and canopy |  | None | Trinity Solar | Orange Rockland Electric | Accepted | 2020-08-31 | 2020-09-03 | 2021-10-30 | Solar Edge | SE3800H-US | Inverters | 3800 |  | 1 |  |  | 0.97 |  | Outside | side of home
NJSTRE1545523934 |  | Transition Incentive Program | Plainsboro | 8536 | 11 | 12.16 | Residential | No | Behind the Meter | Net-metered residential rooftop and canopy |  | None | Greentech Solar USA LLC | PSE&G | Accepted | 2020-08-31 | 2020-09-03 | 2021-10-30 | Growatt | 10000MTLP-US | Inverters | 10000 |  | 1 |  |  | 0.97 |  | Indoor | Basement Wall
NJSTRE1545525352 |  | Transition Incentive Program | Galloway | 8205 | 19 | 11.52 | Residential | Yes | Behind the Meter | Net-metered residential rooftop and canopy |  | None | Trinity Solar | AC Electric | Accepted | 2020-09-01 | 2020-09-03 | 2021-10-30 | Solar Edge | SE10000 | Inverters | 10000 |  | 1 |  |  | 0.97 |  | Outside | side of home
NJSTRE1545525390 |  | Transition Incentive Program | Atco | 8004 | 14 | 6.7 | Residential | Yes | Behind the Meter | Net-metered residential rooftop and canopy |  | None | Trinity Solar | AC Electric | Accepted | 2020-09-01 | 2020-09-03 | 2021-10-30 | Solar Edge | SE5000 | Inverters | 5000 |  | 1 |  |  | 0.97 |  | Outside | side of home
NJSTRE1545525402 |  | Transition Incentive Program | Holmdel | 7733 | 17 | 14.76 | Residential | No | Behind the Meter | Net-metered residential rooftop and canopy |  | None | Green Power energy | JCP&L | Accepted | 2020-09-01 | 2020-09-03 | 2021-10-30 | Enphase Energy | IQ7PLUS-72-2-US | Inverters | 0.29 |  | 41 |  |  | 0.975 |  | Outside | next to meter
NJSTRE1545523373 |  | Transition Incentive Program | Matawan | 7747 | 17 | 7.82 | Residential | No | Behind the Meter | Net-metered residential rooftop and canopy |  | None | Trinity Solar | JCP&L | Accepted | 2020-08-31 | 2020-09-02 | 2021-10-30 | Solar Edge | SE6000H-US | Inverters | 6000 |  | 1 |  |  | 0.97 |  | Outside | side of home
NJSTRE1545523414 |  | Transition Incentive Program | Glassboro | 8028 | 15 | 7.14 | Residential | Yes | Behind the Meter | Net-metered residential rooftop and canopy |  | None | Trinity Solar | AC Electric | Accepted | 2020-08-31 | 2020-09-02 | 2021-10-30 | Solar Edge | SE6000H-US | Inverters | 6000 |  | 1 |  |  | 0.97 |  | Outside | side of home
NJSTRE1545523435 |  | Transition Incentive Program | Toms River | 8753 | 18 | 7.14 | Residential | Yes | Behind the Meter | Net-metered residential rooftop and canopy |  | None | Trinity Solar | JCP&L | Accepted | 2020-08-31 | 2020-09-02 | 2021-10-30 | Solar Edge | SE6000H-US | Inverters | 6000 |  | 1 |  |  | 0.97 |  | Outside | side of home
NJSTRE1545523458 |  | Transition Incentive Program | Brick | 8724 | 18 | 12.96 | Residential | No | Behind the Meter | Net-metered residential rooftop and canopy |  | None | Green power Energy | JCP&L | Accepted | 2020-08-31 | 2020-09-02 | 2021-10-30 | Enphase Energy | IQ7PLUS-72-2-US | Inverters | 0.29 |  | 36 |  |  | 0.975 |  | Outside | next to meter
NJSTRE1545523472 |  | Transition Incentive Program | Audubon | 8106 | 14 | 6.46 | Residential | Yes | Behind the Meter | Net-metered residential rooftop and canopy |  | None | Trinity Solar | PSE&G | Accepted | 2020-08-31 | 2020-09-03 | 2021-10-30 | Solar Edge | SE5000H-US | Inverters | 5000 |  | 1 |  |  | 0.97 |  | Outside | Side of home
NJSTRE1545523546 |  | Transition Incentive Program | Sicklerville | 8081 | 14 | 10.5 | Residential | Yes | Behind the Meter | Net-metered residential rooftop and canopy |  | None | Pro Custom Solar dba Momentum Solar | AC Electric | Accepted | 2020-08-31 | 2020-09-03 | 2021-10-30 | Enphase | IQ7Plus-72-2-US | Inverters | 290 |  | 30 |  |  | 0.97 |  | Outdoor | Roof
NJSTRE1545523566 |  | Transition Incentive Program | Burlington | 8016 | 13 | 6.37 | Residential | Yes | Behind the Meter | Net-metered residential rooftop and canopy |  | None | Trinity Solar | PSE&G | Accepted | 2020-08-31 | 2020-09-03 | 2021-10-30 | Solar Edge | SE5000H-US | Inverters | 5000 |  | 1 |  |  | 0.97 |  | Outside | side of home
NJSTRE1545523814 |  | Transition Incentive Program | Beachwood | 8722 | 18 | 7.5 | Residential | No | Behind the Meter | Net-metered residential rooftop and canopy |  | None | Power Home Remodeling Group | JCP&L | Accepted | 2020-08-31 | 2020-09-03 | 2021-10-30 | SolarEdge | SE5000H-US | Inverters | 5000 |  | 1 |  |  | 0.99 |  | Outdoor | Near meter
NJSTRE1545525244 |  | Transition Incentive Program | Edison Township | 8820 | 11 | 19.8 | Residential | No | Behind the Meter | Net-metered residential rooftop and canopy |  | None | Green Power Energy | PSE&G | Accepted | 2020-09-01 | 2020-09-03 | 2021-10-30 | Solar Edge | SE10000H-US | Inverters | 10000 |  | 2 |  |  | 0.97 |  | Outside | next to meter
NJSTRE1545526463 |  | Transition Incentive Program | Berlin | 8009 | 14 | 3.72 | Residential | Yes | Behind the Meter | Net-metered residential rooftop and canopy |  | None | Bright Planet Solar | AC Electric | Accepted | 2020-09-01 | 2020-09-03 | 2021-10-30 | SOLAR EDGE | SE3000H-USRGM | Inverters | 3000 |  | 1 |  |  | 0.98 |  | Outdoor | OUTSIDE
NJSTRE1545382972 | NJSRRE1542377418 | Transition Incentive Program | Haddon Township | 8107 | 14 | 11.31 | Residential | Yes | Behind the Meter | Behind the Meter |  | None | Sunrun Installation Services, Inc. | PSE&G | Eligible for TI Program | 2019-09-10 | 2019-09-12 | 2021-10-30 | REC Solar | REC290TP2 BLK | Solar Panels |  | 0.29 | 10 | 337 | 9 |  | Fixed | Roof
NJSTRE1545382972 | NJSRRE1542377418 | Transition Incentive Program | Haddon Township | 8107 | 14 | 11.31 | Residential | Yes | Behind the Meter | Behind the Meter |  | None | Sunrun Installation Services, Inc. | PSE&G | Eligible for TI Program | 2019-09-10 | 2019-09-12 | 2021-10-30 | REC Solar | REC290TP2 BLK | Solar Panels |  | 0.29 | 8 | 337 | 14 |  | Fixed | Roof
NJSTRE1545382984 | NJSRRE1542409387 | Transition Incentive Program | NEW BRUNSWICK | 8901 | 11 | 3.52 | Residential | Yes | Behind the Meter | Net-metered residential rooftop and canopy |  | None | Vivint Solar Developer, LLC | PSE&G | Final As-Built Received | 2019-09-16 | 2019-12-05 | 2021-10-30 | JINKO SOLAR | JKM320M-60HBL | Solar Panels |  | 0.32 | 3 | 252 | 40 |  | Fixed | Roof
NJSTRE1545382933 | NJSRRE1541883351 | Transition Incentive Program | Jefferson | 7438 | 6 | 14.85 | Residential | Yes | Behind the Meter | Behind the Meter |  | None | Sunrun Installation Services, Inc. | JCP&L | Eligible for TI Program | 2019-08-25 | 2019-10-01 | 2021-10-30 | LG Electronics | LG330N1C-A5 | Solar Panels |  | 0.33 | 5 | 178 | 45 |  | Fixed | Roof
NJSTRE1545382934 | NJSRRE1541880940 | Transition Incentive Program | Nutley | 7110 | 9 | 3.15 | Residential | Yes | Behind the Meter | Net-metered residential rooftop and canopy |  | None | Vivint Solar Developer, LLC | PSE&G | Accepted | 2019-08-29 | 2019-08-30 | 2021-10-30 | Hanwha | Q.PEAK BLK-G5 315 | Solar Panels |  | 0.315 | 10 | 211 | 14 |  | Fixed | Roof
NJSTRE1545382938 | NJSRRE1541883759 | Transition Incentive Program | Long Branch | 7740 | 17 | 5.04 | Residential | Yes | Behind the Meter | Net-metered residential rooftop and canopy |  | None | Vivint Solar Developer, LLC | JCP&L | Accepted | 2019-08-29 | 2019-08-30 | 2021-10-30 | HANWHA SOLAR | Q.PEAK BLK-G5 315 | Solar Panels |  | 0.315 | 4 | 65 | 37 |  | Fixed | Roof
NJSTRE1545382939 | NJSRRE1541871787 | Transition Incentive Program | Piscataway | 8854 | 11 | 5.22 | Residential | No | Behind the Meter | Behind the Meter |  | None | Sunrun Installation Services, Inc. | PSE&G | Eligible for TI Program | 2019-08-21 | 2019-08-26 | 2021-10-30 | REC Solar | REC290TP2 BLK | Solar Panels |  | 0.29 | 11 | 166 | 22 |  | Fixed | Roof
NJSTRE1545382943 | NJSRRE1542407189 | Transition Incentive Program | MILLVILLE | 8332 | 20 | 5.99 | Residential | Yes | Behind the Meter | Net-metered residential rooftop and canopy |  | None | Vivint Solar Developer, LLC | AC Electric | Accepted | 2019-09-16 | 2019-09-17 | 2021-10-30 | Hanwha | Q.PEAK BLK-G5 315 | Solar Panels |  | 0.315 | 7 | 341 | 38 |  | Fixed | Roof
NJSTRE1545382944 | NJSRRE1542372646 | Transition Incentive Program | Lawrence Twp Mer | 8648 | 12 | 5.8 | Residential | Yes | Behind the Meter | Behind the Meter |  | None | Sunrun Installation Services, Inc. | PSE&G | Eligible for TI Program | 2019-09-09 | 2019-09-11 | 2021-10-30 | REC Solar | REC290TP2 BLK | Solar Panels |  | 0.29 | 8 | 41 | 23 |  | Fixed | Roof
NJSTRE1545382953 | NJSRRE1541880901 | Transition Incentive Program | Bayonne | 7002 | 8 | 8.38 | Residential | Yes | Behind the Meter | Behind the Meter |  | None | Pro Custom Solar dba Momentum Solar | PSE&G | Eligible for TI Program | 2019-08-23 | 2019-08-27 | 2021-10-30 | LG ELECTRONICS | LG 335N1C-V5 | Solar Panels |  | 0.335 | 18 | 303 | 18 |  | Fixed | Roof
NJSTRE1545382959 | NJSRRE1541871732 | Transition Incentive Program | Waldwick | 7463 | 7 | 9.28 | Residential | Yes | Behind the Meter | Behind the Meter |  | None | Sunrun Installation Services, Inc. | PSE&G | Eligible for TI Program | 2019-08-21 | 2019-08-26 | 2021-10-30 | REC Solar | REC290TP2 BLK | Solar Panels |  | 0.29 | 23 | 152 | 14 |  | Fixed | Roof
NJSTRE1545382965 | NJSRRE1541873636 | Transition Incentive Program | JERSEY CITY | 7305 | 8 | 6.37 | Residential | Yes | Behind the Meter | Behind the Meter |  | None | Pro Custom Solar dba Momentum Solar | PSE&G | Eligible for TI Program | 2019-08-22 | 2019-08-26 | 2021-10-30 | LG ELECTRONICS | LG 335N1C-V5 | Solar Panels |  | 0.335 | 11 | 317 | 20 |  | Fixed | Roof
NJSTRE1545382974 | NJSRRE1541987185 | Transition Incentive Program | Ocean City | 8226 | 21 | 6.67 | Residential | Yes | Behind the Meter | Behind the Meter |  | None | Sunrun Installation Services, Inc. | AC Electric | Eligible for TI Program | 2019-08-30 | 2019-09-04 | 2021-10-30 | REC Solar | REC290TP2 BLK | Solar Panels |  | 0.29 | 11 | 276 | 34 |  | Fixed | Roof
NJSTRE1545382975 | NJSRRE1542376209 | Transition Incentive Program | Bayonne | 7002 | 8 | 6.93 | Residential | Yes | Behind the Meter | Net-metered residential rooftop and canopy |  | None | Vivint Solar Developer, LLC | PSE&G | Accepted | 2019-09-18 | 2019-09-18 | 2021-10-30 | Hanwha Solar | Q PEAK DUO BLK-G5 315 | Solar Panels |  | 0.315 | 6 | 303 | 41 |  | Fixed | Roof
NJSTRE1545382980 | NJSRRE1542419932 | Transition Incentive Program | Elizabethport | 7206 | 10 | 7.37 | Residential | Yes | Behind the Meter | Behind the Meter |  | None | Pro Custom Solar dba Momentum Solar | PSE&G | Eligible for TI Program | 2019-09-18 | 2019-09-20 | 2021-10-30 | LG ELECTRONICS | LG 335N1C-V5 | Solar Panels |  | 0.335 | 22 | 145 | 42 |  | Fixed | Roof
NJSTRE1545383006 | NJSRRE1541883934 | Transition Incentive Program | Leonia | 7605 | 7 | 13.55 | Residential | Yes | Behind the Meter | Net-metered residential rooftop and canopy |  | None | Vivint Solar Developer, LLC | PSE&G | Accepted | 2019-09-03 | 2019-09-03 | 2021-10-30 | Hanwha Solar | Q.PEAK BLK-G5 315 | Solar Panels |  | 0.315 | 6 | 1 | 27 |  | Fixed | Roof
NJSTRE1545383018 | NJSRRE1542054008 | Transition Incentive Program | Metuchen | 8840 | 11 | 9.45 | Residential | No | Behind the Meter | Net-metered residential rooftop and canopy |  | None | New Jersey Clean Energy Solutions | PSE&G | Accepted |  | 2019-09-05 | 2021-10-30 | Hanwha | Q-Peak Duo Blk-G5 | Solar Panels |  | 0.315 | 15 | 84 | 40 |  | Fixed | Roof | House
NJSTRE1545383022 | NJSRRE1541887922 | Transition Incentive Program | POMPTON PLAINS | 7444 | 3 | 8.82 | Residential | No | Behind the Meter | Net-metered residential rooftop and canopy |  | None | Vivint Solar Developer, LLC | JCP&L | Accepted | 2019-09-05 | 2019-09-05 | 2021-10-30 | Hanwha Solar | Q.PEAK BLK-G5 315 | Solar Panels |  | 0.315 | 6 | 347 | 14 |  | Fixed | Roof
NJSTRE1545383022 | NJSRRE1541887922 | Transition Incentive Program | POMPTON PLAINS | 7444 | 3 | 8.82 | Residential | No | Behind the Meter | Net-metered residential rooftop and canopy |  | None | Vivint Solar Developer, LLC | JCP&L | Accepted | 2019-09-05 | 2019-09-05 | 2021-10-30 | Hanwha Solar | Q.PEAK BLK-G5 315 | Solar Panels |  | 0.315 | 6 | 167 | 14 |  | Fixed | Roof
NJSTRE1545383035 | NJSRRE1542851487 | Transition Incentive Program | Clifton | 7011 | 6 | 11.39 | Residential | Yes | Behind the Meter | Behind the Meter |  | None | Pro Custom Solar dba Momentum Solar | PSE&G | Eligible for TI Program | 2019-10-31 | 2019-11-05 | 2021-10-30 | LG ELECTRONICS | LG 335N1C-V5 | Solar Panels |  | 0.335 | 14 | 241 | 44 |  | Fixed | Roof
NJSTRE1545383041 | NJSRRE1542907649 | Transition Incentive Program | Swedesboro | 8085 | 15 | 7.44 | Residential | No | Behind the Meter | Behind the Meter |  | ACE | EMT Renewables | AC Electric | Eligible for TI Program | 2019-11-04 | 2019-11-06 | 2021-10-30 | Trina | Honeymax 310-BLK | Solar Panels |  | 0.31 | 16 | 121 | 29 |  | Fixed | Roof
NJSTRE1545383047 | NJSRRE1543123218 | Transition Incentive Program | JAMESBURG | 8831 | 11 | 13.23 | Residential | Yes | Behind the Meter | Net-metered residential rooftop and canopy |  | None | Vivint Solar Developer, LLC | JCP&L | Accepted | 2019-11-12 | 2019-11-15 | 2021-10-30 | Hanwha | Q.PEAK BLK-G5 315 | Solar Panels |  | 0.315 | 18 | 88 | 23 |  | Fixed | Roof
NJSTRE1545383047 | NJSRRE1543123218 | Transition Incentive Program | JAMESBURG | 8831 | 11 | 13.23 | Residential | Yes | Behind the Meter | Net-metered residential rooftop and canopy |  | None | Vivint Solar Developer, LLC | JCP&L | Accepted | 2019-11-12 | 2019-11-15 | 2021-10-30 | Hanwha | Q.PEAK BLK-G5 315 | Solar Panels |  | 0.315 | 10 | 178 | 22 |  | Fixed | Roof
NJSTRE1545383052 | NJSRRE1542441124 | Transition Incentive Program | BELLMAWR | 8031 | 14 | 11.03 | Residential | Yes | Behind the Meter | Net-metered residential rooftop and canopy |  | None | Vivint Solar Developer, LLC | PSE&G | Accepted | 2019-09-25 | 2019-09-27 | 2021-10-30 | Hanwha Solar | Q.PEAK BLK-G5 315 | Solar Panels |  | 0.315 | 24 | 151 | 21 |  | Fixed | Roof
NJSTRE1545383058 | NJSRRE1542431565 | Transition Incentive Program | Dumont | 7628 | 7 | 5.51 | Residential | Yes | Behind the Meter | Behind the Meter |  | None | Sunrun Installation Services, Inc. | PSE&G | Eligible for TI Program | 2019-09-24 | 2019-09-26 | 2021-10-30 | REC Solar | REC290TP2 BLK | Solar Panels |  | 0.29 | 6 | 177 | 14 |  | Fixed | Roof
NJSTRE1545383064 | NJSRRE1542581728 | Transition Incentive Program | Plainfield | 7062 | 10 | 6.93 | Residential | No | Behind the Meter | Behind the Meter |  | None | Trinity Solar | PSE&G | Eligible for TI Program | 2019-10-24 | 2019-10-28 | 2021-10-30 | Hanwha 315 | Q.PEAK DUO BLK-G5 315 | Solar Panels |  | 0.315 | 8 | 217 | 18 |  | Fixed | Roof
NJSTRE1545383069 | NJSRRE1542430976 | Transition Incentive Program | CHERRY HILL | 8002 | 14 | 5.67 | Residential | No | Behind the Meter | Net-metered residential rooftop and canopy |  | None | Vivint Solar Developer, LLC | PSE&G | Accepted | 2019-09-24 | 2019-09-26 | 2021-10-30 | JINKO SOLAR | JKM315M-60HBL | Solar Panels |  | 0.315 | 18 | 114 | 18 |  | Fixed | Roof
NJSTRE1545382523 | NJSRRE1541888876 | Transition Incentive Program | Pennsauken TWP | 8109 | 14 | 9 | Residential | Yes | Behind the Meter | Behind the Meter |  | None | 1st Light Energy Inc | PSE&G | Eligible for TI Program | 2019-08-27 | 2019-10-16 | 2021-10-30 | Trina | TSM-300DD05A.05 | Solar Panels |  | 0.3 | 19 | 219 | 34 |  | Fixed | Roof
NJSTRE1545382525 | NJSRRE1541873652 | Transition Incentive Program | NUTLEY | 7110 | 9 | 9.77 | Residential | Yes | Behind the Meter | Net-metered residential rooftop and canopy |  | None | Vivint Solar Developer, LLC | PSE&G | Accepted | 2019-08-22 | 2019-08-27 | 2021-10-30 | Hanwha Solar | Q.PEAK BLK-G5 315 | Solar Panels |  | 0.315 | 4 | 211 | 29 |  | Fixed | Roof
NJSTRE1545382526 | NJSRRE1541918471 | Transition Incentive Program | MOORESTOWN | 8057 | 13 | 26.46 | Residential | Yes | Behind the Meter | Net-metered residential rooftop and canopy |  | None | Vivint Solar Developer, LLC | PSE&G | Accepted | 2019-09-04 | 2019-09-05 | 2021-10-30 | HANWHA SOLAR | Q.PEAK BLK-G5 315 | Solar Panels |  | 0.315 | 9 | 197 | 24 |  | Fixed | Roof
NJSTRE1545382531 | NJSRRE1541873587 | Transition Incentive Program | Pompton Plains | 7444 | 3 | 7.56 | Residential | Yes | Behind the Meter | Net-metered residential rooftop and canopy |  | None | Vivint Solar Developer, LLC | JCP&L | Accepted | 2019-08-22 | 2019-08-26 | 2021-10-30 | Hanwha Solar | Q.PEAK BLK-G5 315 | Solar Panels |  | 0.315 | 4 | 174 | 32 |  | Fixed | Roof
NJSTRE1545382538 | NJSRRE1542373548 | Transition Incentive Program | Morristown | 7960 | 3 | 1660.5 | Commercial | Yes | Behind the Meter | Behind the Meter |  | None | Green Energy Construction & Consulting | JCP&L | Eligible for TI Program | 2019-09-09 | 2019-09-12 | 2021-10-30 | GCL | GCL M3/72 375 | Solar Panels |  | 0.375 | 736 | 293 & 113 | 10 |  | Fixed | Roof
NJSTRE1545382543 | NJSRRE1542422680 | Transition Incentive Program | Vauxhall | 7088 | 10 | 6.03 | Residential | Yes | Behind the Meter | Behind the Meter |  | None | Pro Custom Solar dba Momentum Solar | PSE&G | Eligible for TI Program | 2019-09-19 | 2019-09-23 | 2021-10-30 | LG ELECTRONICS | LG 335N1C-V5 | Solar Panels |  | 0.335 | 18 | 143 | 28 |  | Fixed | Roof
NJSTRE1545382548 | NJSRRE1541938679 | Transition Incentive Program | Elmer | 8318 | 16 | 13.95 | Residential | No | Behind the Meter | Net-metered residential rooftop and canopy |  | None | Solar Energy World | AC Electric | Accepted | 2019-08-29 | 2019-09-04 | 2021-10-30 | LONGi Green Energy Technology | LR6-60PE-310M | Solar Panels |  | 0.31 | 45 | 84 | 32 |  | Fixed | Roof
NJSTRE1545382555 | NJSRRE1542377447 | Transition Incentive Program | Green Brook Township | 8812 | 11 | 14.79 | Residential | No | Behind the Meter | Behind the Meter |  | None | Sunrun Installation Services, Inc. | PSE&G | Eligible for TI Program | 2019-09-10 | 2019-09-12 | 2021-10-30 | REC Solar | REC290TP2 BLK | Solar Panels |  | 0.29 | 8 | 141 | 37 |  | Fixed | Roof
NJSTRE1545382558 | NJSRRE1542393335 | Transition Incentive Program | Irvington | 7111 | 9 | 7.71 | Residential | Yes | Behind the Meter | Behind the Meter |  | None | Pro Custom Solar dba Momentum Solar | PSE&G | Eligible for TI Program | 2019-09-12 | 2019-09-16 | 2021-10-30 | LG ELECTRONICS | LG 335N1C-V5 | Solar Panels |  | 0.335 | 19 | 217 | 20 |  | Fixed | Roof
NJSTRE1545382565 | NJSRRE1542314731 | Transition Incentive Program | Kearny | 7032 | 8 | 9.3 | Residential | No | Behind the Meter | Behind the Meter |  | None | Maier Solar Engineering dba Solar Me | PSE&G | Eligible for TI Program | 2019-09-06 | 2019-09-10 | 2021-10-30 | Hyundai | HiS-S300MG | Solar Panels |  | 0.3 | 16 | 303 | 35 |  | Fixed | Roof
NJSTRE1545382567 | NJSRRE1541880965 | Transition Incentive Program | Elizabeth | 7202 | 10 | 9.57 | Residential | Yes | Behind the Meter | Behind the Meter |  | None | Sunrun Installation Services, Inc. | PSE&G | Eligible for TI Program | 2019-08-23 | 2019-08-28 | 2021-10-30 | REC Solar | REC290TP2 BLK | Solar Panels |  | 0.29 | 11 | 39 | 23 |  | Fixed | Roof
NJSTRE1545382571 | NJSRRE1541907837 | Transition Incentive Program | Hillsdale | 7642 | 7 | 9.72 | Residential | Yes | Behind the Meter | Behind the Meter |  | None | Pro Custom Solar dba Momentum Solar | PSE&G | Eligible for TI Program | 2019-08-29 | 2019-09-03 | 2021-10-30 | LG ELECTRONICS | LG 335N1C-V5 | Solar Panels |  | 0.335 | 15 | 172 | 37 |  | Fixed | Roof
NJSTRE1545382986 | NJSRRE1541989800 | Transition Incentive Program | HOPATCONG | 7843 | 1 | 10.71 | Residential | Yes | Behind the Meter | Net-metered residential rooftop and canopy |  | None | Vivint Solar Developer, LLC | JCP&L | Accepted | 2019-09-03 | 2019-09-05 | 2021-10-30 | Hanwha Solar | Q.PEAK BLK-G5 315 | Solar Panels |  | 0.315 | 21 | 128 | 19 |  | Fixed | Roof
NJSTRE1545383004 | NJSRRE1541987093 | Transition Incentive Program | Hillside | 7205 | 10 | 15.41 | Residential | Yes | Behind the Meter | Behind the Meter |  | None | Pro Custom Solar dba Momentum Solar | PSE&G | Eligible for TI Program | 2019-08-30 | 2019-09-04 | 2021-10-30 | LG ELECTRONICS | LG 335N1C-V5 | Solar Panels |  | 0.335 | 19 | 307 | 37 |  | Fixed | Roof
NJSTRE1545383005 | NJSRRE1541887756 | Transition Incentive Program | Wall Township | 7719 | 17 | 8.37 | Residential | Yes | Behind the Meter | Net-metered residential rooftop and canopy |  | None | Suntuity Solar LLC | JCP&L | Accepted | 2019-08-27 | 2019-08-29 | 2021-10-30 | Yingli Green Energy | YL310D-30b | Solar Panels |  | 0.31 | 27 | 164 | 37 |  | Fixed | Roof
NJSTRE1545383010 | NJSRRE1541878343 | Transition Incentive Program | Newton | 7860 | 1 | 16.17 | Residential | No | Behind the Meter | Behind the Meter |  | None | 1st Light Energy Inc | JCP&L | Eligible for TI Program | 2019-08-22 | 2019-08-27 | 2021-10-30 | Trina | TSM-305DD05A.05 | Solar Panels |  | 0.305 | 12 | 252 | 18 |  | Fixed | Roof
NJSTRE1545383015 | NJSRRE1542248533 | Transition Incentive Program | South River | 8882 | 11 | 4.58 | Residential | No | Behind the Meter | Net-metered residential rooftop and canopy |  | None | SunPower Corporation, Systems | South River | Accepted |  | 2019-09-09 | 2021-10-30 | SUNPOWER | SPR-E20-327-E-AC | Solar Panels |  | 0.327 | 6 | 82 | 27 |  | Fixed | Roof
NJSTRE1545383020 | NJSRRE1541891116 | Transition Incentive Program | Bridgewater | 8807 | 5 | 12.73 | Residential | Yes | Behind the Meter | Behind the Meter |  | None | Pro Custom Solar dba Momentum Solar | JCP&L | Eligible for TI Program | 2019-08-28 | 2019-09-03 | 2021-10-30 | LG ELECTRONICS | LG 335N1C-V5 | Solar Panels |  | 0.335 | 8 | 217 | 33 |  | Fixed | Roof
NJSTRE1545383024 | NJSRRE1542419953 | Transition Incentive Program | Somerset | 8873 | 5 | 9.38 | Residential | Yes | Behind the Meter | Behind the Meter |  | None | Pro Custom Solar dba Momentum Solar | PSE&G | Eligible for TI Program | 2019-09-18 | 2019-09-20 | 2021-10-30 | LG ELECTRONICS | LG 335N1C-V5 | Solar Panels |  | 0.335 | 15 | 252 | 18 |  | Fixed | Roof
NJSTRE1545383031 | NJSRRE1542557483 | Transition Incentive Program | Blairstown | 7825 | 2 | 29.87 | Residential | Yes | Behind the Meter | Behind the Meter |  | None | Sunrun Installation Services, Inc. | JCP&L | Eligible for TI Program | 2019-10-18 | 2019-10-22 | 2021-10-30 | REC Solar | REC290TP2 BLK | Solar Panels |  | 0.29 | 47 | 306 | 18 |  | Fixed | Roof
NJSTRE1545383037 | NJSRRE1542600114 | Transition Incentive Program | Paterson City | 7522 | 6 | 2.97 | Residential | Yes | Behind the Meter | Behind the Meter |  | None | Sunrun Installation Services, Inc. | PSE&G | Eligible for TI Program | 2019-10-25 | 2019-10-29 | 2021-10-30 | LG Electronics | LG330N1C-A5 | Solar Panels |  | 0.33 | 9 | 51 | 44 |  | Fixed | Roof
NJSTRE1545383043 | NJSRRE1542431527 | Transition Incentive Program | Newton | 7860 | 1 | 36.4 | Residential | No | Behind the Meter | Behind the Meter |  | None | Green Power Energy | JCP&L | Eligible for TI Program | 2019-09-24 | 2019-09-26 | 2021-10-30 | Silfab | SLG350M | Solar Panels |  | 0.35 | 104 | 178 | 25 |  | Fixed | Ground
NJSTRE1545383055 | NJSRRE1543046385 | Transition Incentive Program | Toms River | 8753 | 18 | 9.14 | Residential | Yes | Behind the Meter | Net-metered residential rooftop and canopy |  | None | Vivint Solar Developer, LLC | JCP&L | Accepted | 2019-11-07 | 2019-11-11 | 2021-10-30 | Hanwha | Q.PEAK BLK-G5 315 | Solar Panels |  | 0.315 | 6 | 178 | 12 |  | Fixed | Roof
NJSTRE1545383066 | NJSRRE1543041595 | Transition Incentive Program | Carteret | 7008 | 11 | 4.35 | Residential | Yes | Behind the Meter | Behind the Meter |  | None | Sunrun Installation Services, Inc. | PSE&G | Eligible for TI Program | 2019-11-06 | 2019-11-11 | 2021-10-30 | REC Solar | REC290TP2 BLK | Solar Panels |  | 0.29 | 5 | 276 | 34 |  | Fixed | Roof
NJSTRE1545383070 | NJSRRE1542475999 | Transition Incentive Program | PLEASANTVILLE | 8232 | 19 | 6.9 | Residential | Yes | Behind the Meter | Behind the Meter |  | None | Pro Custom Solar dba Momentum Solar | AC Electric | Eligible for TI Program | 2019-10-01 | 2019-10-03 | 2021-10-30 | LG ELECTRONICS | LG 345N1C-V5 | Solar Panels |  | 0.345 | 9 | 115 | 34 |  | Fixed | Roof
NJSTRE1545383080 | NJSRRE1542425697 | Transition Incentive Program | HAMMONTON | 8037 | 19 | 5.04 | Residential | Yes | Behind the Meter | Net-metered residential rooftop and canopy |  | None | Vivint Solar Developer, LLC | AC Electric | Accepted | 2019-09-20 | 2019-09-24 | 2021-10-30 | Hanwha | Q.PEAK BLK-G5 315 | Solar Panels |  | 0.315 | 8 | 129 | 17 |  | Fixed | Roof
NJSTRE1545383081 | NJSRRE1542497252 | Transition Incentive Program | LAWRENCE TOWNSHIP | 8648 | 12 | 6.93 | Residential | Yes | Behind the Meter | Net-metered residential rooftop and canopy |  | None | Vivint Solar Developer, LLC | PSE&G | Accepted | 2019-10-02 | 2019-10-04 | 2021-10-30 | Hanwha Solar | Q.PEAK BLK-G5 315 | Solar Panels |  | 0.315 | 2 | 193 | 18 |  | Fixed | Roof
NJSTRE1545383085 | NJSRRE1543399270 | Transition Incentive Program | Colonia | 7067 | 10 | 6.93 | Residential | Yes | Behind the Meter | Behind the Meter |  | None | Pro Custom Solar dba Momentum Solar | PSE&G | Eligible for TI Program | 2019-11-15 | 2019-11-20 | 2021-10-30 | Hanwha | Q.Peak DUO BLK-G5 315 | Solar Panels |  | 0.315 | 12 | 195 | 22 |  | Fixed | Roof
NJSTRE1545526480 |  | Transition Incentive Program | Westampton Twp | 8060 | 13 | 6.2 | Residential | Yes | Behind the Meter | Net-metered residential rooftop and canopy |  | None | Bright Planet Solar | PSE&G | Accepted | 2020-09-01 | 2020-09-03 | 2021-10-30 | SOLAR EDGE | SE5000H-USRGM | Inverters | 5000 |  | 1 |  |  | 0.98 |  | Outdoor | OUTSIDE
NJSTRE1545526555 |  | Transition Incentive Program | Ewing Twp | 8628 | 12 | 18.29 | Residential | Yes | Behind the Meter | Net-metered residential rooftop and canopy |  | None | Bright Planet Solar | PSE&G | Accepted | 2020-09-01 | 2020-09-03 | 2021-10-30 | SOLAR EDGE | SE3000H-USRGM | Inverters | 3000 |  | 1 |  |  | 0.98 |  | Outdoor | OUTSIDE
NJSTRE1545526570 |  | Transition Incentive Program | NORTHVALE | 7647 | 7 | 11.05 | Residential | Yes | Behind the Meter | Net-metered residential rooftop and canopy |  | None | Vivint Solar Developer, LLC | Orange Rockland Electric | Accepted | 2020-09-03 | 2020-09-03 | 2021-10-30 | Solar Edge | SE7600H-US | Inverters | 7600 |  | 1 |  |  | 0.992 |  | Outdoor | Near the Utility Meter
NJSTRE1545526575 |  | Transition Incentive Program | Howell | 7731 | 17 | 15.08 | Residential | Yes | Behind the Meter | Net-metered residential rooftop and canopy |  | None | Trinity Solar | JCP&L | Accepted | 2020-09-01 | 2020-09-03 | 2021-10-30 | Solar Edge | SE11400 | Inverters | 11400 |  | 1 |  |  | 0.97 |  | Outside | side of home
NJSTRE1545526635 |  | Transition Incentive Program | Manchester Township | 8759 | 18 | 4.9 | Residential | Yes | Behind the Meter | Net-metered residential rooftop and canopy |  | None | Pro Custom Solar dba Momentum Solar | JCP&L | Accepted | 2020-09-01 | 2020-09-03 | 2021-10-30 | Enphase | IQ7PLUS-72-2-US | Inverters | 290 |  | 14 |  |  | 0.97 |  | Outdoor | Roof
NJSTRE1545526766 |  | Transition Incentive Program | Monroe Township | 8831 | 11 | 10.54 | Residential | No | Behind the Meter | Net-metered residential rooftop and canopy |  | None | Tesla Energy Operations Inc. | JCP&L | Accepted | 2020-09-01 | 2020-09-04 | 2021-10-30 | SolarEdge Technologies | SE10000H-US [240V] | Inverters | 10000 |  | 1 |  |  | 0.99 |  | Outside | Outside
NJSTRE1545526799 |  | Transition Incentive Program | Howell Township | 7731 | 17 | 11.45 | Residential | No | Behind the Meter | Net-metered residential rooftop and canopy |  | None | Seabright Solar | JCP&L | Accepted | 2020-09-01 | 2020-09-03 | 2021-10-30 | Sunpower | SPR-E20-327 | Inverters | 0.32 |  | 35 |  |  | 0.99 |  | Outdoor | Roof
NJSTRE1545526912 |  | Transition Incentive Program | Randolph | 7869 | 3 | 21.08 | Residential | Yes | Behind the Meter | Net-metered residential rooftop and canopy |  | None | Tesla Energy Operations Inc. | JCP&L | Accepted | 2020-09-01 | 2020-09-04 | 2021-10-30 | SolarEdge Technologies | SE11400H-US [240V] | Inverters | 11400 |  | 1 |  |  | 0.99 |  | Outside | Outside
NJSTRE1545527079 |  | Transition Incentive Program | East Windsor | 8520 | 12 | 12.24 | Residential | No | Behind the Meter | Net-metered residential rooftop and canopy |  | None | Green Sun Energy Services, LLC | JCP&L | Accepted | 2020-09-01 | 2020-09-08 | 2021-10-30 | SolarEdge | SE10000H-US000NNC2 | Inverters | 10000 |  | 1 |  |  | 0.992 |  | Indoor | Next To Service Panel In Basement
NJSTRE1545383078 | NJSRRE1542518922 | Transition Incentive Program | Roselle | 7203 | 10 | 6.51 | Residential | No | Behind the Meter | Net-metered residential rooftop and canopy |  | None | Whitman Construction, LLC | PSE&G | Accepted |  | 2019-10-15 | 2021-10-30 | Trina Solar | TSM-310DD05A | Solar Panels |  | 0.31 | 4 | 166 | 15 |  | Fixed | Roof
NJSTRE1545383087 | NJSRRE1542527822 | Transition Incentive Program | Bound Brook | 8805 | 5 | 7.19 | Residential | Yes | Behind the Meter | Net-metered residential rooftop and canopy |  | None | Vision Solar LLC | PSE&G | Accepted | 2019-10-11 | 2019-10-15 | 2021-10-30 | sunpower | e20-327-e-ac | Solar Panels |  | 0.327 | 18 | 105 | 31 |  | Fixed | Roof
NJSTRE1545383092 | NJSRRE1542580033 | Transition Incentive Program | Newton | 7860 | 1 | 8.41 | Residential | Yes | Behind the Meter | Behind the Meter |  | None | Sunrun Installation Services, Inc. | JCP&L | Eligible for TI Program | 2019-10-23 | 2019-10-25 | 2021-10-30 | REC Solar | REC290TP2 BLK | Solar Panels |  | 0.29 | 20 | 75 | 27 |  | Fixed | Roof
NJSTRE1545523118 |  | Transition Incentive Program | TOMS RIVER | 8757 | 18 | 8.82 | Residential | Yes | Behind the Meter | Net-metered residential rooftop and canopy |  | None | Suntuity Solar LLC | JCP&L | Accepted | 2020-09-02 | 2020-09-03 | 2021-10-30 | Enphase Energy | IQ7-60-2-US | Inverters | 240 |  | 28 |  |  | 0.97 |  | Outdoor | Behind the PV Modules
NJSTRE1545523122 |  | Transition Incentive Program | BARNEGAT | 8005 | 18 | 8.51 | Residential | Yes | Behind the Meter | Net-metered residential rooftop and canopy |  | None | Suntuity Solar LLC | JCP&L | Accepted | 2020-08-31 | 2020-09-03 | 2021-10-30 | Enphase Energy | IQ7-60-2-US | Inverters | 240 |  | 27 |  |  | 0.97 |  | Outdoor | Behind the PV Modules
NJSTRE1545523420 |  | Transition Incentive Program | Franklinville | 8322 | 15 | 18.02 | Residential | No | Behind the Meter | Net-metered residential rooftop and canopy |  | None | Maier Solar Engineering dba Solar Me | AC Electric | Accepted | 2020-08-31 | 2020-09-02 | 2021-10-30 | Enphase | IQ7+ | Inverters | 290 |  | 53 |  |  | 0.96 |  | Outside | Next to meter
NJSTRE1545523467 |  | Transition Incentive Program | Princeton Boro | 8540 | 12 | 16.56 | Residential | No | Behind the Meter | Net-metered residential rooftop and canopy |  | None | Green Power energy | PSE&G | Accepted | 2020-08-31 | 2020-09-03 | 2021-10-30 | Enphase Energy | IQ7PLUS-72-2-US | Inverters | 0.29 |  | 46 |  |  | 0.975 |  | Outside | next to meter
NJSTRE1545523543 |  | Transition Incentive Program | PISCATAWAY | 8854 | 11 | 8.13 | Residential | No | Behind the Meter | Net-metered residential rooftop and canopy |  | None | Infinity Solar Systems | PSE&G | Accepted | 2020-08-31 | 2020-09-03 | 2021-10-30 | ENPHASE | IQ7-60-X-US | Inverters | 240 |  | 25 |  |  | 0.97 |  | Outside | MICROINVERTERS
NJSTRE1545523684 |  | Transition Incentive Program | Neptune | 7753 | 17 | 5.03 | Residential | No | Behind the Meter | Net-metered residential rooftop and canopy |  | None | Green Power Energy | JCP&L | Accepted | 2020-08-31 | 2020-09-03 | 2021-10-30 | Solar Edge | SE3800H-US | Inverters | 3800 |  | 1 |  |  | 0.97 |  | Outside | next to meter
NJSTRE1545525308 |  | Transition Incentive Program | Ventnor City | 8406 | 19 | 11.52 | Residential | Yes | Behind the Meter | Net-metered residential rooftop and canopy |  | None | All Season Solar | AC Electric | Accepted | 2020-09-01 | 2020-09-03 | 2021-10-30 | Enphase | IQ7 | Inverters | 240 |  | 36 |  |  | 0.97 |  | Outdoor | under Module
NJSTRE1545525331 |  | Transition Incentive Program | Harrison Town | 7029 | 8 | 6.12 | Residential | No | Behind the Meter | Net-metered residential rooftop and canopy |  | None | Tesla Energy Operations Inc. | PSE&G | Accepted | 2020-09-01 | 2020-09-03 | 2021-10-30 | SolarEdge Technologies | SE7600H-US [240V] | Inverters | 7600 |  | 1 |  |  | 0.99 |  | Outside | Outside
NJSTRE1545526458 |  | Transition Incentive Program | EGG HARBOR TOWNSHIP | 8234 | 19 | 13.98 | Residential | Yes | Behind the Meter | Net-metered residential rooftop and canopy |  | None | Vivint Solar Developer, LLC | AC Electric | Accepted | 2020-09-03 | 2020-09-03 | 2021-10-30 | Solar Edge | SE3800H-US | Inverters | 3800 |  | 1 |  |  | 0.992 |  | Outdoor | Near the Utility Meter
NJSTRE1545526491 |  | Transition Incentive Program | Hewitt | 7421 |  | 13.6 | Residential | Yes | Behind the Meter | Net-metered residential rooftop and canopy |  | None | Trinity Solar | Orange Rockland Electric | Accepted | 2020-09-01 | 2020-09-03 | 2021-10-30 | Solar Edge | SE11400 | Inverters | 11400 |  | 1 |  |  | 0.97 |  | Outside | side of home
NJSTRE1545383018 | NJSRRE1542054008 | Transition Incentive Program | Metuchen | 8840 | 11 | 9.45 | Residential | No | Behind the Meter | Net-metered residential rooftop and canopy |  | None | New Jersey Clean Energy Solutions | PSE&G | Accepted |  | 2019-09-05 | 2021-10-30 | Hanwha | Q-Peak Duo Blk-G5 | Solar Panels |  | 0.315 | 8 | 84 | 28 |  | Fixed | Roof | House
NJSTRE1545383022 | NJSRRE1541887922 | Transition Incentive Program | POMPTON PLAINS | 7444 | 3 | 8.82 | Residential | No | Behind the Meter | Net-metered residential rooftop and canopy |  | None | Vivint Solar Developer, LLC | JCP&L | Accepted | 2019-09-05 | 2019-09-05 | 2021-10-30 | Hanwha Solar | Q.PEAK BLK-G5 315 | Solar Panels |  | 0.315 | 16 | 257 | 8 |  | Fixed | Roof
NJSTRE1545383029 | NJSRRE1542445074 | Transition Incentive Program | Bellmawr | 8031 | 14 | 7.44 | Residential | Yes | Behind the Meter | Behind the Meter |  | None | Skyline Solar, LLC | PSE&G | Eligible for TI Program | 2019-09-26 | 2019-09-30 | 2021-10-30 | Silfab | SLA310M | Solar Panels |  | 0.31 | 24 | 178 | 36 |  | Fixed | Roof
NJSTRE1545383034 | NJSRRE1543040872 | Transition Incentive Program | Lake Hopatcong | 7849 | 3 | 7.59 | Residential | Yes | Behind the Meter | Behind the Meter |  | None | Pro Custom Solar dba Momentum Solar | JCP&L | Eligible for TI Program | 2019-11-06 | 2019-11-08 | 2021-10-30 | LG Electronics | LG 345N1C-V5 | Solar Panels |  | 0.345 | 13 | 132 | 20 |  | Fixed | Roof
NJSTRE1545383035 | NJSRRE1542851487 | Transition Incentive Program | Clifton | 7011 | 6 | 11.39 | Residential | Yes | Behind the Meter | Behind the Meter |  | None | Pro Custom Solar dba Momentum Solar | PSE&G | Eligible for TI Program | 2019-10-31 | 2019-11-05 | 2021-10-30 | LG ELECTRONICS | LG 335N1C-V5 | Solar Panels |  | 0.335 | 20 | 61 | 44 |  | Fixed | Roof
NJSTRE1545383040 | NJSRRE1543421159 | Transition Incentive Program | Ho-Ho-Kus | 7423 | 7 | 5.53 | Residential | No | Behind the Meter | Behind the Meter |  | None | Green Power Energy | PSE&G | Eligible for TI Program | 2019-11-19 | 2019-11-21 | 2021-10-30 | Panasonic | VBHN325KA03 | Solar Panels |  | 0.325 | 2 | 285 | 30 |  | Fixed | Roof
NJSTRE1545383040 | NJSRRE1543421159 | Transition Incentive Program | Ho-Ho-Kus | 7423 | 7 | 5.53 | Residential | No | Behind the Meter | Behind the Meter |  | None | Green Power Energy | PSE&G | Eligible for TI Program | 2019-11-19 | 2019-11-21 | 2021-10-30 | Panasonic | VBHN325KA03 | Solar Panels |  | 0.325 | 15 | 196 | 30 |  | Fixed | Roof
NJSTRE1545383047 | NJSRRE1543123218 | Transition Incentive Program | JAMESBURG | 8831 | 11 | 13.23 | Residential | Yes | Behind the Meter | Net-metered residential rooftop and canopy |  | None | Vivint Solar Developer, LLC | JCP&L | Accepted | 2019-11-12 | 2019-11-15 | 2021-10-30 | Hanwha | Q.PEAK BLK-G5 315 | Solar Panels |  | 0.315 | 4 | 268 | 23 |  | Fixed | Roof
NJSTRE1545383047 | NJSRRE1543123218 | Transition Incentive Program | JAMESBURG | 8831 | 11 | 13.23 | Residential | Yes | Behind the Meter | Net-metered residential rooftop and canopy |  | None | Vivint Solar Developer, LLC | JCP&L | Accepted | 2019-11-12 | 2019-11-15 | 2021-10-30 | Hanwha | Q.PEAK BLK-G5 315 | Solar Panels |  | 0.315 | 10 | 358 | 22 |  | Fixed | Roof
NJSTRE1545383052 | NJSRRE1542441124 | Transition Incentive Program | BELLMAWR | 8031 | 14 | 11.03 | Residential | Yes | Behind the Meter | Net-metered residential rooftop and canopy |  | None | Vivint Solar Developer, LLC | PSE&G | Accepted | 2019-09-25 | 2019-09-27 | 2021-10-30 | Hanwha Solar | Q.PEAK BLK-G5 315 | Solar Panels |  | 0.315 | 11 | 331 | 21 |  | Fixed | Roof
NJSTRE1545523862 |  | Transition Incentive Program | Sparta | 7871 | 1 | 13.86 | Residential | Yes | Behind the Meter | Net-metered residential rooftop and canopy |  | None | Tesla Energy Operations Inc. | JCP&L | Accepted | 2020-08-31 | 2020-09-03 | 2021-10-30 | Delta Electronics | M8-TL-US [240V] | Inverters | 7680 |  | 2 |  |  | 0.975 |  | Indoor | Inside garage
NJSTRE1545524011 |  | Transition Incentive Program | Mickleton | 8056 | 15 | 11.34 | Residential | No | Behind the Meter | Net-metered residential rooftop and canopy |  | None | Advanced Renewable Solutions | AC Electric | Accepted | 2020-08-31 | 2020-09-03 | 2021-10-30 | ENPHASE | IQ7-60-2-US | Inverters | 8640 |  | 36 |  |  | 0.976 |  | Outdoor | Micro-inverters are mounted to underside of every solar
NJSTRE1545523512 |  | Transition Incentive Program | Kendall Park | 8824 | 11 | 5.44 | Residential | No | Behind the Meter | Net-metered residential rooftop and canopy |  | None | Maier Solar Engineering dba Solar Me | PSE&G | Accepted | 2020-08-31 | 2020-09-03 | 2021-10-30 | Enphase | IQ7+ | Inverters | 290 |  | 16 |  |  | 0.96 |  | Outdoor | Next to meter
NJSTRE1545523779 |  | Transition Incentive Program | Woodbridge Township | 7095 | 11 | 14.43 | Residential | No | Behind the Meter | Net-metered residential rooftop and canopy |  | None | Green Power Energy | PSE&G | Accepted | 2020-08-31 | 2020-09-03 | 2021-10-30 | Enphase Energy | IQ7PLUS-72-2-US | Inverters | 0.29 |  | 39 |  |  | 0.975 |  | Outside | next to meter
NJSTRE1545523780 |  | Transition Incentive Program | Old Bridge Township | 8857 | 11 | 6.65 | Residential | No | Behind the Meter | Net-metered residential rooftop and canopy |  | None | Pro Custom Solar dba Momentum Solar | JCP&L | Accepted | 2020-08-31 | 2020-09-03 | 2021-10-30 | Enphase | IQ7PLUS-72-2-US | Inverters | 290 |  | 19 |  |  | 0.97 |  | Outdoor | Roof
NJSTRE1545523790 |  | Transition Incentive Program | Cherry Hill Twp | 8003 | 14 | 7.2 | Residential | No | Behind the Meter | Net-metered residential rooftop and canopy |  | None | Green Power energy | PSE&G | Accepted | 2020-08-31 | 2020-09-03 | 2021-10-30 | Solar Edge | SE6000H-US | Inverters | 6000 |  | 1 |  |  | 0.97 |  | Outside | next to meter
NJSTRE1545523869 |  | Transition Incentive Program | Shrewsbury | 7702 | 17 | 3.05 | Residential | Yes | Behind the Meter | Net-metered residential rooftop and canopy |  | None | Sunrun Installation Services, Inc. | JCP&L | Accepted | 2020-08-31 | 2020-09-03 | 2021-10-30 | Enphase Energy | IQ7-60-x-US (240V) | Inverters | 240 |  | 10 |  |  | 0.96 |  | Outdoor | Rooftop
NJSTRE1545523903 |  | Transition Incentive Program | Belleville | 7109 | 9 | 7.7 | Residential | Yes | Behind the Meter | Net-metered residential rooftop and canopy |  | None | Pro Custom Solar dba Momentum Solar | PSE&G | Accepted | 2020-08-31 | 2020-09-03 | 2021-10-30 | Enphase | IQ7Plus-72-2-US | Inverters | 290 |  | 22 |  |  | 0.97 |  | Outdoor | Roof
NJSTRE1545525176 |  | Transition Incentive Program | South Brunswick | 8824 | 11 | 7.04 | Residential | Yes | Behind the Meter | Net-metered residential rooftop and canopy |  | None | Vision Solar LLC | PSE&G | Accepted | 2020-09-01 | 2020-09-03 | 2021-10-30 | ENPHASE | IQ7-60-2-US | Inverters | 0.24 |  | 21 |  |  | 0.96 |  | Other | BEHIND EACH PANEL
NJSTRE1545525246 |  | Transition Incentive Program | MORRISTOWN | 7960 | 3 | 3.25 | Residential | Yes | Behind the Meter | Net-metered residential rooftop and canopy |  | None | Vivint Solar Developer, LLC | PSE&G | Accepted | 2020-09-03 | 2020-09-03 | 2021-10-30 | Solar Edge | SE3800H-US | Inverters | 3800 |  | 1 |  |  | 0.992 |  | Outdoor | Near the Utility Meter
NJSTRE1545526513 |  | Transition Incentive Program | Stockton | 8559 | 4 | 6.4 | Residential | No | Behind the Meter | Net-metered residential rooftop and canopy |  | None | Green Power Energy | JCP&L | Accepted | 2020-09-01 | 2020-09-03 | 2021-10-30 | SolarEdge | SE6000H-US | Inverters | 6000 |  | 1 |  |  | 0.97 |  | Outside | next to meter
NJSTRE1545526526 |  | Transition Incentive Program | Oaklyn | 8107 | 14 | 6.37 | Residential | Yes | Behind the Meter | Net-metered residential rooftop and canopy |  | None | Trinity Solar | PSE&G | Accepted | 2020-09-01 | 2020-09-03 | 2021-10-30 | Solar Edge | SE5000H-US | Inverters | 5000 |  | 1 |  |  | 0.97 |  | Outside | side of home
NJSTRE1545526555 |  | Transition Incentive Program | Ewing Twp | 8628 | 12 | 18.29 | Residential | Yes | Behind the Meter | Net-metered residential rooftop and canopy |  | None | Bright Planet Solar | PSE&G | Accepted | 2020-09-01 | 2020-09-03 | 2021-10-30 | SOLAR EDGE | SE11400H-USRGM | Inverters | 11400 |  | 1 |  |  | 0.98 |  | Outdoor | OUTSIDE
NJSTRE1545526733 |  | Transition Incentive Program | Manchester | 8759 | 18 | 5.23 | Residential | Yes | Behind the Meter | Net-metered residential rooftop and canopy |  | None | GenRenew, LLC | JCP&L | Accepted | 2020-09-08 | 2020-09-08 | 2021-10-30 | Sunpower | MI-E-320-US208/240 | Inverters | 320 |  | 16 |  |  | 0.96 |  | Outdoor | microinverters under modules
NJSTRE1545526826 |  | Transition Incentive Program | galloway | 8205 | 19 | 6.4 | Residential | No | Behind the Meter | Net-metered residential rooftop and canopy |  | None | Orbit Energy & Power, LLC | AC Electric | Accepted | 2020-09-01 | 2020-09-04 | 2021-10-30 | enphase | iq7-60-2-us | Inverters | 0.24 |  | 20 |  |  | 0.99 |  | Other | behind panels
NJSTRE1545383011 | NJSRRE1542407147 | Transition Incentive Program | Manasquan | 8736 | 17 | 7.56 | Residential | Yes | Behind the Meter | Net-metered residential rooftop and canopy |  | None | Suntuity Solar LLC | JCP&L | Accepted | 2019-09-14 | 2019-09-17 | 2021-10-30 | Yingli Green Energy | YL315D-30b | Solar Panels |  | 0.315 | 10 | 130 | 26 |  | Fixed | Roof
NJSTRE1545383016 | NJSRRE1541861823 | Transition Incentive Program | PlainField | 7063 | 10 | 6.3 | Residential | Yes | Behind the Meter | Net-metered residential rooftop and canopy |  | None | Vivint Solar Developer, LLC | PSE&G | Accepted | 2019-08-20 | 2019-08-23 | 2021-10-30 | Hanwha | Q.PEAK DUO BLK-G5 315w | Solar Panels |  | 0.315 | 20 | 148 | 40 |  | Fixed | Roof
NJSTRE1545383018 | NJSRRE1542054008 | Transition Incentive Program | Metuchen | 8840 | 11 | 9.45 | Residential | No | Behind the Meter | Net-metered residential rooftop and canopy |  | None | New Jersey Clean Energy Solutions | PSE&G | Accepted |  | 2019-09-05 | 2021-10-30 | Hanwha | Q-Peak Duo Blk-G5 | Solar Panels |  | 0.315 | 2 | 174 | 25 |  | Fixed | Roof | House
NJSTRE1545383023 | NJSRRE1542381842 | Transition Incentive Program | Wayne | 7470 | 6 | 8.83 | Residential | Yes | Behind the Meter | Net-metered residential rooftop and canopy |  | None | Vision Solar LLC | PSE&G | Accepted | 2019-09-11 | 2019-09-12 | 2021-10-30 | sunpower | e20-327-e-ac | Solar Panels |  | 0.327 | 12 | 273 | 20 |  | Fixed | Roof
NJSTRE1545383026 | NJSRRE1543155631 | Transition Incentive Program | NEWARK | 7112 | 9 | 3.15 | Residential | Yes | Behind the Meter | Net-metered residential rooftop and canopy |  | None | Vivint Solar Developer, LLC | PSE&G | Accepted | 2019-11-13 | 2019-11-15 | 2021-10-30 | Hanwha Solar | Q.PEAK BLK-G5 315 | Solar Panels |  | 0.315 | 10 | 126 | 27 |  | Fixed | Roof
NJSTRE1545383033 | NJSRRE1542886236 | Transition Incentive Program | Barnegat Township | 8005 | 18 | 12.54 | Residential | No | Behind the Meter | Behind the Meter |  | None | Sunrun Installation Services, Inc. | PSE&G | Eligible for TI Program | 2019-11-01 | 2019-11-05 | 2021-10-30 | LG Electronics | LG330N1C-A5 | Solar Panels |  | 0.33 | 26 | 239 | 27 |  | Fixed | Roof
NJSTRE1545383042 | NJSRRE1542884168 | Transition Incentive Program | Clifton | 7011 | 6 | 18.9 | Residential | Yes | Behind the Meter | Net-metered residential rooftop and canopy |  | None | Vivint Solar Developer, LLC | PSE&G | Accepted | 2019-12-04 | 2019-12-04 | 2021-10-30 | HANWHA SOLAR | Q.PEAK BLK-G5 315 | Solar Panels |  | 0.315 | 37 | 257 | 39 |  | Fixed | Roof
NJSTRE1545383051 | NJSRRE1543067459 | Transition Incentive Program | Roselle | 7203 | 10 | 6.9 | Residential | Yes | Behind the Meter | Behind the Meter |  | None | Pro Custom Solar dba Momentum Solar | PSE&G | Eligible for TI Program | 2019-11-12 | 2019-11-14 | 2021-10-30 | LG Electronics | LG 345N1C-V5 | Solar Panels |  | 0.345 | 16 | 170 | 40 |  | Fixed | Roof
NJSTRE1545383057 | NJSRRE1542433916 | Transition Incentive Program | Paterson | 7504 | 6 | 11.12 | Residential | No | Behind the Meter | Behind the Meter |  | None | Fusion Solar Energy LLC | PSE&G | Eligible for TI Program | 2019-09-25 | 2019-09-27 | 2021-10-30 | SunPower | SunPower 327 blk e ac | Solar Panels |  | 0.327 | 34 | North | 0.3 |  | Fixed | Roof
NJSTRE1545383068 | NJSRRE1542684317 | Transition Incentive Program | JAMESBURG | 8831 | 11 | 7.56 | Residential | Yes | Behind the Meter | Net-metered residential rooftop and canopy |  | None | Vivint Solar Developer, LLC | JCP&L | Accepted | 2019-10-28 | 2019-10-30 | 2021-10-30 | Hanwha | Q.PEAK BLK-G5 315 | Solar Panels |  | 0.315 | 4 | 30 | 12 |  | Fixed | Roof
NJSTRE1545383079 | NJSRRE1542582633 | Transition Incentive Program | Elmwood Park | 7407 | 7 | 3.35 | Residential | Yes | Behind the Meter | Behind the Meter |  | None | Pro Custom Solar dba Momentum Solar | PSE&G | Eligible for TI Program | 2019-10-24 | 2019-10-28 | 2021-10-30 | LG Electronics | LG 335N1C-V5 | Solar Panels |  | 0.335 | 10 | 160 | 13 |  | Fixed | Roof
NJSTRE1545526572 |  | Transition Incentive Program | Colts Neck | 7722 | 17 | 18.87 | Residential | No | Behind the Meter | Net-metered residential rooftop and canopy |  | None | Green Sun Energy Services, LLC | JCP&L | Accepted | 2020-09-01 | 2020-09-03 | 2021-10-30 | SolarEdge | SE7600H-US000NC2 | Inverters | 7600 |  | 2 |  |  | 0.99 |  | Outdoor | Outdoors on barn structures wall
NJSTRE1545382573 | NJSRRE1541938485 | Transition Incentive Program | Bayville | 8721 | 18 | 20.59 | Residential | Yes | Behind the Meter | Behind the Meter |  | None | Sunrun Installation Services, Inc. | JCP&L | Eligible for TI Program | 2019-08-29 | 2019-09-04 | 2021-10-30 | REC Solar | REC290TP2 BLK | Solar Panels |  | 0.29 | 12 | 84 | 23 |  | Fixed | Roof
NJSTRE1545476276 |  | Transition Incentive Program | BAYONNE | 7002 | 8 | 3.4 | Residential | Yes | Behind the Meter | Net-metered residential rooftop and canopy |  | None | Trinity Solar | PSE&G | Accepted | 2020-08-18 | 2020-08-21 | 2021-10-30 | Solar Edge | SE3000H-US000BNC4 | Inverters | 3000 |  | 1 |  |  | 0.97 |  | Outdoor | side of home
NJSTRE1545476402 |  | Transition Incentive Program | Keansburg | 7734 | 17 | 14.04 | Residential | No | Behind the Meter | Net-metered residential rooftop and canopy |  | None | Bright Planet Solar | JCP&L | Accepted | 2020-08-18 | 2020-08-21 | 2021-10-30 | SOLAR EDGE | SE11400H-USRGM | Inverters | 11400 |  | 1 |  |  | 0.98 |  | Outdoor | OUTSIDE
NJSTRE1545478105 |  | Transition Incentive Program | Somerset | 8873 | 5 | 18.02 | Residential | No | Behind the Meter | Net-metered residential rooftop and canopy |  | None | Trinity Solar | PSE&G | Accepted | 2020-08-19 | 2020-08-21 | 2021-10-30 | SOLAR EDGE | SE10000H-US | Inverters | 10000 |  | 1 |  |  | 0.97 |  | Outdoor | SIDE OF HOME
NJSTRE1545478134 |  | Transition Incentive Program | BAYONNE | 7002 | 8 | 2.04 | Residential | Yes | Behind the Meter | Net-metered residential rooftop and canopy |  | None | Trinity Solar | PSE&G | Accepted | 2020-08-19 | 2020-08-21 | 2021-10-30 | ENPHASE | IQ7PLUS-72-2-US | Inverters | 290 |  | 6 |  |  | 0.96 |  | Outdoor | under panels
NJSTRE1545478264 |  | Transition Incentive Program | NEPTUNE | 7753 | 17 | 7.02 | Residential | No | Behind the Meter | Net-metered residential rooftop and canopy |  | None | Sunrun Installation Services, Inc. | JCP&L | Accepted | 2020-08-19 | 2020-08-21 | 2021-10-30 | Enphase Energy | IQ7-60-x-US | Inverters | 240 |  | 23 |  |  | 0.99 |  | Outdoor | Roof
NJSTRE1545478258 |  | Transition Incentive Program | Penns Grove | 8069 | 16 | 10.2 | Residential | No | Behind the Meter | Net-metered residential rooftop and canopy |  | None | Trinity Solar | AC Electric | Accepted | 2020-08-27 | 2020-08-27 | 2021-10-30 | Solar Edge | SE7600H-US | Inverters | 7600 |  | 1 |  |  | 0.97 |  | Outside | side of home
NJSTRE1545478459 |  | Transition Incentive Program | Lakewood | 8701 | 18 | 11.2 | Residential | No | Behind the Meter | Net-metered residential rooftop and canopy |  | None | Green Revoluton Solar | JCP&L | Accepted | 2020-08-19 | 2020-08-24 | 2021-10-30 | Solaredge | SE10000H-US | Inverters | 10000 |  | 1 |  |  | 0.99 |  | Outdoor | near the utility meter
NJSTRE1545478481 |  | Transition Incentive Program | Franklin | 8873 | 5 | 10.08 | Residential | No | Behind the Meter | Net-metered residential rooftop and canopy |  | None | Public Service Solar | PSE&G | Accepted | 2020-08-19 | 2020-08-21 | 2021-10-30 | Enphase | IQ7+ | Inverters | 0.29 |  | 28 |  |  | 0.96 |  | Outside | Under panels
NJSTRE1545478471 |  | Transition Incentive Program | WENONAH | 8090 | 15 | 4.69 | Residential | Yes | Behind the Meter | Net-metered residential rooftop and canopy |  | None | Trinity Solar | AC Electric | Accepted | 2020-08-19 | 2020-08-21 | 2021-10-30 | Solar Edge | SE3800H-US000BNC4 | Inverters | 3800 |  | 1 |  |  | 0.97 |  | Outdoor | side of home
NJSTRE1545478527 |  | Transition Incentive Program | Garfield | 7026 | 7 | 7.36 | Residential | Yes | Behind the Meter | Net-metered residential rooftop and canopy |  | None | Trinity Solar | PSE&G | Accepted | 2020-08-19 | 2020-08-21 | 2021-10-30 | Solar Edge | SE6000H-US | Inverters | 6000 |  | 1 |  |  | 0.97 |  | Outside | side of home
NJSTRE1545478518 |  | Transition Incentive Program | Cedarville | 8311 | 20 | 6.83 | Residential | Yes | Behind the Meter | Net-metered residential rooftop and canopy |  | None | SunnyMac LLC | AC Electric | Accepted | 2020-08-19 | 2020-08-21 | 2021-10-30 | Solaredge | SE6000H-US | Inverters | 6000 |  | 1 |  |  | 0.99 |  | Outdoor | Next to meter
NJSTRE1545478590 |  | Transition Incentive Program | SADDLE BROOK | 7663 | 7 | 4.88 | Residential | Yes | Behind the Meter | Net-metered residential rooftop and canopy |  | None | Vivint Solar Developer, LLC | PSE&G | Accepted | 2020-08-20 | 2020-08-21 | 2021-10-30 | SolarEdge | SE7600H-US | Inverters | 7600 |  | 1 |  |  | 0.992 |  | Outdoor | Near the Utility Meter
NJSTRE1545526306 |  | Transition Incentive Program | Trenton City | 8611 | 12 | 4.03 | Residential | Yes | Behind the Meter | Net-metered residential rooftop and canopy |  | None | Bright Planet Solar | PSE&G | Accepted | 2020-09-01 | 2020-09-03 | 2021-10-30 | SOLAR EDGE | SE3800H-USRGM | Inverters | 3800 |  | 1 |  |  | 0.98 |  | Outdoor | OUTSIDE
NJSTRE1545526472 |  | Transition Incentive Program | Livingston | 7039 | 9 | 10.44 | Residential | No | Behind the Meter | Net-metered residential rooftop and canopy |  | None | Skyline Solar LLC | PSE&G | Accepted | 2020-09-01 | 2020-09-03 | 2021-10-30 | Enphase | IQ7+ | Inverters | 290 |  | 29 |  |  | 0.99 |  | Outside | under panels
NJSTRE1545526565 |  | Transition Incentive Program | Eatontown | 7724 | 17 | 8.75 | Residential | Yes | Behind the Meter | Net-metered residential rooftop and canopy |  | None | Pro Custom Solar dba Momentum Solar | JCP&L | Accepted | 2020-09-01 | 2020-09-03 | 2021-10-30 | Enphase | IQ7PLUS-72-2-US | Inverters | 290 |  | 25 |  |  | 0.97 |  | Outdoor | Roof
NJSTRE1545526624 |  | Transition Incentive Program | Lakewood | 8701 | 18 | 11.84 | Residential | No | Behind the Meter | Net-metered residential rooftop and canopy |  | None | Green Revoluton Solar | JCP&L | Final As-Built Received | 2020-09-07 | 2020-09-15 | 2021-10-30 | SMA | SB5.0-1 SP-US-41 | Inverters | 5000 |  | 2 |  |  | 0.97 |  | Outdoor | near the meter
NJSTRE1545526780 |  | Transition Incentive Program | TOMS RIVER | 8757 | 18 | 7.82 | Residential | Yes | Behind the Meter | Net-metered residential rooftop and canopy |  | None | Trinity Solar | JCP&L | Accepted | 2020-09-01 | 2020-09-03 | 2021-10-30 | Solar Edge | SE6000H-US000BNC4 | Inverters | 6000 |  | 1 |  |  | 0.97 |  | Outdoor | side of home
NJSTRE1545528747 |  | Transition Incentive Program | TOTOWA | 7512 | 6 | 5.67 | Residential | Yes | Behind the Meter | Net-metered residential rooftop and canopy |  | None | Suntuity Solar LLC | PSE&G | Accepted | 2020-09-02 | 2020-09-04 | 2021-10-30 | Enphase Energy | IQ7-60-2-US | Inverters | 240 |  | 18 |  |  | 0.97 |  | Outdoor | Behind the PV Modules
NJSTRE1545528785 |  | Transition Incentive Program | Cape May | 8204 | 21 | 10.2 | Residential | Yes | Behind the Meter | Net-metered residential rooftop and canopy |  | None | Trinity Solar | AC Electric | Accepted | 2020-09-02 | 2020-09-04 | 2021-10-30 | Solar Edge | SE7600 | Inverters | 7600 |  | 1 |  |  | 0.97 |  | Outside | side of home
NJSTRE1545528801 |  | Transition Incentive Program | Matawan | 8857 | 11 | 8.38 | Residential | Yes | Behind the Meter | Net-metered residential rooftop and canopy |  | None | Vision Solar LLC | JCP&L | Accepted | 2020-09-02 | 2020-09-08 | 2021-10-30 | ENPHASE | IQ7-60-2-US | Inverters | 0.24 |  | 25 |  |  | 0.96 |  | Other | BEHIND EACH PANEL
NJSTRE1545528839 |  | Transition Incentive Program | Paterson | 7513 | 6 | 3.74 | Residential | Yes | Behind the Meter | Net-metered residential rooftop and canopy |  | None | Trinity Solar | PSE&G | Accepted | 2020-09-02 | 2020-09-04 | 2021-10-30 | solar edge | SE3000H-US | Inverters | 3000 |  | 1 |  |  | 0.97 |  | Outdoor | SIDE OF HOME
NJSTRE1545528894 |  | Transition Incentive Program | Hammonton | 8037 | 19 | 7.82 | Residential | Yes | Behind the Meter | Net-metered residential rooftop and canopy |  | None | Vision Solar LLC | AC Electric | Accepted | 2020-09-02 | 2020-09-04 | 2021-10-30 | ENPHASE | IQ7-60-2-US | Inverters | 0.24 |  | 23 |  |  | 0.96 |  | Other | BEHIND EACH PANEL
NJSTRE1545383044 | NJSRRE1542428567 | Transition Incentive Program | Pleasantville | 8232 | 19 | 6.3 | Residential | Yes | Behind the Meter | Behind the Meter |  | None | Pro Custom Solar dba Momentum Solar | AC Electric | Eligible for TI Program | 2019-09-23 | 2019-09-25 | 2021-10-30 | HANWHA | Q.PEAK DUO BLK-G5 315 | Solar Panels |  | 0.315 | 20 | 120 | 0.97 |  | Fixed | Roof
NJSTRE1545383045 | NJSRRE1542541649 | Transition Incentive Program | Ridgefield Park | 7660 | 7 | 4.83 | Residential | Yes | Behind the Meter | Behind the Meter |  | None | Pro Custom Solar dba Momentum Solar | PSE&G | Eligible for TI Program | 2019-10-14 | 2019-11-21 | 2021-10-30 | LG Electronics | LG 345N1C-V5 | Solar Panels |  | 0.345 | 14 | 120 | 40 |  | Fixed | Roof
NJSTRE1545383049 | NJSRRE1542702731 | Transition Incentive Program | Pennsauken TWP | 8110 | 14 | 3.41 | Residential | No | Behind the Meter | Behind the Meter |  | None | 1st Light Energy Inc | PSE&G | Eligible for TI Program | 2019-10-29 | 2019-10-31 | 2021-10-30 | Longi | LR6-60HPB-310M | Solar Panels |  | 0.31 | 11 | 133 | 36 |  | Fixed | Roof
NJSTRE1545383063 | NJSRRE1542556306 | Transition Incentive Program | Cedar Run | 8092 | 18 | 5.64 | Non Profit | Yes | Behind the Meter | Behind the Meter |  | None | Spectrum Energy, Inc. | AC Electric | Eligible for TI Program | 2019-10-23 | 2019-10-24 | 2021-10-30 | Trina | TSM-245PA05 | Solar Panels |  | 0.245 | 23 | 203 | 33 |  | Fixed | Roof
NJSTRE1545383064 | NJSRRE1542581728 | Transition Incentive Program | Plainfield | 7062 | 10 | 6.93 | Residential | No | Behind the Meter | Behind the Meter |  | None | Trinity Solar | PSE&G | Eligible for TI Program | 2019-10-24 | 2019-10-28 | 2021-10-30 | Hanwha 315 | Q.PEAK DUO BLK-G5 315 | Solar Panels |  | 0.315 | 5 | 127 | 30 |  | Fixed | Roof | garage
NJSTRE1545383065 | NJSRRE1543067404 | Transition Incentive Program | South Plainfield | 7080 | 11 | 8.19 | Residential | Yes | Behind the Meter | Behind the Meter |  | None | Trinity Solar | PSE&G | Eligible for TI Program | 2019-11-12 | 2019-11-14 | 2021-10-30 | HANWHA | Q.PEAK DUO BLK-G5 315 | Solar Panels |  | 0.315 | 26 | 217 | 23 |  | Fixed | Roof
NJSTRE1545526903 |  | Transition Incentive Program | Flemington | 8822 | 4 | 7.02 | Residential | Yes | Behind the Meter | Net-metered residential rooftop and canopy |  | None | Sunrun Installation Services, Inc. | JCP&L | Accepted | 2020-09-02 | 2020-09-04 | 2021-10-30 | Enphase Energy | IQ7-60-x-US (240V) | Inverters | 240 |  | 23 |  |  | 0.96 |  | Outdoor | Rooftop
NJSTRE1545526900 |  | Transition Incentive Program | Woolwich | 8085 | 15 | 10.54 | Residential | No | Behind the Meter | Net-metered residential rooftop and canopy |  | None | NJ Solar Power, LLC | AC Electric | Accepted | 2020-09-01 | 2020-09-03 | 2021-10-30 | solaredge | SE10000H-US | Inverters | 10000 |  | 1 |  |  | 0.99 |  | Outdoor | garage
NJSTRE1545526924 |  | Transition Incentive Program | Little Egg Harbor | 8087 | 18 | 8.32 | Residential | No | Behind the Meter | Net-metered residential rooftop and canopy |  | None | Exact Solar | AC Electric | Accepted | 2020-09-01 | 2020-09-03 | 2021-10-30 | Enphase | JKM320M-60HBL | Inverters | 240 |  | 26 |  |  | 0.97 |  | Outdoor | under panels
NJSTRE1545527076 |  | Transition Incentive Program | BURLINGTON | 8016 | 13 | 4.55 | Residential | Yes | Behind the Meter | Net-metered residential rooftop and canopy |  | None | Vivint Solar Developer, LLC | PSE&G | Accepted | 2020-09-03 | 2020-09-04 | 2021-10-30 | Solar Edge | SE3800H-US | Inverters | 3800 |  | 1 |  |  | 0.992 |  | Outdoor | Near the Utility Meter
NJSTRE1545527086 |  | Transition Incentive Program | Roselle | 7203 | 10 | 3.66 | Residential | Yes | Behind the Meter | Net-metered residential rooftop and canopy |  | None | Sunrun Installation Services, Inc. | PSE&G | Accepted | 2020-09-01 | 2020-09-04 | 2021-10-30 | Enphase Energy | IQ7-60-x-US (240V) | Inverters | 240 |  | 12 |  |  | 0.96 |  | Outdoor | Rooftop
NJSTRE1545543472 |  | Transition Incentive Program | Morganville | 7751 | 17 | 22 | Residential | No | Behind the Meter | Net-metered residential rooftop and canopy |  | None | Green Power energy | JCP&L | Accepted | 2020-09-02 | 2020-09-04 | 2021-10-30 | Enphase Energy | IQ7PLUS-72-2-US | Inverters | 290 |  | 55 |  |  | 0.975 |  | Outside | next to meter
NJSTRE1545544171 |  | Transition Incentive Program | WEST DEPTFORD | 8096 | 15 | 9.43 | Residential | Yes | Behind the Meter | Net-metered residential rooftop and canopy |  | None | Vivint Solar Developer, LLC | PSE&G | Accepted | 2020-09-09 | 2020-09-09 | 2021-10-30 | Solar Edge | SE7600H-US | Inverters | 7600 |  | 1 |  |  | 0.992 |  | Outdoor | Near the Utility Meter
NJSTRE1545544221 |  | Transition Incentive Program | Colonia | 7067 | 10 | 7.26 | Residential | No | Behind the Meter | Net-metered residential rooftop and canopy |  | None | Posigen NJ LLC | PSE&G | Accepted | 2020-09-02 | 2020-09-08 | 2021-10-30 | SolarEdge | SE10000H-US | Inverters | 10000 |  | 1 |  |  | 0.99 |  | Outside | within ten feet of meter
NJSTRE1545544324 |  | Transition Incentive Program | Plainfield | 7060 | 10 | 3.9 | Residential | Yes | Behind the Meter | Net-metered residential rooftop and canopy |  | None | Vivint Solar Developer, LLC | PSE&G | Accepted | 2020-09-09 | 2020-09-11 | 2021-10-30 | Solar Edge | SE3800H-US | Inverters | 3800 |  | 1 |  |  | 0.992 |  | Outdoor | Near the Utility Meter
NJSTRE1545545194 |  | Transition Incentive Program | Florence TWP | 8518 | 13 | 8.16 | Residential | No | Behind the Meter | Net-metered residential rooftop and canopy |  | None | Tesla Energy Operations Inc. | PSE&G | Accepted | 2020-09-02 | 2020-09-08 | 2021-10-30 | SolarEdge Technologies | SE7600H-US [240V] | Inverters | 7600 |  | 1 |  |  | 0.99 |  | Outside | Outside
NJSTRE1545525228 |  | Transition Incentive Program | Willingboro | 8046 | 13 | 8 | Residential | No | Behind the Meter | Net-metered residential rooftop and canopy |  | None | Orbit Energy & Power, LLC | AC Electric | Accepted | 2020-09-01 | 2020-09-03 | 2021-10-30 | enphase | iq7-60-2-us | Inverters | 0.24 |  | 25 |  |  | 0.96 |  | Other | behind panels
NJSTRE1545526535 |  | Transition Incentive Program | Glen Ridge Boro | 7028 | 9 | 3.41 | Residential | Yes | Behind the Meter | Net-metered residential rooftop and canopy |  | None | Bright Planet Solar | PSE&G | Accepted | 2020-09-01 | 2020-09-03 | 2021-10-30 | SOLAR EDGE | SE3000H-USRGM | Inverters | 3000 |  | 1 |  |  | 0.98 |  | Outdoor | OUTSIDE
NJSTRE1545526563 |  | Transition Incentive Program | Pleasantville | 8232 | 19 | 7.82 | Residential | Yes | Behind the Meter | Net-metered residential rooftop and canopy |  | None | Castle Energy, LLC | AC Electric | Accepted | 2020-09-01 | 2020-09-03 | 2021-10-30 | Enphase Energy | IQ7-60-2-US | Inverters | 240 |  | 23 |  |  | 0.967 |  | Outdoor | on the rooftop under each solar panel
NJSTRE1545526608 |  | Transition Incentive Program | West orange | 7052 | 9 | 2.38 | Residential | Yes | Behind the Meter | Net-metered residential rooftop and canopy |  | None | Trinity Solar | PSE&G | Accepted | 2020-09-01 | 2020-09-04 | 2021-10-30 | Enphase | IQ7PLUS-72-2-US | Inverters | 290 |  | 1 |  |  | 0.96 |  | Outside | side of home
NJSTRE1545526653 |  | Transition Incentive Program | Elizabeth | 7208 | 10 | 4.2 | Residential | Yes | Behind the Meter | Net-metered residential rooftop and canopy |  | None | Pro Custom Solar dba Momentum Solar | PSE&G | Accepted | 2020-09-01 | 2020-09-03 | 2021-10-30 | Enphase | IQ7PLUS-72-2-US | Inverters | 290 |  | 12 |  |  | 0.97 |  | Outdoor | Roof
NJSTRE1545526912 |  | Transition Incentive Program | Randolph | 7869 | 3 | 21.08 | Residential | Yes | Behind the Meter | Net-metered residential rooftop and canopy |  | None | Tesla Energy Operations Inc. | JCP&L | Accepted | 2020-09-01 | 2020-09-04 | 2021-10-30 | SolarEdge Technologies | SE7600H-US [240V] | Inverters | 7600 |  | 1 |  |  | 0.99 |  | Outside | Outside
NJSTRE1545526922 |  | Transition Incentive Program | Matawan | 7747 | 17 | 8.97 | Residential | Yes | Behind the Meter | Net-metered residential rooftop and canopy |  | None | Sunrun Installation Services, Inc. | JCP&L | Accepted | 2020-09-01 | 2020-09-03 | 2021-10-30 | Enphase Energy | IQ7PLUS-72-x-US (240V) | Inverters | 290 |  | 26 |  |  | 0.96 |  | Outdoor | Rooftop
NJSTRE1545528783 |  | Transition Incentive Program | Chatham | 7928 | 3 | 11.16 | Residential | No | Behind the Meter | Net-metered residential rooftop and canopy |  | None | Whitman Construction, LLC | JCP&L | Accepted | 2020-09-02 | 2020-09-04 | 2021-10-30 | enphase energy | IQ7plus-72-2-US | Inverters | 240 |  | 31 |  |  | 0.975 |  | Outdoor | microinverters located under modules
NJSTRE1545528838 |  | Transition Incentive Program | RED BANK | 7701 | 17 | 7.15 | Residential | Yes | Behind the Meter | Net-metered residential rooftop and canopy |  | None | Vivint Solar Developer, LLC | JCP&L | Accepted | 2020-09-08 | 2020-09-09 | 2021-10-30 | Solar Edge | SE7600H-US | Inverters | 7600 |  | 1 |  |  | 0.992 |  | Outdoor | Near the Utility Meter
NJSTRE1545528842 |  | Transition Incentive Program | Brick | 8723 | 18 | 12.73 | Residential | No | Behind the Meter | Net-metered residential rooftop and canopy |  | None | Vantage Home Solar LLC | JCP&L | Accepted | 2020-09-18 | 2020-09-23 | 2021-10-30 | SunPower | SPR-X21-335-BLK-E-AC | Inverters | 320 |  | 38 |  |  | 0.97 |  | Other | Roof mounted AC Modules
NJSTRE1545528959 |  | Transition Incentive Program | Trenton | 8609 | 12 | 55.3 | Commercial | Yes | Behind the Meter | Net-metered non-residential rooftop and canopy |  | None | Geoscape Solar | PSE&G | Accepted | 2020-09-03 | 2020-09-08 | 2021-10-30 | SolarEdge | SE43.2k-US | Inverters | 43200 |  | 1 |  |  | 0.98 |  | Outside | adj. to utility meter
NJSTRE1545544149 |  | Transition Incentive Program | Pleasantville | 8232 | 19 | 2.72 | Residential | No | Behind the Meter | Net-metered residential rooftop and canopy |  | None | Castle Energy, LLC | AC Electric | Accepted | 2020-09-02 | 2020-09-04 | 2021-10-30 | Enphase Energy | IQ7-60-2-US | Inverters | 240 |  | 8 |  |  | 0.967 |  | Outdoor | on the rooftop under each solar panel
NJSTRE1545526623 |  | Transition Incentive Program | Burlington | 8016 | 13 | 5.7 | Residential | No | Behind the Meter | Net-metered residential rooftop and canopy |  | None | Ad Energy | PSE&G | Accepted | 2020-09-01 | 2020-09-03 | 2021-10-30 | Enphase Energy | IQ7XS-96-ACM-US | Inverters | 315 |  | 1 |  |  | 0.975 |  | Outdoor | At each panel
NJSTRE1545526636 |  | Transition Incentive Program | Millstone | 8535 | 17 | 17 | Residential | Yes | Behind the Meter | Net-metered residential rooftop and canopy |  | None | Trinity Solar | JCP&L | Accepted | 2020-09-01 | 2020-09-03 | 2021-10-30 | Solar Edge | SE6000H-US | Inverters | 6000 |  | 1 |  |  | 0.97 |  | Outside | back of home
NJSTRE1545526753 |  | Transition Incentive Program | BROWNS MILLS | 8015 | 13 | 5.44 | Residential | Yes | Behind the Meter | Net-metered residential rooftop and canopy |  | None | Trinity Solar | JCP&L | Accepted | 2020-09-01 | 2020-09-03 | 2021-10-30 | Solar Edge | SE5000H-US000BNC4 | Inverters | 5000 |  | 1 |  |  | 0.97 |  | Outdoor | side of home
NJSTRE1545526867 |  | Transition Incentive Program | Forked River | 8731 | 18 | 10.14 | Residential | Yes | Behind the Meter | Net-metered residential rooftop and canopy |  | None | Seabright Solar | JCP&L | Accepted | 2020-09-02 | 2020-09-04 | 2021-10-30 | Sunpower | SPR-E20-327 | Inverters | 0.32 |  | 31 |  |  | 0.99 |  | Outside | Roof
NJSTRE1545528744 |  | Transition Incentive Program | WILLIAMSTOWN | 8094 | 15 | 16.07 | Residential | Yes | Behind the Meter | Net-metered residential rooftop and canopy |  | None | Suntuity Solar LLC | AC Electric | Accepted | 2020-09-02 | 2020-09-04 | 2021-10-30 | Enphase Energy | IQ7-60-2-US | Inverters | 240 |  | 51 |  |  | 0.97 |  | Outdoor | Behind the PV Modules
NJSTRE1545528847 |  | Transition Incentive Program | Mount Laurel | 8054 | 13 | 18.7 | Residential | Yes | Behind the Meter | Net-metered residential rooftop and canopy |  | None | Trinity Solar | PSE&G | Accepted | 2020-09-02 | 2020-09-04 | 2021-10-30 | Solar Edge | SE10000 | Inverters | 10000 |  | 1 |  |  | 0.97 |  | Outside | side of home
NJSTRE1545528863 |  | Transition Incentive Program | Millville | 8332 | 20 | 8.38 | Residential | Yes | Behind the Meter | Net-metered residential rooftop and canopy |  | None | Trinity Solar | AC Electric | Accepted | 2020-09-02 | 2020-09-04 | 2021-10-30 | Solar Edge | SE7600 | Inverters | 7600 |  | 1 |  |  | 0.97 |  | Outside | side of home
NJSTRE1545528954 |  | Transition Incentive Program | Hamilton | 8610 | 12 | 6.65 | Residential | Yes | Behind the Meter | Net-metered residential rooftop and canopy |  | None | Pro Custom Solar dba Momentum Solar | PSE&G | Accepted | 2020-09-02 | 2020-09-04 | 2021-10-30 | Enphase | IQ7Plus-72-2-US | Inverters | 290 |  | 19 |  |  | 0.97 |  | Outdoor | Roof
NJSTRE1545530794 |  | Transition Incentive Program | Carteret | 7008 | 11 | 8.05 | Residential | Yes | Behind the Meter | Net-metered residential rooftop and canopy |  | None | Pro Custom Solar dba Momentum Solar | PSE&G | Accepted | 2020-09-02 | 2020-09-04 | 2021-10-30 | Enphase | IQ7Plus-72-2-US | Inverters | 290 |  | 23 |  |  | 0.97 |  | Outdoor | Roof
NJSTRE1545532695 |  | Transition Incentive Program | Totowa | 7512 | 6 | 271.35 | Commercial | No | Behind the Meter | Net-metered non-residential rooftop and canopy |  | None | IPPsolar Integration LLC | PSE&G | Accepted | 2020-09-03 | 2020-09-04 | 2021-10-30 | SolarEdge | SE 100k US (480 V) | Inverters | 100000 |  | 1 |  |  | 0.985 |  | Outdoor | Outside wall near meter room
NJSTRE1545544241 |  | Transition Incentive Program | Willingboro | 8046 | 13 | 8.05 | Residential | Yes | Behind the Meter | Net-metered residential rooftop and canopy |  | None | Pro Custom Solar dba Momentum Solar | PSE&G | Accepted | 2020-09-02 | 2020-09-08 | 2021-10-30 | Enphase | IQ7Plus-72-2-US | Inverters | 290 |  | 23 |  |  | 0.97 |  | Outdoor | Roof
NJSTRE1545544291 |  | Transition Incentive Program | Willingboro | 8046 | 13 | 5.28 | Residential | No | Behind the Meter | Net-metered residential rooftop and canopy |  | None | Posigen NJ LLC | PSE&G | Accepted | 2020-09-02 | 2020-09-08 | 2021-10-30 | SolarEdge | SE6000H-US | Inverters | 6000 |  | 1 |  |  | 0.99 |  | Outside | within ten feet of meter
NJSTRE1545544318 |  | Transition Incentive Program | Bergenfield | 7621 | 7 | 6.37 | Residential | Yes | Behind the Meter | Net-metered residential rooftop and canopy |  | None | Pro Custom Solar dba Momentum Solar | PSE&G | Accepted | 2020-09-02 | 2020-09-18 | 2021-10-30 | Enphase | IQ7-60-2-US | Inverters | 240 |  | 19 |  |  | 0.97 |  | Outdoor | Roof
NJSTRE1545528741 |  | Transition Incentive Program | ROSELLE PARK | 7204 | 10 | 7.56 | Residential | No | Behind the Meter | Net-metered residential rooftop and canopy |  | None | Suntuity Solar LLC | PSE&G | Accepted | 2020-09-02 | 2020-09-04 | 2021-10-30 | Enphase Energy | IQ7-60-2-US | Inverters | 240 |  | 24 |  |  | 0.97 |  | Outdoor | Behind the PV Modules
NJSTRE1545528746 |  | Transition Incentive Program | SICKLERVILLE | 8081 | 14 | 11.03 | Residential | Yes | Behind the Meter | Net-metered residential rooftop and canopy |  | None | Suntuity Solar LLC | AC Electric | Accepted | 2020-09-02 | 2020-09-04 | 2021-10-30 | Enphase Energy | IQ7-60-2-US | Inverters | 240 |  | 35 |  |  | 0.97 |  | Outdoor | Behind the PV Modules
NJSTRE1545528786 |  | Transition Incentive Program | Toms River | 8755 | 18 | 9.72 | Residential | Yes | Behind the Meter | Net-metered residential rooftop and canopy |  | None | Vision Solar LLC | JCP&L | Accepted | 2020-09-02 | 2020-09-04 | 2021-10-30 | ENPHASE | IQ7-60-2-US | Inverters | 0.24 |  | 29 |  |  | 0.96 |  | Other | BEHIND EACH PANEL
NJSTRE1545528789 |  | Transition Incentive Program | Palisades Park Boro | 7650 | 7 | 7.37 | Residential | No | Behind the Meter | Net-metered residential rooftop and canopy |  | None | GreenPower Energy | PSE&G | Accepted | 2020-09-02 | 2020-09-04 | 2021-10-30 | Enphase Energy | IQ7PLUS-72-2-US | Inverters | 0.29 |  | 22 |  |  | 0.975 |  | Outside | next to meter
NJSTRE1545528792 |  | Transition Incentive Program | Mayslanding | 8330 | 19 | 7.37 | Residential | Yes | Behind the Meter | Net-metered residential rooftop and canopy |  | None | Vision Solar LLC | AC Electric | Accepted | 2020-09-02 | 2020-09-04 | 2021-10-30 | ENPHASE | IQ7-60-2-US | Inverters | 0.24 |  | 22 |  |  | 0.96 |  | Other | BEHIND EACH PANEL
NJSTRE1545528833 |  | Transition Incentive Program | Lambertville | 8530 | 4 | 8.04 | Residential | Yes | Behind the Meter | Net-metered residential ground mount |  | None | Vision Solar LLC | JCP&L | Accepted | 2020-09-02 | 2020-09-04 | 2021-10-30 | ENPHASE | IQ7-60-2-US | Inverters | 0.24 |  | 24 |  |  | 0.96 |  | Other | BEHIND EACH PANEL
NJSTRE1545528847 |  | Transition Incentive Program | Mount Laurel | 8054 | 13 | 18.7 | Residential | Yes | Behind the Meter | Net-metered residential rooftop and canopy |  | None | Trinity Solar | PSE&G | Accepted | 2020-09-02 | 2020-09-04 | 2021-10-30 | Solar Edge | SE5000 | Inverters | 5000 |  | 1 |  |  | 0.97 |  | Outside | side of home
NJSTRE1545528854 |  | Transition Incentive Program | Paterson | 7513 | 6 | 3.74 | Residential | Yes | Behind the Meter | Net-metered residential rooftop and canopy |  | None | Trinity Solar | PSE&G | Accepted | 2020-09-02 | 2020-09-04 | 2021-10-30 | SOLAR EDGE | SE3000H-US | Inverters | 3000 |  | 1 |  |  | 0.97 |  | Outside | SIDE OF HOME
NJSTRE1545528880 |  | Transition Incentive Program | Vineland | 8361 | 20 | 10.39 | Residential | Yes | Behind the Meter | Net-metered residential rooftop and canopy |  | None | Vision Solar LLC | Vineland Muni Electric | Accepted | 2020-09-02 | 2020-09-04 | 2021-10-30 | ENPHASE | IQ7-60-2-US | Inverters | 0.24 |  | 31 |  |  | 0.96 |  | Other | BEHIND EACH PANEL
NJSTRE1545536636 |  | Transition Incentive Program | Moonachie | 7074 | 7 | 3.25 | Residential | Yes | Behind the Meter | Net-metered residential rooftop and canopy |  | None | Vivint Solar Developer, LLC | PSE&G | Accepted | 2020-09-08 | 2020-09-09 | 2021-10-30 | Solar Edge | SE3800H-US | Inverters | 3800 |  | 1 |  |  | 0.992 |  | Outdoor | Near the Utility Meter
NJSTRE1545383089 | NJSRRE1542433856 | Transition Incentive Program | Paterson | 7514 | 6 | 9.2 | Residential | Yes | Behind the Meter | Net-metered residential rooftop and canopy |  | None | SunPower Corporation, Systems | PSE&G | Accepted |  | 2019-09-26 | 2021-10-30 | SUNPOWER | SPR-A400-G-AC | Solar Panels |  | 0.4 | 16 | 104 | 18 |  | Fixed | Roof
NJSTRE1545383093 | NJSRRE1542513414 | Transition Incentive Program | West Orange | 7052 | 9 | 5.51 | Residential | Yes | Behind the Meter | Behind the Meter |  | None | Sunrun Installation Services, Inc. | PSE&G | Eligible for TI Program | 2019-10-07 | 2019-10-10 | 2021-10-30 | REC Solar | REC290TP2 BLK | Solar Panels |  | 0.29 | 4 | 184 | 45 |  | Fixed | Roof
NJSTRE1545383094 | NJSRRE1543417334 | Transition Incentive Program | Paulsboro | 8066 | 15 | 9.45 | Residential | Yes | Behind the Meter | Behind the Meter |  | None | Pro Custom Solar dba Momentum Solar | AC Electric | Eligible for TI Program | 2019-11-18 | 2019-11-20 | 2021-10-30 | HANWHA | Q.PEAK DUO BLK-G5 315 | Solar Panels |  | 0.315 | 10 | 115 | 11 |  | Fixed | Roof
NJSTRE1545526590 |  | Transition Incentive Program | Rutherford | 7070 | 7 | 3.35 | Residential | Yes | Behind the Meter | Net-metered residential rooftop and canopy |  | None | Trinity Solar | PSE&G | Accepted | 2020-09-01 | 2020-09-03 | 2021-10-30 | Solar Edge | SE3000H-US | Inverters | 3000 |  | 1 |  |  | 0.97 |  | Outside | side of home
NJSTRE1545526732 |  | Transition Incentive Program | Bergenfield | 7621 | 7 | 4.42 | Residential | Yes | Behind the Meter | Net-metered residential rooftop and canopy |  | None | Trinity Solar | PSE&G | Accepted | 2020-09-01 | 2020-09-03 | 2021-10-30 | Solar Edge | SE3800H-US | Inverters | 3800 |  | 1 |  |  | 0.97 |  | Outside | side of home
NJSTRE1545526744 |  | Transition Incentive Program | West orange | 7052 | 9 | 2.38 | Residential | No | Behind the Meter | Net-metered residential rooftop and canopy |  | None | Trinity Solar | PSE&G | Accepted | 2020-09-01 | 2020-09-04 | 2021-10-30 | Enphase | IQ7PLUS-72-2-US | Inverters | 290 |  | 1 |  |  | 0.96 |  | Outside | side of home
NJSTRE1545526747 |  | Transition Incentive Program | Florence | 8518 | 13 | 7.14 | Residential | Yes | Behind the Meter | Net-metered residential rooftop and canopy |  | None | Trinity Solar | PSE&G | Accepted | 2020-09-01 | 2020-09-03 | 2021-10-30 | Solar Edge | SE6000H-US | Inverters | 6000 |  | 1 |  |  | 0.97 |  | Outside | side of home
NJSTRE1545528743 |  | Transition Incentive Program | HOLMDEL | 7733 | 17 | 13.55 | Residential | No | Behind the Meter | Net-metered residential rooftop and canopy |  | None | Suntuity Solar LLC | JCP&L | Accepted | 2020-09-02 | 2020-09-04 | 2021-10-30 | Enphase Energy | IQ7-60-2-US | Inverters | 240 |  | 43 |  |  | 0.97 |  | Outdoor | Behind the PV Modules
NJSTRE1545528749 |  | Transition Incentive Program | SOMERDALE | 8083 | 14 | 5.99 | Residential | Yes | Behind the Meter | Net-metered residential rooftop and canopy |  | None | Suntuity Solar LLC | PSE&G | Accepted | 2020-09-02 | 2020-09-04 | 2021-10-30 | Enphase Energy | IQ7-60-2-US | Inverters | 240 |  | 19 |  |  | 0.97 |  | Outdoor | Behind the PV Modules
NJSTRE1545528812 |  | Transition Incentive Program | Bridgeton | 8302 | 20 | 11.47 | Residential | No | Behind the Meter | Net-metered residential rooftop and canopy |  | None | Whitman Construction, LLC | AC Electric | Accepted | 2020-09-02 | 2020-09-04 | 2021-10-30 | enphase energy | iq7plus-72-us | Inverters | 240 |  | 31 |  |  | 0.975 |  | Outdoor | microinverters located under modules
NJSTRE1545528822 |  | Transition Incentive Program | Bordentown | 8505 | 13 | 8.84 | Residential | No | Behind the Meter | Net-metered residential rooftop and canopy |  | None | Trinity Solar | PSE&G | Accepted | 2020-09-02 | 2020-09-04 | 2021-10-30 | Solar Edge | SE7600 | Inverters | 7600 |  | 1 |  |  | 0.97 |  | Outside | side of home
NJSTRE1545528927 |  | Transition Incentive Program | Mays Landing | 8330 | 19 | 7.14 | Residential | Yes | Behind the Meter | Net-metered residential rooftop and canopy |  | None | Trinity Solar | AC Electric | Accepted | 2020-09-02 | 2020-09-04 | 2021-10-30 | SOLAR EDGE | SE6000H-US | Inverters | 6000 |  | 1 |  |  | 0.97 |  | Outside | SIDE OF HOME
NJSTRE1545383096 | NJSRRE1542445463 | Transition Incentive Program | HIllside | 7208 | 10 | 2.94 | Residential | No | Behind the Meter | Net-metered residential rooftop and canopy |  | None | Sunpower Capital LLC | PSE&G | Accepted | 2019-09-26 | 2019-09-30 | 2021-10-30 | SUNPOWER | 327W | Solar Panels |  | 0.327 | 9 | 176 | 24 |  | Fixed | Roof
NJSTRE1545383097 | NJSRRE1542463865 | Transition Incentive Program | Beachwood | 8722 | 18 | 16.56 | Residential | Yes | Behind the Meter | Behind the Meter |  | None | Pro Custom Solar dba Momentum Solar | AC Electric | Eligible for TI Program | 2019-09-30 | 2019-10-02 | 2021-10-30 | LG ELECTRONICS | LG 345N1C-V5 | Solar Panels |  | 0.345 | 16 | 225 | 23 |  | Fixed | Roof
NJSTRE1545383103 | NJSRRE1543417535 | Transition Incentive Program | LEONIA | 7605 | 7 | 28 | Residential | No | Behind the Meter | Behind the Meter |  | None | Infinity Solar Systems | PSE&G | Eligible for TI Program | 2019-11-18 | 2019-11-20 | 2021-10-30 | LG | LG350N1C-V5 | Solar Panels |  | 0.35 | 39 | 7 | 10 |  | Fixed | Roof
NJSTRE1545383115 | NJSRRE1543059523 | Transition Incentive Program | Mickleton | 8056 | 15 | 4.1 | Residential | Yes | Behind the Meter | Net-metered residential rooftop and canopy |  | None | Vivint Solar Developer, LLC | AC Electric | Accepted | 2019-11-08 | 2019-11-13 | 2021-10-30 | HANWHA SOLAR | Q.PEAK BLK-G5 315 | Solar Panels |  | 0.315 | 13 | 147 | 23 |  | Fixed | Roof
NJSTRE1545526851 |  | Transition Incentive Program | Highlands | 7732 | 17 | 11.52 | Residential | No | Behind the Meter | Net-metered residential rooftop and canopy |  | None | Public Service Solar | JCP&L | Accepted | 2020-09-02 | 2020-09-04 | 2021-10-30 | Enphase | iQ7+ | Inverters | 0.29 |  | 32 |  |  | 0.96 |  | Outdoor | Roof mounted outdoor under panel
NJSTRE1545526885 |  | Transition Incentive Program | Toms River | 8753 | 18 | 5.89 | Residential | Yes | Behind the Meter | Net-metered residential rooftop and canopy |  | None | Sunrun Installation Services, Inc. | JCP&L | Accepted | 2020-09-02 | 2020-09-04 | 2021-10-30 | Enphase Energy | IQ7-60-x-US (240V) | Inverters | 240 |  | 19 |  |  | 0.96 |  | Outdoor | Rooftop
NJSTRE1545527035 |  | Transition Incentive Program | Sparta | 7871 | 1 | 5.44 | Residential | Yes | Behind the Meter | Net-metered residential rooftop and canopy |  | None | Tesla Energy Operations Inc. | JCP&L | Accepted | 2020-09-01 | 2020-09-03 | 2021-10-30 | SolarEdge Technologies | SE7600H-US [240V] | Inverters | 7600 |  | 1 |  |  | 0.99 |  | Outside | Outside
NJSTRE1545527085 |  | Transition Incentive Program | NORTH PLAINFIELD | 7060 | 10 | 8.78 | Residential | Yes | Behind the Meter | Net-metered residential rooftop and canopy |  | None | Vivint Solar Developer, LLC | PSE&G | Accepted | 2020-09-03 | 2020-09-14 | 2021-10-30 | Solar Edge | SE7600H-US | Inverters | 7600 |  | 1 |  |  | 0.992 |  | Outdoor | Near the Utility Meter
NJSTRE1545528758 |  | Transition Incentive Program | SWEDESBORO | 8085 | 15 | 6.3 | Residential | Yes | Behind the Meter | Net-metered residential rooftop and canopy |  | None | Suntuity Solar LLC | AC Electric | Accepted | 2020-09-02 | 2020-09-04 | 2021-10-30 | Enphase Energy | IQ7-60-2-US | Inverters | 240 |  | 20 |  |  | 0.97 |  | Outdoor | Behind the PV Modules
NJSTRE1545528834 |  | Transition Incentive Program | Sicklerville | 8081 | 14 | 12.24 | Residential | No | Behind the Meter | Net-metered residential rooftop and canopy |  | None | Trinity Solar | AC Electric | Accepted | 2020-09-02 | 2020-09-04 | 2021-10-30 | Solar Edge | SE10000 | Inverters | 10000 |  | 1 |  |  | 0.97 |  | Outside | side of home
NJSTRE1545528867 |  | Transition Incentive Program | Parsippany | 7054 | 3 | 6.18 | Residential | Yes | Behind the Meter | Net-metered residential rooftop and canopy |  | None | Vivint Solar Developer, LLC | JCP&L | Accepted | 2020-09-08 | 2020-09-09 | 2021-10-30 | Solar Edge | SE7600H-US | Inverters | 7600 |  | 1 |  |  | 0.992 |  | Outdoor | Near the Utility Meter
NJSTRE1545528890 |  | Transition Incentive Program | Villas | 8251 | 21 | 11.2 | Residential | No | Behind the Meter | Net-metered residential rooftop and canopy |  | None | Orbit Energy & Power, LLC | AC Electric | Accepted | 2020-09-02 | 2020-09-04 | 2021-10-30 | enphase | iq7-60-2-us | Inverters | 0.24 |  | 35 |  |  | 0.99 |  | Other | behind panels
NJSTRE1545544273 |  | Transition Incentive Program | West Orange TWP | 7052 | 9 | 13.6 | Residential | No | Behind the Meter | Net-metered residential rooftop and canopy |  | None | Tesla Energy Operations Inc. | PSE&G | Accepted | 2020-09-02 | 2020-09-08 | 2021-10-30 | SolarEdge Technologies | SE7600H-US [240V] | Inverters | 7600 |  | 2 |  |  | 0.99 |  | Outside | Outside
NJSTRE1545544124 |  | Transition Incentive Program | Trenton | 8609 | 12 | 155.63 | Commercial | Yes | Behind the Meter | Net-metered non-residential rooftop and canopy |  | None | Geoscape Solar | PSE&G | Accepted | 2020-09-02 | 2020-09-08 | 2021-10-30 | SolarEdge | SE14.4k-US | Inverters | 14400 |  | 2 |  |  | 0.98 |  | Outside | adj. to utility meter
NJSTRE1545544301 |  | Transition Incentive Program | PARLIN | 8859 | 11 | 9.18 | Residential | Yes | Behind the Meter | Net-metered residential rooftop and canopy |  | None | Trinity Solar | JCP&L | Accepted | 2020-09-02 | 2020-09-08 | 2021-10-30 | Solar Edge | SE7600H-US000BNC4 | Inverters | 7600 |  | 1 |  |  | 0.97 |  | Outdoor | side of home
NJSTRE1545544329 |  | Transition Incentive Program | AUDUBON | 8106 | 14 | 7.48 | Residential | Yes | Behind the Meter | Net-metered residential rooftop and canopy |  | None | Trinity Solar | PSE&G | Accepted | 2020-09-02 | 2020-09-04 | 2021-10-30 | Solar Edge | SE6000H-US000BNC4 | Inverters | 6000 |  | 1 |  |  | 0.97 |  | Outdoor | side of home
NJSTRE1545545168 |  | Transition Incentive Program | Port Norris | 8349 | 20 | 15.18 | Residential | Yes | Behind the Meter | Net-metered residential rooftop and canopy |  | None | Pro Custom Solar dba Momentum Solar | AC Electric | Final As-Built Received | 2020-09-02 | 2020-09-18 | 2021-10-30 | Enphase | IQ7Plus-72-2-US | Inverters | 290 |  | 44 |  |  | 0.97 |  | Outdoor | Roof
NJSTRE1545383054 | NJSRRE1542524833 | Transition Incentive Program | Sicklerville | 8081 | 14 | 9.3 | Residential | No | Behind the Meter | Behind the Meter |  | None | Acos Energy, LLC | AC Electric | Eligible for TI Program | 2019-10-10 | 2019-10-14 | 2021-10-30 | Trina | TSM DD05H 05 II 310W | Solar Panels |  | 0.31 | 13 | 167 | 30 |  | Fixed | Roof
NJSTRE1545383055 | NJSRRE1543046385 | Transition Incentive Program | Toms River | 8753 | 18 | 9.14 | Residential | Yes | Behind the Meter | Net-metered residential rooftop and canopy |  | None | Vivint Solar Developer, LLC | JCP&L | Accepted | 2019-11-07 | 2019-11-11 | 2021-10-30 | Hanwha | Q.PEAK BLK-G5 315 | Solar Panels |  | 0.315 | 23 | 178 | 16 |  | Fixed | Roof
NJSTRE1545383061 | NJSRRE1542684352 | Transition Incentive Program | Toms River | 8755 | 18 | 7.88 | Residential | Yes | Behind the Meter | Behind the Meter |  | None | Pro Custom Solar dba Momentum Solar | JCP&L | Eligible for TI Program | 2019-10-28 | 2019-10-30 | 2021-10-30 | Hanwha | Q.Peak DUO BLK-G5 315 | Solar Panels |  | 0.315 | 25 | 176 | 36 |  | Fixed | Roof
NJSTRE1545383066 | NJSRRE1543041595 | Transition Incentive Program | Carteret | 7008 | 11 | 4.35 | Residential | Yes | Behind the Meter | Behind the Meter |  | None | Sunrun Installation Services, Inc. | PSE&G | Eligible for TI Program | 2019-11-06 | 2019-11-11 | 2021-10-30 | REC Solar | REC290TP2 BLK | Solar Panels |  | 0.29 | 10 | 96 | 34 |  | Fixed | Roof
NJSTRE1545383067 | NJSRRE1542850423 | Transition Incentive Program | Moorestown | 8057 | 13 | 5.67 | Residential | Yes | Behind the Meter | Net-metered residential rooftop and canopy |  | None | Vivint Solar Developer, LLC | PSE&G | Accepted | 2019-10-31 | 2019-11-04 | 2021-10-30 | Hanwha Solar | Q.PEAK BLK-G5 315 | Solar Panels |  | 0.315 | 18 | 261 | 29 |  | Fixed | Roof
NJSTRE1545383072 | NJSRRE1542807525 | Transition Incentive Program | Gloucester City | 8030 | 14 | 9.6 | Residential | Yes | Behind the Meter | Behind the Meter |  | None | Skyline Solar, LLC | PSE&G | Eligible for TI Program | 2019-10-30 | 2019-11-01 | 2021-10-30 | Hanwha Q-Cells | Q.PEAK DUO-G5 320 | Solar Panels |  | 0.32 | 30 | 91 | 15 |  | Fixed | Roof
NJSTRE1545383073 | NJSRRE1542523897 | Transition Incentive Program | Keyport | 7735 | 17 | 7.56 | Residential | Yes | Behind the Meter | Net-metered residential rooftop and canopy |  | None | Vivint Solar Developer, LLC | JCP&L | Accepted | 2019-10-18 | 2019-10-18 | 2021-10-30 | HANWHA SOLAR | Q.PEAK BLK-G5 315 | Solar Panels |  | 0.315 | 14 | 254 | 23 |  | Fixed | Roof
NJSTRE1545383078 | NJSRRE1542518922 | Transition Incentive Program | Roselle | 7203 | 10 | 6.51 | Residential | No | Behind the Meter | Net-metered residential rooftop and canopy |  | None | Whitman Construction, LLC | PSE&G | Accepted |  | 2019-10-15 | 2021-10-30 | Trina Solar | TSM-310DD05A | Solar Panels |  | 0.31 | 17 | 166 | 20 |  | Fixed | Roof
NJSTRE1545383097 | NJSRRE1542463865 | Transition Incentive Program | Beachwood | 8722 | 18 | 16.56 | Residential | Yes | Behind the Meter | Behind the Meter |  | None | Pro Custom Solar dba Momentum Solar | AC Electric | Eligible for TI Program | 2019-09-30 | 2019-10-02 | 2021-10-30 | LG ELECTRONICS | LG 345N1C-V5 | Solar Panels |  | 0.345 | 4 | 135 | 22 |  | Fixed | Roof
NJSTRE1545383102 | NJSRRE1542910138 | Transition Incentive Program | Englishtown | 7726 | 17 | 6.38 | Residential | No | Behind the Meter | Behind the Meter |  | None | Sunrun Installation Services, Inc. | JCP&L | Eligible for TI Program | 2019-11-04 | 2019-11-06 | 2021-10-30 | REC Solar | REC290TP2 BLK | Solar Panels |  | 0.29 | 22 | 196 | 18 |  | Fixed | Roof
NJSTRE1545383103 | NJSRRE1543417535 | Transition Incentive Program | LEONIA | 7605 | 7 | 28 | Residential | No | Behind the Meter | Behind the Meter |  | None | Infinity Solar Systems | PSE&G | Eligible for TI Program | 2019-11-18 | 2019-11-20 | 2021-10-30 | LG | LG350N1C-V5 | Solar Panels |  | 0.35 | 41 | 187 | 10 |  | Fixed | Roof
NJSTRE1545383116 | NJSRRE1543049957 | Transition Incentive Program | National Park Boro | 8063 | 15 | 7.56 | Residential | Yes | Behind the Meter | Behind the Meter |  | None | Tesla Energy Operations Inc | PSE&G | Eligible for TI Program | 2019-11-07 | 2019-11-12 | 2021-10-30 | Hanwha Q-Cells | Q.Peak DUO BLK-G5/SC315 | Solar Panels |  | 0.315 | 18 | 112 | 40 |  | Fixed | Roof
NJSTRE1545383121 | NJSRRE1543156452 | Transition Incentive Program | PATERSON | 7501 | 6 | 9.14 | Residential | Yes | Behind the Meter | Net-metered residential rooftop and canopy |  | None | Vivint Solar Developer, LLC | PSE&G | Accepted | 2019-11-13 | 2019-11-15 | 2021-10-30 | HANWHA SOLAR | Q.PEAK BLK-G5 315 | Solar Panels |  | 0.315 | 5 | 22 | 24 |  | Fixed | Roof
NJSTRE1545383099 | NJSRRE1542445750 | Transition Incentive Program | Perth Amboy City | 8861 | 11 | 10.15 | Residential | Yes | Behind the Meter | Behind the Meter |  | None | Sunrun Installation Services, Inc. | PSE&G | Eligible for TI Program | 2019-09-26 | 2019-09-30 | 2021-10-30 | REC Solar | REC290TP2 BLK | Solar Panels |  | 0.29 | 6 | 276 | 37 |  | Fixed | Roof
NJSTRE1545383100 | NJSRRE1542839372 | Transition Incentive Program | Bayonne | 7002 | 8 | 4.73 | Residential | No | Behind the Meter | Net-metered residential rooftop and canopy |  | None | Suntuity Solar LLC | PSE&G | Accepted | 2019-10-31 | 2019-11-04 | 2021-10-30 | Yingli Green Energy | YL315D-30b | Solar Panels |  | 0.315 | 8 | 122 | 38 |  | Fixed | Roof
NJSTRE1545383106 | NJSRRE1543417841 | Transition Incentive Program | NORTH BRUNSWICK | 8902 | 11 | 6.62 | Residential | Yes | Behind the Meter | Net-metered residential rooftop and canopy |  | None | Vivint Solar Developer, LLC | PSE&G | Accepted | 2019-11-18 | 2019-11-20 | 2021-10-30 | Hanwha | Q.PEAK BLK-G5 315 | Solar Panels |  | 0.315 | 18 | 140 | 8 |  | Fixed | Roof
NJSTRE1545383111 | NJSRRE1542424730 | Transition Incentive Program | Toms River | 8757 | 18 | 12.29 | Residential | Yes | Behind the Meter | Net-metered residential rooftop and canopy |  | None | Vivint Solar Developer, LLC | JCP&L | Accepted | 2019-09-20 | 2019-09-24 | 2021-10-30 | HANWHA SOLAR | Q.PEAK BLK-G5 315 | Solar Panels |  | 0.315 | 4 | 166 | 18 |  | Fixed | Roof
NJSTRE1545383113 | NJSRRE1542512276 | Transition Incentive Program | Westampton | 8060 | 13 | 6.5 | Residential | No | Behind the Meter | Net-metered residential rooftop and canopy |  | None | Green Power Energy | PSE&G | Accepted | 2019-10-07 | 2019-10-09 | 2021-10-30 | Panasonic | VBHN325KA03 | Solar Panels |  | 0.325 | 20 | 104 | 23 |  | Fixed | Roof
NJSTRE1545383118 | NJSRRE1542557013 | Transition Incentive Program | Absecon | 8201 | 19 | 49.91 | Commercial | Yes | Behind the Meter | Net-metered non-residential rooftop and canopy |  | None | Ampericon | New Construction | Accepted | 2019-10-18 | 2019-10-22 | 2021-10-30 | Silfab | SLA-M-310 | Solar Panels |  | 0.31 | 92 | 94 | 20 |  | Fixed | Roof
NJSTRE1545383118 | NJSRRE1542557013 | Transition Incentive Program | Absecon | 8201 | 19 | 49.91 | Commercial | Yes | Behind the Meter | Net-metered non-residential rooftop and canopy |  | None | Ampericon | New Construction | Accepted | 2019-10-18 | 2019-10-22 | 2021-10-30 | Silfab | SLA-M-310 | Solar Panels |  | 0.31 | 69 | 212 | 20 |  | Fixed | Roof
NJSTRE1545383129 | NJSRRE1542579396 | Transition Incentive Program | Paulsboro | 8066 | 15 | 11.66 | Residential | Yes | Behind the Meter | Behind the Meter |  | None | Pro Custom Solar dba Momentum Solar | AC Electric | Eligible for TI Program | 2019-10-23 | 2019-10-25 | 2021-10-30 | Hanwha | Q.Peak DUO BLK-G5 315 | Solar Panels |  | 0.315 | 10 | 276 | 44 |  | Fixed | Roof
NJSTRE1545383129 | NJSRRE1542579396 | Transition Incentive Program | Paulsboro | 8066 | 15 | 11.66 | Residential | Yes | Behind the Meter | Behind the Meter |  | None | Pro Custom Solar dba Momentum Solar | AC Electric | Eligible for TI Program | 2019-10-23 | 2019-10-25 | 2021-10-30 | Hanwha | Q.Peak DUO BLK-G5 315 | Solar Panels |  | 0.315 | 11 | 276 | 15 |  | Fixed | Roof
NJSTRE1545383132 | NJSRRE1542448123 | Transition Incentive Program | LONG BRANCH | 7740 | 17 | 9.14 | Residential | Yes | Behind the Meter | Net-metered residential rooftop and canopy |  | None | Vivint Solar Developer, LLC | JCP&L | Accepted | 2019-09-27 | 2019-10-01 | 2021-10-30 | Hanwha | Q.PEAK DUO BLK-G5 315w | Solar Panels |  | 0.315 | 10 | 56 | 20 |  | Fixed | Roof
NJSTRE1545383132 | NJSRRE1542448123 | Transition Incentive Program | LONG BRANCH | 7740 | 17 | 9.14 | Residential | Yes | Behind the Meter | Net-metered residential rooftop and canopy |  | None | Vivint Solar Developer, LLC | JCP&L | Accepted | 2019-09-27 | 2019-10-01 | 2021-10-30 | Hanwha | Q.PEAK DUO BLK-G5 315w | Solar Panels |  | 0.315 | 9 | 146 | 35 |  | Fixed | Roof
NJSTRE1545383136 | NJSRRE1543008497 | Transition Incentive Program | Sicklerville | 8081 | 14 | 20.48 | Residential | Yes | Behind the Meter | Net-metered residential rooftop and canopy |  | None | Vivint Solar Developer, LLC | AC Electric | Accepted | 2019-11-05 | 2019-11-07 | 2021-10-30 | HANWHA SOLAR | Q.PEAK BLK-G5 315 | Solar Panels |  | 0.315 | 15 | 12 | 36 |  | Fixed | Roof
NJSTRE1545383116 | NJSRRE1543049957 | Transition Incentive Program | National Park Boro | 8063 | 15 | 7.56 | Residential | Yes | Behind the Meter | Behind the Meter |  | None | Tesla Energy Operations Inc | PSE&G | Eligible for TI Program | 2019-11-07 | 2019-11-12 | 2021-10-30 | Hanwha Q-Cells | Q.Peak DUO BLK-G5/SC315 | Solar Panels |  | 0.315 | 6 | 292 | 40 |  | Fixed | Roof
NJSTRE1545383121 | NJSRRE1543156452 | Transition Incentive Program | PATERSON | 7501 | 6 | 9.14 | Residential | Yes | Behind the Meter | Net-metered residential rooftop and canopy |  | None | Vivint Solar Developer, LLC | PSE&G | Accepted | 2019-11-13 | 2019-11-15 | 2021-10-30 | HANWHA SOLAR | Q.PEAK BLK-G5 315 | Solar Panels |  | 0.315 | 5 | 202 | 24 |  | Fixed | Roof
NJSTRE1545383121 | NJSRRE1543156452 | Transition Incentive Program | PATERSON | 7501 | 6 | 9.14 | Residential | Yes | Behind the Meter | Net-metered residential rooftop and canopy |  | None | Vivint Solar Developer, LLC | PSE&G | Accepted | 2019-11-13 | 2019-11-15 | 2021-10-30 | HANWHA SOLAR | Q.PEAK BLK-G5 315 | Solar Panels |  | 0.315 | 13 | 292 | 34 |  | Fixed | Roof
NJSTRE1545383126 | NJSRRE1542832973 | Transition Incentive Program | Mansfield | 8022 | 13 | 13.41 | Residential | No | Behind the Meter | Behind the Meter |  | None | Ad Energy | PSE&G | Eligible for TI Program | 2019-10-30 | 2019-11-01 | 2021-10-30 | SunPower | SPR-E20-327-E-AC | Solar Panels |  | 0.327 | 3 | 158 | 27 |  | Fixed | Roof
NJSTRE1545383126 | NJSRRE1542832973 | Transition Incentive Program | Mansfield | 8022 | 13 | 13.41 | Residential | No | Behind the Meter | Behind the Meter |  | None | Ad Energy | PSE&G | Eligible for TI Program | 2019-10-30 | 2019-11-01 | 2021-10-30 | SunPower | SPR-E20-327-E-AC | Solar Panels |  | 0.327 | 4 | 68 | 27 |  | Fixed | Roof
NJSTRE1545383131 | NJSRRE1542519343 | Transition Incentive Program | Browns Mills | 8015 | 13 | 15.87 | Residential | Yes | Behind the Meter | Behind the Meter |  | None | Pro Custom Solar dba Momentum Solar | JCP&L | Eligible for TI Program | 2019-10-09 | 2019-10-11 | 2021-10-30 | LG ELECTRONICS | LG 345N1C-V5 | Solar Panels |  | 0.345 | 8 | 167 | 18 |  | Fixed | Roof
NJSTRE1545383135 | NJSRRE1542576089 | Transition Incentive Program | Bayville | 8721 | 18 | 8.99 | Residential | Yes | Behind the Meter | Behind the Meter |  | None | Sunrun Installation Services, Inc. | JCP&L | Eligible for TI Program | 2019-10-22 | 2019-10-24 | 2021-10-30 | REC Solar | REC290TP2 BLK | Solar Panels |  | 0.29 | 5 | 331 | 14 |  | Fixed | Roof
NJSTRE1545383140 | NJSRRE1542512368 | Transition Incentive Program | Brick Township | 8724 | 18 | 10.08 | Residential | Yes | Behind the Meter | Behind the Meter |  | None | Trinity Solar | JCP&L | Eligible for TI Program | 2019-10-07 | 2019-10-09 | 2021-10-30 | Hanwha | Q.PEAK DUO BLK-G5 315 | Solar Panels |  | 0.315 | 22 | 307 | 23 |  | Fixed | Roof
NJSTRE1545383140 | NJSRRE1542512368 | Transition Incentive Program | Brick Township | 8724 | 18 | 10.08 | Residential | Yes | Behind the Meter | Behind the Meter |  | None | Trinity Solar | JCP&L | Eligible for TI Program | 2019-10-07 | 2019-10-09 | 2021-10-30 | Hanwha | Q.PEAK DUO BLK-G5 315 | Solar Panels |  | 0.315 | 5 | 217 | 23 |  | Fixed | Roof
NJSTRE1545383145 | NJSRRE1542455107 | Transition Incentive Program | Hackettstown | 7840 | 2 | 11.02 | Residential | Yes | Behind the Meter | Behind the Meter |  | None | Sunrun Installation Services, Inc. | JCP&L | Eligible for TI Program | 2019-09-27 | 2019-10-01 | 2021-10-30 | REC Solar | REC290TP2 BLK | Solar Panels |  | 0.29 | 6 | 71 | 18 |  | Fixed | Roof
NJSTRE1545383146 | NJSRRE1542562005 | Transition Incentive Program | Scotch Plains | 7076 | 10 | 10.71 | Residential | Yes | Behind the Meter | Behind the Meter |  | None | Pro Custom Solar dba Momentum Solar | PSE&G | Eligible for TI Program | 2019-10-21 | 2019-10-23 | 2021-10-30 | Hanwha | Q.Peak DUO BLK-G5 315 | Solar Panels |  | 0.315 | 13 | 103 | 9 |  | Fixed | Roof
NJSTRE1545383150 | NJSRRE1543042500 | Transition Incentive Program | Pennsauken | 8110 | 14 | 7.25 | Residential | Yes | Behind the Meter | Net-metered residential rooftop and canopy |  | None | Vivint Solar Developer, LLC | PSE&G | Accepted | 2019-11-06 | 2019-11-11 | 2021-10-30 | Hanwha Solar | Q.PEAK BLK-G5 315 | Solar Panels |  | 0.315 | 5 | 19 | 28 |  | Fixed | Roof
NJSTRE1545383150 | NJSRRE1543042500 | Transition Incentive Program | Pennsauken | 8110 | 14 | 7.25 | Residential | Yes | Behind the Meter | Net-metered residential rooftop and canopy |  | None | Vivint Solar Developer, LLC | PSE&G | Accepted | 2019-11-06 | 2019-11-11 | 2021-10-30 | Hanwha Solar | Q.PEAK BLK-G5 315 | Solar Panels |  | 0.315 | 4 | 109 | 28 |  | Fixed | Roof
NJSTRE1545545216 |  | Transition Incentive Program | Midland Park | 7432 | 7 | 9.1 | Residential | Yes | Behind the Meter | Net-metered residential rooftop and canopy |  | None | Pro Custom Solar dba Momentum Solar | PSE&G | Accepted | 2020-09-02 | 2020-09-04 | 2021-10-30 | Enphase | IQ7Plus-72-2-US | Inverters | 290 |  | 26 |  |  | 0.97 |  | Outdoor | Roof
NJSTRE1545545335 |  | Transition Incentive Program | Perth Amboy | 8861 | 11 | 4.95 | Residential | Yes | Behind the Meter | Net-metered residential rooftop and canopy |  | None | Sunrun Installation Services, Inc. | PSE&G | Accepted | 2020-09-02 | 2020-09-08 | 2021-10-30 | Enphase Energy | IQ7-60-x-US (240V) | Inverters | 240 |  | 15 |  |  | 0.96 |  | Outdoor | Rooftop
NJSTRE1545545337 |  | Transition Incentive Program | Wanamassa | 7712 | 17 | 12.95 | Residential | Yes | Behind the Meter | Net-metered residential rooftop and canopy |  | None | Pro Custom Solar dba Momentum Solar | JCP&L | Accepted | 2020-09-02 | 2020-09-08 | 2021-10-30 | Enphase | IQ7Plus-72-2-US | Inverters | 290 |  | 37 |  |  | 0.97 |  | Outdoor | Roof
NJSTRE1545547117 |  | Transition Incentive Program | SOUTH PLAINFIELD | 7080 | 11 | 7.56 | Residential | No | Behind the Meter | Net-metered residential rooftop and canopy |  | None | Suntuity Solar LLC | PSE&G | Accepted | 2020-09-07 | 2020-09-08 | 2021-10-30 | Enphase Energy | IQ7-60-2-US | Inverters | 240 |  | 24 |  |  | 0.97 |  | Outdoor | Behind the PV Modules
NJSTRE1545547127 |  | Transition Incentive Program | MOUNT ROYAL | 8061 | 15 | 10.08 | Residential | No | Behind the Meter | Net-metered residential rooftop and canopy |  | None | Suntuity Solar LLC | AC Electric | Accepted | 2020-09-03 | 2020-09-08 | 2021-10-30 | Enphase Energy | IQ7-60-2-US | Inverters | 240 |  | 32 |  |  | 0.97 |  | Outdoor | Behind the PV Modules
NJSTRE1545547311 |  | Transition Incentive Program | Englishtown | 7726 | 17 | 5.76 | Residential | No | Behind the Meter | Net-metered residential rooftop and canopy |  | None | EMT Renewables | JCP&L | Accepted | 2020-09-03 | 2020-09-08 | 2021-10-30 | Enphase | IQ7-60-2-US | Inverters | 240 |  | 18 |  |  | 0.97 |  | Outside | under panels
NJSTRE1545547314 |  | Transition Incentive Program | Mays Landing | 8330 | 19 | 19.83 | Residential | No | Behind the Meter | Net-metered residential rooftop and canopy |  | None | Sun Up Zero Down | AC Electric | Accepted | 2020-09-03 | 2020-09-09 | 2021-10-30 | Enphase | IQ7-60-2-US | Inverters | 240 |  | 61 |  |  | 0.976 |  | Outside | behind panels
NJSTRE1545547355 |  | Transition Incentive Program | Pitman | 8071 | 15 | 12.58 | Residential | No | Behind the Meter | Net-metered residential rooftop and canopy |  | None | EMT Renewables | AC Electric | Accepted | 2020-09-03 | 2020-09-08 | 2021-10-30 | Enphase | IQ7+-60-2-US | Inverters | 290 |  | 37 |  |  | 0.97 |  | Outside | under panels
NJSTRE1545547667 |  | Transition Incentive Program | Parsippany | 7054 | 3 | 10.88 | Residential | No | Behind the Meter | Net-metered residential rooftop and canopy |  | None | Trinity Solar | JCP&L | Accepted | 2020-09-03 | 2020-09-08 | 2021-10-30 | SOLAR EDGE | SE10000H-US | Inverters | 10000 |  | 1 |  |  | 0.97 |  | Outside | SIDE OF HOME
NJSTRE1545383073 | NJSRRE1542523897 | Transition Incentive Program | Keyport | 7735 | 17 | 7.56 | Residential | Yes | Behind the Meter | Net-metered residential rooftop and canopy |  | None | Vivint Solar Developer, LLC | JCP&L | Accepted | 2019-10-18 | 2019-10-18 | 2021-10-30 | HANWHA SOLAR | Q.PEAK BLK-G5 315 | Solar Panels |  | 0.315 | 10 | 74 | 23 |  | Fixed | Roof
NJSTRE1545383074 | NJSRRE1542852980 | Transition Incentive Program | Perth Amboy | 8861 | 11 | 11.03 | Residential | Yes | Behind the Meter | Net-metered residential rooftop and canopy |  | None | Suntuity Solar LLC | PSE&G | Accepted | 2019-11-01 | 2019-11-05 | 2021-10-30 | Yingli Green Energy | YL315D-30b | Solar Panels |  | 0.315 | 11 | 291 | 40 |  | Fixed | Roof
NJSTRE1545383076 | NJSRRE1542441825 | Transition Incentive Program | Cape May | 8204 | 21 | 4.41 | Residential | Yes | Behind the Meter | Net-metered residential rooftop and canopy |  | None | Vivint Solar Developer, LLC | AC Electric | Accepted | 2019-09-25 | 2019-09-27 | 2021-10-30 | Hanwha | Q.PEAK DUO BLK-G5 315w | Solar Panels |  | 0.315 | 4 | 36 | 21 |  | Fixed | Roof
NJSTRE1545383077 | NJSRRE1543315357 | Transition Incentive Program | Englishtown | 7726 | 17 | 11.22 | Residential | No | Behind the Meter | Behind the Meter |  | None | Sunrun Installation Services, Inc. | JCP&L | Eligible for TI Program | 2019-11-14 | 2019-11-19 | 2021-10-30 | LG Electronics | LG330N1C-A5 | Solar Panels |  | 0.33 | 11 | 208 | 38 |  | Fixed | Roof
NJSTRE1545544330 |  | Transition Incentive Program | WEST ORANGE | 7052 | 9 | 6.5 | Residential | Yes | Behind the Meter | Net-metered residential rooftop and canopy |  | None | Vivint Solar Developer, LLC | PSE&G | Accepted | 2020-09-09 | 2020-09-10 | 2021-10-30 | Solar Edge | SE7600H-US | Inverters | 7600 |  | 1 |  |  | 0.992 |  | Outdoor | Near the Utility Meter
NJSTRE1545545301 |  | Transition Incentive Program | DENVILLE | 7834 | 3 | 14.15 | Residential | No | Behind the Meter | Net-metered residential rooftop and canopy |  | None | Pro Custom Solar dba Momentum Solar | JCP&L | Final As-Built Received | 2020-09-02 | 2020-09-11 | 2021-10-30 | Enphase | IQ7-60-2-US | Inverters | 240 |  | 41 |  |  | 0.97 |  | Outdoor | Roof
NJSTRE1545545588 |  | Transition Incentive Program | TOMS RIVER | 8757 | 18 | 13.98 | Residential | Yes | Behind the Meter | Net-metered residential rooftop and canopy |  | None | Vivint Solar Developer, LLC | JCP&L | Accepted | 2020-09-10 | 2020-09-11 | 2021-10-30 | Solar Edge | SE7600H-US | Inverters | 7600 |  | 1 |  |  | 0.992 |  | Outdoor | Near the Utility Meter
NJSTRE1545545606 |  | Transition Incentive Program | JERSEY CITY | 7305 | 8 | 2.6 | Residential | Yes | Behind the Meter | Net-metered residential rooftop and canopy |  | None | Vivint Solar Developer, LLC | PSE&G | Accepted | 2020-09-10 | 2020-09-11 | 2021-10-30 | Solar Edge | SE3800H-US | Inverters | 3800 |  | 1 |  |  | 0.992 |  | Outdoor | Near the Utility Meter
NJSTRE1545547115 |  | Transition Incentive Program | Gloucester Twp | 8012 | 14 | 5.67 | Residential | No | Behind the Meter | Net-metered residential rooftop and canopy |  | None | Suntuity Solar LLC | PSE&G | Accepted | 2020-09-03 | 2020-09-08 | 2021-10-30 | Enphase Energy | IQ7-60-2-US | Inverters | 240 |  | 18 |  |  | 0.97 |  | Outdoor | Behind the PV Modules
NJSTRE1545383084 | NJSRRE1542687614 | Transition Incentive Program | Holmdel | 7733 | 17 | 13.55 | Residential | No | Behind the Meter | Behind the Meter |  | None | Pro Custom Solar dba Momentum Solar | JCP&L | Eligible for TI Program | 2019-10-29 | 2019-10-31 | 2021-10-30 | Hanwha | Q.Peak DUO BLK-G5 315 | Solar Panels |  | 0.315 | 6 | 221 | 39 |  | Fixed | Roof
NJSTRE1545383092 | NJSRRE1542580033 | Transition Incentive Program | Newton | 7860 | 1 | 8.41 | Residential | Yes | Behind the Meter | Behind the Meter |  | None | Sunrun Installation Services, Inc. | JCP&L | Eligible for TI Program | 2019-10-23 | 2019-10-25 | 2021-10-30 | REC Solar | REC290TP2 BLK | Solar Panels |  | 0.29 | 9 | 255 | 27 |  | Fixed | Roof
NJSTRE1545383095 | NJSRRE1542425443 | Transition Incentive Program | East Orange | 7018 | 9 | 3.47 | Residential | Yes | Behind the Meter | Behind the Meter |  | None | Trinity Solar | PSE&G | Eligible for TI Program | 2019-09-20 | 2019-09-24 | 2021-10-30 | Hanwha | Q.PEAK DUO BLK-G5 315 | Solar Panels |  | 0.315 | 11 | 116 | 45 |  | Fixed | Roof
NJSTRE1545383104 | NJSRRE1543182850 | Transition Incentive Program | Berkeley Heights | 7922 | 10 | 3.19 | Residential | No | Behind the Meter | Behind the Meter |  | None | Sunrun Installation Services, Inc. | JCP&L | Eligible for TI Program | 2019-11-13 | 2019-11-18 | 2021-10-30 | REC Solar | REC290TP2 BLK | Solar Panels |  | 0.29 | 6 | 229 | 18 |  | Fixed | Roof
NJSTRE1545383119 | NJSRRE1542515055 | Transition Incentive Program | Roselle | 7203 | 10 | 12.71 | Residential | No | Behind the Meter | Net-metered residential rooftop and canopy |  | None | Palmetto Solar LLC | PSE&G | Accepted | 2019-10-08 | 2019-10-10 | 2021-10-30 | Yingli | 310D-30B | Solar Panels |  | 0.31 | 19 | 80 | 34 |  | Fixed | Roof
NJSTRE1545383123 | NJSRRE1543417730 | Transition Incentive Program | Lawrence Township | 8648 | 12 | 6.3 | Residential | Yes | Behind the Meter | Behind the Meter |  | None | Pro Custom Solar dba Momentum Solar | PSE&G | Eligible for TI Program | 2019-11-18 | 2019-11-20 | 2021-10-30 | Hanwha | Q.Peak DUO BLK-G5 315 | Solar Panels |  | 0.315 | 6 | 233 | 30 |  | Fixed | Roof
NJSTRE1545383126 | NJSRRE1542832973 | Transition Incentive Program | Mansfield | 8022 | 13 | 13.41 | Residential | No | Behind the Meter | Behind the Meter |  | None | Ad Energy | PSE&G | Eligible for TI Program | 2019-10-30 | 2019-11-01 | 2021-10-30 | SunPower | SPR-E20-327-E-AC | Solar Panels |  | 0.327 | 9 | 248 | 27 |  | Fixed | Roof
NJSTRE1545383131 | NJSRRE1542519343 | Transition Incentive Program | Browns Mills | 8015 | 13 | 15.87 | Residential | Yes | Behind the Meter | Behind the Meter |  | None | Pro Custom Solar dba Momentum Solar | JCP&L | Eligible for TI Program | 2019-10-09 | 2019-10-11 | 2021-10-30 | LG ELECTRONICS | LG 345N1C-V5 | Solar Panels |  | 0.345 | 16 | 79 | 13 |  | Fixed | Roof
NJSTRE1545544189 |  | Transition Incentive Program | Pennsauken | 8110 | 14 | 3.96 | Residential | No | Behind the Meter | Net-metered residential rooftop and canopy |  | None | Posigen NJ LLC | PSE&G | Accepted | 2020-09-02 | 2020-09-04 | 2021-10-30 | SolarEdge | SE3800H-US | Inverters | 3800 |  | 1 |  |  | 0.99 |  | Outside | within ten feet of meter
NJSTRE1545544240 |  | Transition Incentive Program | Pennsauken | 8109 | 14 | 7.04 | Residential | Yes | Behind the Meter | Net-metered residential rooftop and canopy |  | None | Posigen NJ LLC | PSE&G | Accepted | 2020-09-02 | 2020-09-04 | 2021-10-30 | SolarEdge | SE7600H-US | Inverters | 7600 |  | 1 |  |  | 0.99 |  | Outside | within ten feet of meter
NJSTRE1545544315 |  | Transition Incentive Program | Howell | 7731 | 17 | 14.63 | Residential | No | Behind the Meter | Net-metered residential rooftop and canopy |  | None | Kopp Electric Company | JCP&L | Accepted | 2020-09-02 | 2020-09-08 | 2021-10-30 | Solar Edge | SE11400H-US | Inverters | 11400 |  | 1 |  |  | 0.975 |  | Outdoor | Next to meter
NJSTRE1545545207 |  | Transition Incentive Program | PLAINFIELD | 7060 | 10 | 9.75 | Residential | Yes | Behind the Meter | Net-metered residential rooftop and canopy |  | None | Vivint Solar Developer, LLC | PSE&G | Accepted | 2020-09-10 | 2020-09-11 | 2021-10-30 | Solar Edge | SE7600H-US | Inverters | 7600 |  | 1 |  |  | 0.992 |  | Outdoor | Near the Utility Meter
NJSTRE1545545294 |  | Transition Incentive Program | Sayreville | 8872 | 11 | 6.41 | Residential | Yes | Behind the Meter | Net-metered residential rooftop and canopy |  | None | Sunrun Installation Services, Inc. | JCP&L | Accepted | 2020-09-02 | 2020-09-04 | 2021-10-30 | Enphase Energy | IQ7-60-x-US (240V) | Inverters | 240 |  | 21 |  |  | 0.96 |  | Outdoor | Rooftop
NJSTRE1545383053 | NJSRRE1542443577 | Transition Incentive Program | North Bergen | 7047 | 8 | 5.87 | Residential | Yes | Behind the Meter | Behind the Meter |  | None | Pro Custom Solar dba Momentum Solar | PSE&G | Eligible for TI Program | 2019-09-26 | 2019-09-27 | 2021-10-30 | LG ELECTRONICS | LG 345N1C-V5 | Solar Panels |  | 0.345 | 17 | 32 | 3 |  | Fixed | Roof
NJSTRE1545383058 | NJSRRE1542431565 | Transition Incentive Program | Dumont | 7628 | 7 | 5.51 | Residential | Yes | Behind the Meter | Behind the Meter |  | None | Sunrun Installation Services, Inc. | PSE&G | Eligible for TI Program | 2019-09-24 | 2019-09-26 | 2021-10-30 | REC Solar | REC290TP2 BLK | Solar Panels |  | 0.29 | 13 | 177 | 40 |  | Fixed | Roof
NJSTRE1545383064 | NJSRRE1542581728 | Transition Incentive Program | Plainfield | 7062 | 10 | 6.93 | Residential | No | Behind the Meter | Behind the Meter |  | None | Trinity Solar | PSE&G | Eligible for TI Program | 2019-10-24 | 2019-10-28 | 2021-10-30 | Hanwha 315 | Q.PEAK DUO BLK-G5 315 | Solar Panels |  | 0.315 | 9 | 217 | 37 |  | Fixed | Roof
NJSTRE1545383070 | NJSRRE1542475999 | Transition Incentive Program | PLEASANTVILLE | 8232 | 19 | 6.9 | Residential | Yes | Behind the Meter | Behind the Meter |  | None | Pro Custom Solar dba Momentum Solar | AC Electric | Eligible for TI Program | 2019-10-01 | 2019-10-03 | 2021-10-30 | LG ELECTRONICS | LG 345N1C-V5 | Solar Panels |  | 0.345 | 2 | 205 | 33 |  | Fixed | Roof
NJSTRE1545383070 | NJSRRE1542475999 | Transition Incentive Program | PLEASANTVILLE | 8232 | 19 | 6.9 | Residential | Yes | Behind the Meter | Behind the Meter |  | None | Pro Custom Solar dba Momentum Solar | AC Electric | Eligible for TI Program | 2019-10-01 | 2019-10-03 | 2021-10-30 | LG ELECTRONICS | LG 345N1C-V5 | Solar Panels |  | 0.345 | 9 | 295 | 32 |  | Fixed | Roof
NJSTRE1545383076 | NJSRRE1542441825 | Transition Incentive Program | Cape May | 8204 | 21 | 4.41 | Residential | Yes | Behind the Meter | Net-metered residential rooftop and canopy |  | None | Vivint Solar Developer, LLC | AC Electric | Accepted | 2019-09-25 | 2019-09-27 | 2021-10-30 | Hanwha | Q.PEAK DUO BLK-G5 315w | Solar Panels |  | 0.315 | 10 | 36 | 21 |  | Fixed | Roof
NJSTRE1545383081 | NJSRRE1542497252 | Transition Incentive Program | LAWRENCE TOWNSHIP | 8648 | 12 | 6.93 | Residential | Yes | Behind the Meter | Net-metered residential rooftop and canopy |  | None | Vivint Solar Developer, LLC | PSE&G | Accepted | 2019-10-02 | 2019-10-04 | 2021-10-30 | Hanwha Solar | Q.PEAK BLK-G5 315 | Solar Panels |  | 0.315 | 8 | 13 | 12 |  | Fixed | Roof
NJSTRE1545545250 |  | Transition Incentive Program | Morristown | 7960 | 3 | 15.84 | Residential | No | Behind the Meter | Net-metered residential rooftop and canopy |  | None | Public Service Solar | JCP&L | Accepted | 2020-09-02 | 2020-09-04 | 2021-10-30 | Enphase | iQ7+ | Inverters | 0.29 |  | 44 |  |  | 0.96 |  | Outdoor | Roof mounted under panel
NJSTRE1545545296 |  | Transition Incentive Program | Newport | 8345 | 20 | 6.03 | Residential | No | Behind the Meter | Net-metered residential ground mount |  | None | Ad Energy | AC Electric | Accepted | 2020-09-02 | 2020-09-04 | 2021-10-30 | Enphase Energy | IQ7XS-96-ACM-US | Inverters | 315 |  | 18 |  |  | 0.975 |  | Outdoor | At each panel
NJSTRE1545545300 |  | Transition Incentive Program | West Windsor Township | 8550 | 12 | 10.54 | Residential | Yes | Behind the Meter | Net-metered residential rooftop and canopy |  | None | Sunrun Installation Services, Inc. | PSE&G | Accepted | 2020-09-02 | 2020-09-08 | 2021-10-30 | Enphase Energy | IQ7-60-x-US (240V) | Inverters | 240 |  | 34 |  |  | 0.96 |  | Outdoor | Rooftop
NJSTRE1545545320 |  | Transition Incentive Program | Hillside | 7205 | 10 | 3.66 | Residential | Yes | Behind the Meter | Net-metered residential rooftop and canopy |  | None | Sunrun Installation Services, Inc. | PSE&G | Accepted | 2020-09-02 | 2020-09-08 | 2021-10-30 | Enphase Energy | IQ7-60-x-US (240V) | Inverters | 240 |  | 12 |  |  | 0.96 |  | Outdoor | Rooftop
NJSTRE1545383011 | NJSRRE1542407147 | Transition Incentive Program | Manasquan | 8736 | 17 | 7.56 | Residential | Yes | Behind the Meter | Net-metered residential rooftop and canopy |  | None | Suntuity Solar LLC | JCP&L | Accepted | 2019-09-14 | 2019-09-17 | 2021-10-30 | Yingli Green Energy | YL315D-30b | Solar Panels |  | 0.315 | 5 | 220 | 32 |  | Fixed | Roof
NJSTRE1545383011 | NJSRRE1542407147 | Transition Incentive Program | Manasquan | 8736 | 17 | 7.56 | Residential | Yes | Behind the Meter | Net-metered residential rooftop and canopy |  | None | Suntuity Solar LLC | JCP&L | Accepted | 2019-09-14 | 2019-09-17 | 2021-10-30 | Yingli Green Energy | YL315D-30b | Solar Panels |  | 0.315 | 4 | 310 | 32 |  | Fixed | Roof
NJSTRE1545383014 | NJSRRE1542248389 | Transition Incentive Program | Union | 7083 | 10 | 6.03 | Residential | Yes | Behind the Meter | Behind the Meter |  | None | Pro Custom Solar dba Momentum Solar | PSE&G | Eligible for TI Program | 2019-09-05 | 2019-09-09 | 2021-10-30 | LG ELECTRONICS | LG 335N1C-A5 | Solar Panels |  | 0.335 | 18 | 265 | 39 |  | Fixed | Roof
NJSTRE1545383023 | NJSRRE1542381842 | Transition Incentive Program | Wayne | 7470 | 6 | 8.83 | Residential | Yes | Behind the Meter | Net-metered residential rooftop and canopy |  | None | Vision Solar LLC | PSE&G | Accepted | 2019-09-11 | 2019-09-12 | 2021-10-30 | sunpower | e20-327-e-ac | Solar Panels |  | 0.327 | 15 | 183 | 20 |  | Fixed | Roof
NJSTRE1545383024 | NJSRRE1542419953 | Transition Incentive Program | Somerset | 8873 | 5 | 9.38 | Residential | Yes | Behind the Meter | Behind the Meter |  | None | Pro Custom Solar dba Momentum Solar | PSE&G | Eligible for TI Program | 2019-09-18 | 2019-09-20 | 2021-10-30 | LG ELECTRONICS | LG 335N1C-V5 | Solar Panels |  | 0.335 | 13 | 118 | 23 |  | Fixed | Roof
NJSTRE1545383033 | NJSRRE1542886236 | Transition Incentive Program | Barnegat Township | 8005 | 18 | 12.54 | Residential | No | Behind the Meter | Behind the Meter |  | None | Sunrun Installation Services, Inc. | PSE&G | Eligible for TI Program | 2019-11-01 | 2019-11-05 | 2021-10-30 | LG Electronics | LG330N1C-A5 | Solar Panels |  | 0.33 | 8 | 59 | 27 |  | Fixed | Roof
NJSTRE1545383034 | NJSRRE1543040872 | Transition Incentive Program | Lake Hopatcong | 7849 | 3 | 7.59 | Residential | Yes | Behind the Meter | Behind the Meter |  | None | Pro Custom Solar dba Momentum Solar | JCP&L | Eligible for TI Program | 2019-11-06 | 2019-11-08 | 2021-10-30 | LG Electronics | LG 345N1C-V5 | Solar Panels |  | 0.345 | 9 | 222 | 25 |  | Fixed | Roof
NJSTRE1545383036 | NJSRRE1542501342 | Transition Incentive Program | DUNELLEN | 8812 | 11 | 5.36 | Residential | Yes | Behind the Meter | Net-metered residential rooftop and canopy |  | None | Vivint Solar Developer, LLC | PSE&G | Accepted | 2019-10-03 | 2019-10-08 | 2021-10-30 | HANWHA SOLAR | Q.PEAK BLK-G5 315 | Solar Panels |  | 0.315 | 11 | 351 | 31 |  | Fixed | Roof
NJSTRE1545383137 | NJSRRE1543046155 | Transition Incentive Program | Woodbridge Township | 7095 | 11 | 2.84 | Residential | Yes | Behind the Meter | Net-metered residential rooftop and canopy |  | None | Suntuity Solar LLC | PSE&G | Accepted | 2019-11-07 | 2019-11-15 | 2021-10-30 | Yingli Green Energy | YL315D-30b | Solar Panels |  | 0.315 | 9 | 151 | 42 |  | Fixed | Roof
NJSTRE1545383143 | NJSRRE1542501338 | Transition Incentive Program | Eatontown | 7724 | 17 | 6.62 | Residential | No | Behind the Meter | Behind the Meter |  | None | Trinity Solar | JCP&L | Eligible for TI Program | 2019-10-03 | 2019-10-08 | 2021-10-30 | HANWHA | Q.PEAK DUO BLK-G5 315 | Solar Panels |  | 0.315 | 5 | 23 | 14 |  | Fixed | Roof
NJSTRE1545383143 | NJSRRE1542501338 | Transition Incentive Program | Eatontown | 7724 | 17 | 6.62 | Residential | No | Behind the Meter | Behind the Meter |  | None | Trinity Solar | JCP&L | Eligible for TI Program | 2019-10-03 | 2019-10-08 | 2021-10-30 | HANWHA | Q.PEAK DUO BLK-G5 315 | Solar Panels |  | 0.315 | 16 | 203 | 14 |  | Fixed | Roof
NJSTRE1545383149 | NJSRRE1543019101 | Transition Incentive Program | Cape May | 8204 | 21 | 10.4 | Residential | Yes | Behind the Meter | Behind the Meter |  | None | Pro Custom Solar dba Momentum Solar | AC Electric | Eligible for TI Program | 2019-11-05 | 2019-11-08 | 2021-10-30 | Hanwha | Q.Peak DUO BLK-G5 315 | Solar Panels |  | 0.315 | 16 | 271 | 5 |  | Fixed | Roof
NJSTRE1545530907 |  | Transition Incentive Program | whitesboro | 8252 | 21 | 8.96 | Residential | No | Behind the Meter | Net-metered residential rooftop and canopy |  | None | Orbit Energy & Power, LLC | AC Electric | Accepted | 2020-09-24 | 2020-09-24 | 2021-10-30 | enphase | iq7-60-2-us | Inverters | 0.24 |  | 28 |  |  | 0.99 |  | Other | behind panels
NJSTRE1545543037 |  | Transition Incentive Program | TRENTON | 8610 | 12 | 4.55 | Residential | Yes | Behind the Meter | Net-metered residential rooftop and canopy |  | None | Vivint Solar Developer, LLC | PSE&G | Accepted | 2020-09-08 | 2020-09-09 | 2021-10-30 | SolarEdge | SE3800H-US | Inverters | 3800 |  | 1 |  |  | 0.992 |  | Outdoor | Near the Utility Meter
NJSTRE1545544170 |  | Transition Incentive Program | Brigantine | 8702 |  | 9.6 | Residential | Yes | Behind the Meter | Net-metered residential rooftop and canopy |  | None | Posigen NJ LLC | AC Electric | Accepted | 2020-09-02 | 2020-09-04 | 2021-10-30 | SolarEdge | SE10000H-US | Inverters | 10000 |  | 1 |  |  | 0.99 |  | Outside | within ten feet of meter
NJSTRE1545544229 |  | Transition Incentive Program | FAIR LAWN | 7410 | 7 | 3.58 | Residential | Yes | Behind the Meter | Net-metered residential rooftop and canopy |  | None | Vivint Solar Developer, LLC | PSE&G | Accepted | 2020-09-09 | 2020-09-10 | 2021-10-30 | Solar Edge | SE3800H-US | Inverters | 3800 |  | 1 |  |  | 0.992 |  | Outdoor | Near the Utility Meter
NJSTRE1545544228 |  | Transition Incentive Program | HASBROUCK HEIGHTS | 7604 | 7 | 7.8 | Residential | No | Behind the Meter | Net-metered residential rooftop and canopy |  | None | Infinity Solar Systems | PSE&G | Accepted | 2020-09-02 | 2020-09-04 | 2021-10-30 | ENPHASE | IQ7-60-X-US | Inverters | 240 |  | 24 |  |  | 0.97 |  | Outside | MICROINVERTERS
NJSTRE1545545252 |  | Transition Incentive Program | WAYNE | 7470 | 6 | 6.08 | Residential | No | Behind the Meter | Net-metered residential rooftop and canopy |  | None | Vivint Solar Developer, LLC | PSE&G | Accepted | 2020-09-07 | 2020-09-08 | 2021-10-30 | SolarEdge | SE7600H-US | Inverters | 7600 |  | 1 |  |  | 0.992 |  | Outdoor | Near the Utility Meter
NJSTRE1545547131 |  | Transition Incentive Program | Hillsborough Township | 8844 | 5 | 10.08 | Residential | Yes | Behind the Meter | Net-metered residential rooftop and canopy |  | None | Suntuity Solar LLC | PSE&G | Accepted | 2020-09-03 | 2020-09-08 | 2021-10-30 | Enphase Energy | IQ7-60-2-US | Inverters | 240 |  | 32 |  |  | 0.97 |  | Outdoor | Behind the PV Modules
NJSTRE1545547238 |  | Transition Incentive Program | Union | 7083 | 10 | 7.26 | Residential | Yes | Behind the Meter | Net-metered residential rooftop and canopy |  | None | Posigen NJ LLC | PSE&G | Accepted | 2020-09-03 | 2020-09-08 | 2021-10-30 | SolarEdge | SE7600H-US | Inverters | 7600 |  | 1 |  |  | 0.99 |  | Outside | within ten feet of meter
NJSTRE1545547233 |  | Transition Incentive Program | Millville | 8332 | 20 | 11.2 | Residential | Yes | Behind the Meter | Net-metered residential rooftop and canopy |  | None | Sun Up Zero Down | AC Electric | Accepted | 2020-09-03 | 2020-09-08 | 2021-10-30 | Enphase | IQ7-60-2-US | Inverters | 240 |  | 35 |  |  | 0.976 |  | Outside | behind panel
NJSTRE1545383154 | NJSRRE1542559393 | Transition Incentive Program | MORRISTOWN | 7960 | 3 | 3.15 | Residential | Yes | Behind the Meter | Net-metered residential rooftop and canopy |  | None | Vivint Solar Developer, LLC | JCP&L | Accepted | 2019-10-18 | 2019-10-22 | 2021-10-30 | Hanwha Solar | Q.PEAK BLK-G5 315 | Solar Panels |  | 0.315 | 2 | 46 | 45 |  | Fixed | Roof
NJSTRE1545383154 | NJSRRE1542559393 | Transition Incentive Program | MORRISTOWN | 7960 | 3 | 3.15 | Residential | Yes | Behind the Meter | Net-metered residential rooftop and canopy |  | None | Vivint Solar Developer, LLC | JCP&L | Accepted | 2019-10-18 | 2019-10-22 | 2021-10-30 | Hanwha Solar | Q.PEAK BLK-G5 315 | Solar Panels |  | 0.315 | 5 | 136 | 45 |  | Fixed | Roof
NJSTRE1545544143 |  | Transition Incentive Program | Teaneck | 7666 | 7 | 7.48 | Residential | Yes | Behind the Meter | Net-metered residential rooftop and canopy |  | None | Vivint Solar Developer, LLC | PSE&G | Accepted | 2020-09-08 | 2020-09-09 | 2021-10-30 | Solar Edge | SE7600H-US | Inverters | 7600 |  | 1 |  |  | 0.992 |  | Outdoor | Near the Utility Meter
NJSTRE1545544213 |  | Transition Incentive Program | South Plainfield | 7080 | 11 | 8.05 | Residential | Yes | Behind the Meter | Net-metered residential rooftop and canopy |  | None | Pro Custom Solar dba Momentum Solar | PSE&G | Accepted | 2020-09-02 | 2020-09-04 | 2021-10-30 | Enphase | IQ7Plus-72-2-US | Inverters | 290 |  | 23 |  |  | 0.97 |  | Outdoor | Roof
NJSTRE1545545272 |  | Transition Incentive Program | Elizabeth | 7202 | 10 | 11.55 | Residential | Yes | Behind the Meter | Net-metered residential rooftop and canopy |  | None | Pro Custom Solar dba Momentum Solar | PSE&G | Final As-Built Received | 2020-09-02 | 2020-09-04 | 2021-10-30 | Enphase | IQ7Plus-72-2-US | Inverters | 290 |  | 33 |  |  | 0.97 |  | Outdoor | Roof
NJSTRE1545545299 |  | Transition Incentive Program | MAGNOLIA | 8049 | 14 | 6.83 | Residential | Yes | Behind the Meter | Net-metered residential rooftop and canopy |  | None | Vivint Solar Developer, LLC | PSE&G | Accepted | 2020-09-10 | 2020-09-10 | 2021-10-30 | Solar Edge | SE7600H-US | Inverters | 7600 |  | 1 |  |  | 0.992 |  | Outdoor | Near the Utility Meter
NJSTRE1545545310 |  | Transition Incentive Program | Jersey City | 7306 | 8 | 10.85 | Residential | Yes | Behind the Meter | Net-metered residential rooftop and canopy |  | None | Bright Planet Solar | PSE&G | Accepted | 2020-09-02 | 2020-09-08 | 2021-10-30 | SOLAR EDGE | SE10000H-USRGM | Inverters | 10000 |  | 1 |  |  | 0.98 |  | Outdoor | OUTSIDE
NJSTRE1545545367 |  | Transition Incentive Program | Livingston | 7039 | 9 | 10.72 | Residential | No | Behind the Meter | Net-metered residential rooftop and canopy |  | None | Seabright Solar | JCP&L | Accepted | 2020-09-02 | 2020-09-08 | 2021-10-30 | Sunpower | SPR-X21-335 | Inverters | 320 |  | 32 |  |  | 0.99 |  | Outside | Roof
NJSTRE1545547116 |  | Transition Incentive Program | MILLVILLE | 8332 | 20 | 14.81 | Residential | Yes | Behind the Meter | Net-metered residential rooftop and canopy |  | None | Suntuity Solar LLC | AC Electric | Accepted | 2020-09-04 | 2020-09-08 | 2021-10-30 | Enphase Energy | IQ7-60-2-US | Inverters | 240 |  | 47 |  |  | 0.97 |  | Outdoor | Behind the PV Modules
NJSTRE1545547126 |  | Transition Incentive Program | VILLAS | 8251 | 21 | 6.93 | Residential | Yes | Behind the Meter | Net-metered residential rooftop and canopy |  | None | Suntuity Solar LLC | AC Electric | Accepted | 2020-09-03 | 2020-09-08 | 2021-10-30 | Enphase Energy | IQ7-60-2-US | Inverters | 240 |  | 22 |  |  | 0.97 |  | Outdoor | Behind the PV Modules
NJSTRE1545547150 |  | Transition Incentive Program | Marlton | 8053 | 13 | 11.39 | Residential | No | Behind the Meter | Net-metered residential rooftop and canopy |  | None | Vision Solar LLC | AC Electric | Accepted | 2020-09-03 | 2020-09-08 | 2021-10-30 | ENPHASE | IQ7-60-2-US | Inverters | 0.24 |  | 34 |  |  | 0.96 |  | Other | BEHIND EACH PANEL
NJSTRE1545547293 |  | Transition Incentive Program | Ewing | 8618 | 12 | 3.84 | Residential | Yes | Behind the Meter | Net-metered residential rooftop and canopy |  | None | Posigen NJ LLC | PSE&G | Accepted | 2020-09-03 | 2020-09-08 | 2021-10-30 | SolarEdge | SE3800H-US | Inverters | 3800 |  | 1 |  |  | 0.99 |  | Outside | within ten feet of meter
NJSTRE1545547294 |  | Transition Incentive Program | Montclair Twp | 7042 | 9 | 5.58 | Residential | Yes | Behind the Meter | Net-metered residential rooftop and canopy |  | None | Bright Planet Solar | PSE&G | Accepted | 2020-09-03 | 2020-09-08 | 2021-10-30 | SOLAR EDGE | SE5000H-USRGM | Inverters | 5000 |  | 1 |  |  | 0.98 |  | Outdoor | OUTSIDE
NJSTRE1545383133 | NJSRRE1542910049 | Transition Incentive Program | West Windsor | 8550 | 12 | 9.24 | Residential | No | Behind the Meter | Behind the Meter |  | None | NJ Solar Power, LLC | PSE&G | Eligible for TI Program | 2019-11-04 | 2019-11-06 | 2021-10-30 | Panasonic | VBHN330SA17 | Solar Panels |  | 0.33 | 20 | 253 | 30 |  | Fixed | Roof
NJSTRE1545383136 | NJSRRE1543008497 | Transition Incentive Program | Sicklerville | 8081 | 14 | 20.48 | Residential | Yes | Behind the Meter | Net-metered residential rooftop and canopy |  | None | Vivint Solar Developer, LLC | AC Electric | Accepted | 2019-11-05 | 2019-11-07 | 2021-10-30 | HANWHA SOLAR | Q.PEAK BLK-G5 315 | Solar Panels |  | 0.315 | 4 | 192 | 36 |  | Fixed | Roof
NJSTRE1545383138 | NJSRRE1542434058 | Transition Incentive Program | ROCHELLE PARK | 7662 | 7 | 10.98 | Residential | No | Behind the Meter | Net-metered residential rooftop and canopy |  | None | Infinity Solar Systems | PSE&G | Accepted |  | 2019-09-27 | 2021-10-30 | TRINA | TSM-305DD05A.05 | Solar Panels |  | 0.305 | 24 | 267 | 25 |  | Fixed | Roof
NJSTRE1545383147 | NJSRRE1542428583 | Transition Incentive Program | Woodstown | 8098 | 16 | 8.51 | Residential | Yes | Behind the Meter | Behind the Meter |  | None | Trinity Solar | AC Electric | Eligible for TI Program | 2019-09-23 | 2019-09-25 | 2021-10-30 | Hanwha | Q.PEAK DUO BLK-G5 315 | Solar Panels |  | 0.315 | 13 | 158 | 18 |  | Fixed | Roof
NJSTRE1545383150 | NJSRRE1543042500 | Transition Incentive Program | Pennsauken | 8110 | 14 | 7.25 | Residential | Yes | Behind the Meter | Net-metered residential rooftop and canopy |  | None | Vivint Solar Developer, LLC | PSE&G | Accepted | 2019-11-06 | 2019-11-11 | 2021-10-30 | Hanwha Solar | Q.PEAK BLK-G5 315 | Solar Panels |  | 0.315 | 10 | 199 | 28 |  | Fixed | Roof
NJSTRE1545383153 | NJSRRE1542553752 | Transition Incentive Program | Mount Olive | 7836 | 3 | 11.2 | Residential | Yes | Behind the Meter | Net-metered residential rooftop and canopy |  | None | SunPower Capital LLC | JCP&L | Accepted | 2019-10-17 | 2019-10-21 | 2021-10-30 | sunpower | e20-327-e-ac | Solar Panels |  | 0.32 | 9 | 94 | 21 |  | Fixed | Roof
NJSTRE1545383156 | NJSRRE1543066049 | Transition Incentive Program | ELMWOOD PARK | 7407 | 7 | 4.41 | Residential | Yes | Behind the Meter | Net-metered residential rooftop and canopy |  | None | Vivint Solar Developer, LLC | PSE&G | Accepted | 2019-11-11 | 2019-12-19 | 2021-10-30 | Hanwha Solar | Q.PEAK BLK-G5 315 | Solar Panels |  | 0.315 | 6 | 252 | 37 |  | Fixed | Roof
NJSTRE1545383158 | NJSRRE1542554097 | Transition Incentive Program | Piscataway | 8854 | 11 | 11.45 | Residential | Yes | Behind the Meter | Net-metered residential rooftop and canopy |  | None | Nationwide Solar LLC | PSE&G | Accepted | 2019-10-17 | 2019-10-21 | 2021-10-30 | SunPower | 327W | Solar Panels |  | 0.327 | 35 | 16 | 133 |  | Fixed | Roof
NJSTRE1545383166 | NJSRRE1543353838 | Transition Incentive Program | Sicklerville | 8081 | 14 | 4.25 | Residential | No | Behind the Meter | Net-metered residential rooftop and canopy |  | None | SunPower Corporation, Systems | AC Electric | Accepted |  | 2019-11-19 | 2021-10-30 | SUNPOWER | SPR-E20-327-E-AC | Solar Panels |  | 0.327 | 5 | 139 | 30 |  | Fixed | Roof
NJSTRE1545383167 | NJSRRE1542580016 | Transition Incentive Program | ENGLEWOOD | 7631 | 7 | 9.14 | Residential | Yes | Behind the Meter | Net-metered residential rooftop and canopy |  | None | Vivint Solar Developer, LLC | PSE&G | Accepted | 2019-10-23 | 2019-10-28 | 2021-10-30 | Hanwha | Q.PEAK BLK-G5 315 | Solar Panels |  | 0.315 | 8 | 128 | 34 |  | Fixed | Roof
NJSTRE1545383169 | NJSRRE1542461400 | Transition Incentive Program | Teaneck | 7666 | 7 | 6.38 | Residential | No | Behind the Meter | Behind the Meter |  | None | Sunrun Installation Services, Inc. | PSE&G | Eligible for TI Program | 2019-09-30 | 2019-10-02 | 2021-10-30 | REC Solar | REC290TP2 BLK | Solar Panels |  | 0.29 | 4 | 22 | 18 |  | Fixed | Roof
NJSTRE1545547122 |  | Transition Incentive Program | MOUNT LAUREL | 8054 | 13 | 15.44 | Residential | No | Behind the Meter | Net-metered residential rooftop and canopy |  | None | Suntuity Solar LLC | PSE&G | Accepted | 2020-09-03 | 2020-09-08 | 2021-10-30 | Enphase Energy | IQ7-60-2-US | Inverters | 240 |  | 49 |  |  | 0.97 |  | Outdoor | Behind the PV Modules
NJSTRE1545383084 | NJSRRE1542687614 | Transition Incentive Program | Holmdel | 7733 | 17 | 13.55 | Residential | No | Behind the Meter | Behind the Meter |  | None | Pro Custom Solar dba Momentum Solar | JCP&L | Eligible for TI Program | 2019-10-29 | 2019-10-31 | 2021-10-30 | Hanwha | Q.Peak DUO BLK-G5 315 | Solar Panels |  | 0.315 | 13 | 222 | 43 |  | Fixed | Roof
NJSTRE1545383093 | NJSRRE1542513414 | Transition Incentive Program | West Orange | 7052 | 9 | 5.51 | Residential | Yes | Behind the Meter | Behind the Meter |  | None | Sunrun Installation Services, Inc. | PSE&G | Eligible for TI Program | 2019-10-07 | 2019-10-10 | 2021-10-30 | REC Solar | REC290TP2 BLK | Solar Panels |  | 0.29 | 2 | 96 | 52 |  | Fixed | Roof
NJSTRE1545383094 | NJSRRE1543417334 | Transition Incentive Program | Paulsboro | 8066 | 15 | 9.45 | Residential | Yes | Behind the Meter | Behind the Meter |  | None | Pro Custom Solar dba Momentum Solar | AC Electric | Eligible for TI Program | 2019-11-18 | 2019-11-20 | 2021-10-30 | HANWHA | Q.PEAK DUO BLK-G5 315 | Solar Panels |  | 0.315 | 4 | 25 | 22 |  | Fixed | Roof
NJSTRE1545383104 | NJSRRE1543182850 | Transition Incentive Program | Berkeley Heights | 7922 | 10 | 3.19 | Residential | No | Behind the Meter | Behind the Meter |  | None | Sunrun Installation Services, Inc. | JCP&L | Eligible for TI Program | 2019-11-13 | 2019-11-18 | 2021-10-30 | REC Solar | REC290TP2 BLK | Solar Panels |  | 0.29 | 5 | 228 | 34 |  | Fixed | Roof
NJSTRE1545383107 | NJSRRE1542515823 | Transition Incentive Program | Plainfield | 7060 | 10 | 5.67 | Residential | Yes | Behind the Meter | Net-metered residential rooftop and canopy |  | None | Vivint Solar Developer, LLC | PSE&G | Accepted | 2019-10-08 | 2019-10-11 | 2021-10-30 | HANWHA SOLAR | Q.PEAK BLK-G5 315 | Solar Panels |  | 0.315 | 9 | 308 | 15 |  | Fixed | Roof
NJSTRE1545383117 | NJSRRE1542540329 | Transition Incentive Program | BLOOMFIELD | 7003 | 9 | 5.44 | Residential | No | Behind the Meter | Net-metered residential rooftop and canopy |  | None | Infinity Solar Systems | PSE&G | Accepted |  | 2019-10-16 | 2021-10-30 | LG | LG-320-N1K-V5 | Solar Panels |  | 0.32 | 17 | 215 | 30 |  | Fixed | Roof
NJSTRE1545383130 | NJSRRE1543046406 | Transition Incentive Program | Mantua | 8051 | 15 | 8.19 | Residential | Yes | Behind the Meter | Net-metered residential rooftop and canopy |  | None | Trinity Solar | AC Electric | Final As-Built Received | 2019-11-07 | 2019-11-11 | 2021-10-30 | HANWHA | Q.PEAK DUO BLK-G5 315 | Solar Panels |  | 0.315 | 12 | 197 | 15 |  | Fixed | Roof
NJSTRE1545383136 | NJSRRE1543008497 | Transition Incentive Program | Sicklerville | 8081 | 14 | 20.48 | Residential | Yes | Behind the Meter | Net-metered residential rooftop and canopy |  | None | Vivint Solar Developer, LLC | AC Electric | Accepted | 2019-11-05 | 2019-11-07 | 2021-10-30 | HANWHA SOLAR | Q.PEAK BLK-G5 315 | Solar Panels |  | 0.315 | 9 | 282 | 36 |  | Fixed | Roof
NJSTRE1545383136 | NJSRRE1543008497 | Transition Incentive Program | Sicklerville | 8081 | 14 | 20.48 | Residential | Yes | Behind the Meter | Net-metered residential rooftop and canopy |  | None | Vivint Solar Developer, LLC | AC Electric | Accepted | 2019-11-05 | 2019-11-07 | 2021-10-30 | HANWHA SOLAR | Q.PEAK BLK-G5 315 | Solar Panels |  | 0.315 | 15 | 102 | 36 |  | Fixed | Roof
NJSTRE1545383138 | NJSRRE1542434058 | Transition Incentive Program | ROCHELLE PARK | 7662 | 7 | 10.98 | Residential | No | Behind the Meter | Net-metered residential rooftop and canopy |  | None | Infinity Solar Systems | PSE&G | Accepted |  | 2019-09-27 | 2021-10-30 | TRINA | TSM-305DD05A.05 | Solar Panels |  | 0.305 | 5 | 267 | 25 |  | Fixed | Roof
NJSTRE1545383147 | NJSRRE1542428583 | Transition Incentive Program | Woodstown | 8098 | 16 | 8.51 | Residential | Yes | Behind the Meter | Behind the Meter |  | None | Trinity Solar | AC Electric | Eligible for TI Program | 2019-09-23 | 2019-09-25 | 2021-10-30 | Hanwha | Q.PEAK DUO BLK-G5 315 | Solar Panels |  | 0.315 | 8 | 158 | 5 |  | Fixed | Roof
NJSTRE1545383149 | NJSRRE1543019101 | Transition Incentive Program | Cape May | 8204 | 21 | 10.4 | Residential | Yes | Behind the Meter | Behind the Meter |  | None | Pro Custom Solar dba Momentum Solar | AC Electric | Eligible for TI Program | 2019-11-05 | 2019-11-08 | 2021-10-30 | Hanwha | Q.Peak DUO BLK-G5 315 | Solar Panels |  | 0.315 | 17 | 271 | 25 |  | Fixed | Roof
NJSTRE1545383121 | NJSRRE1543156452 | Transition Incentive Program | PATERSON | 7501 | 6 | 9.14 | Residential | Yes | Behind the Meter | Net-metered residential rooftop and canopy |  | None | Vivint Solar Developer, LLC | PSE&G | Accepted | 2019-11-13 | 2019-11-15 | 2021-10-30 | HANWHA SOLAR | Q.PEAK BLK-G5 315 | Solar Panels |  | 0.315 | 6 | 292 | 7 |  | Fixed | Roof
NJSTRE1545383126 | NJSRRE1542832973 | Transition Incentive Program | Mansfield | 8022 | 13 | 13.41 | Residential | No | Behind the Meter | Behind the Meter |  | None | Ad Energy | PSE&G | Eligible for TI Program | 2019-10-30 | 2019-11-01 | 2021-10-30 | SunPower | SPR-E20-327-E-AC | Solar Panels |  | 0.327 | 2 | 158 | 27 |  | Fixed | Roof
NJSTRE1545383126 | NJSRRE1542832973 | Transition Incentive Program | Mansfield | 8022 | 13 | 13.41 | Residential | No | Behind the Meter | Behind the Meter |  | None | Ad Energy | PSE&G | Eligible for TI Program | 2019-10-30 | 2019-11-01 | 2021-10-30 | SunPower | SPR-E20-327-E-AC | Solar Panels |  | 0.327 | 14 | 158 | 27 |  | Fixed | Roof
NJSTRE1545532695 |  | Transition Incentive Program | Totowa | 7512 | 6 | 271.35 | Commercial | No | Behind the Meter | Net-metered non-residential rooftop and canopy |  | None | IPPsolar Integration LLC | PSE&G | Accepted | 2020-09-03 | 2020-09-04 | 2021-10-30 | SolarEdge | SE 20k US (480 V) | Inverters | 20000 |  | 1 |  |  | 0.986 |  | Outdoor | Outside Wall Near Meter Room
NJSTRE1545544133 |  | Transition Incentive Program | West New York | 7093 | 8 | 5.95 | Municipality | Yes | Behind the Meter | Net-metered residential rooftop and canopy |  | None | Pro Custom Solar dba Momentum Solar | PSE&G | Accepted | 2020-09-02 | 2020-09-04 | 2021-10-30 | Enphase | IQ7Plus-72-2-US | Inverters | 290 |  | 17 |  |  | 0.97 |  | Outdoor | Roof
NJSTRE1545544256 |  | Transition Incentive Program | FORKED RIVER | 8731 | 18 | 4.23 | Residential | Yes | Behind the Meter | Net-metered residential rooftop and canopy |  | None | Vivint Solar Developer, LLC | JCP&L | Accepted | 2020-09-09 | 2020-09-10 | 2021-10-30 | Solar Edge | SE3800H-US | Inverters | 3800 |  | 1 |  |  | 0.992 |  | Outdoor | Near the Utility Meter
NJSTRE1545544260 |  | Transition Incentive Program | WOOLWICH | 8085 | 15 | 15.3 | Residential | Yes | Behind the Meter | Net-metered residential rooftop and canopy |  | None | Trinity Solar | AC Electric | Accepted | 2020-09-02 | 2020-09-04 | 2021-10-30 | Solar Edge | SE11400H-US000BNC4 | Inverters | 11400 |  | 1 |  |  | 0.97 |  | Outdoor | side of home
NJSTRE1545544275 |  | Transition Incentive Program | Vineland | 8360 | 20 | 5.56 | Residential | Yes | Behind the Meter | Net-metered residential rooftop and canopy |  | None | Castle Energy, LLC | Vineland Muni Electric | Accepted | 2020-09-02 | 2020-09-04 | 2021-10-30 | SunPower | SPR-E20-327-E-AC | Inverters | 320 |  | 17 |  |  | 0.975 |  | Outdoor | on the rooftop under each solar panel
NJSTRE1545544124 |  | Transition Incentive Program | Trenton | 8609 | 12 | 155.63 | Commercial | Yes | Behind the Meter | Net-metered non-residential rooftop and canopy |  | None | Geoscape Solar | PSE&G | Accepted | 2020-09-02 | 2020-09-08 | 2021-10-30 | SolarEdge | SE9k-US | Inverters | 9000 |  | 1 |  |  | 0.98 |  | Outside | adj. to utility meter
NJSTRE1545544124 |  | Transition Incentive Program | Trenton | 8609 | 12 | 155.63 | Commercial | Yes | Behind the Meter | Net-metered non-residential rooftop and canopy |  | None | Geoscape Solar | PSE&G | Accepted | 2020-09-02 | 2020-09-08 | 2021-10-30 | SolarEdge | SE43.2k-US | Inverters | 43200 |  | 2 |  |  | 0.98 |  | Outside | adj. to utility meter
NJSTRE1545544265 |  | Transition Incentive Program | Jersey City | 7305 | 8 | 5.25 | Residential | Yes | Behind the Meter | Net-metered residential rooftop and canopy |  | None | Pro Custom Solar dba Momentum Solar | PSE&G | Final As-Built Received | 2020-09-02 | 2020-09-14 | 2021-10-30 | Enphase | IQ7Plus-72-2-US | Inverters | 290 |  | 15 |  |  | 0.97 |  | Outdoor | Roof
NJSTRE1545545162 |  | Transition Incentive Program | Glassboro | 8028 | 15 | 6.18 | Residential | Yes | Behind the Meter | Net-metered residential rooftop and canopy |  | None | Vivint Solar Developer, LLC | AC Electric | Accepted | 2020-09-10 | 2020-09-10 | 2021-10-30 | Solar Edge | SE7600H-US | Inverters | 7600 |  | 1 |  |  | 0.992 |  | Outdoor | Near the Utility Meter
NJSTRE1545545277 |  | Transition Incentive Program | Brick | 8724 | 18 | 22.94 | Residential | Yes | Behind the Meter | Net-metered residential rooftop and canopy |  | None | Bright Planet Solar | JCP&L | Accepted | 2020-09-02 | 2020-09-04 | 2021-10-30 | SOLAR EDGE | SE10000H-USRGM | Inverters | 10000 |  | 1 |  |  | 0.98 |  | Outdoor | OUTSIDE
NJSTRE1545383085 | NJSRRE1543399270 | Transition Incentive Program | Colonia | 7067 | 10 | 6.93 | Residential | Yes | Behind the Meter | Behind the Meter |  | None | Pro Custom Solar dba Momentum Solar | PSE&G | Eligible for TI Program | 2019-11-15 | 2019-11-20 | 2021-10-30 | Hanwha | Q.Peak DUO BLK-G5 315 | Solar Panels |  | 0.315 | 10 | 15 | 23 |  | Fixed | Roof
NJSTRE1545383089 | NJSRRE1542433856 | Transition Incentive Program | Paterson | 7514 | 6 | 9.2 | Residential | Yes | Behind the Meter | Net-metered residential rooftop and canopy |  | None | SunPower Corporation, Systems | PSE&G | Accepted |  | 2019-09-26 | 2021-10-30 | SUNPOWER | SPR-A400-G-AC | Solar Panels |  | 0.4 | 4 | 104 | 30 |  | Fixed | Roof
NJSTRE1545383094 | NJSRRE1543417334 | Transition Incentive Program | Paulsboro | 8066 | 15 | 9.45 | Residential | Yes | Behind the Meter | Behind the Meter |  | None | Pro Custom Solar dba Momentum Solar | AC Electric | Eligible for TI Program | 2019-11-18 | 2019-11-20 | 2021-10-30 | HANWHA | Q.PEAK DUO BLK-G5 315 | Solar Panels |  | 0.315 | 4 | 114 | 21 |  | Fixed | Roof
NJSTRE1545383094 | NJSRRE1543417334 | Transition Incentive Program | Paulsboro | 8066 | 15 | 9.45 | Residential | Yes | Behind the Meter | Behind the Meter |  | None | Pro Custom Solar dba Momentum Solar | AC Electric | Eligible for TI Program | 2019-11-18 | 2019-11-20 | 2021-10-30 | HANWHA | Q.PEAK DUO BLK-G5 315 | Solar Panels |  | 0.315 | 8 | 115 | 31 |  | Fixed | Roof
NJSTRE1545383100 | NJSRRE1542839372 | Transition Incentive Program | Bayonne | 7002 | 8 | 4.73 | Residential | No | Behind the Meter | Net-metered residential rooftop and canopy |  | None | Suntuity Solar LLC | PSE&G | Accepted | 2019-10-31 | 2019-11-04 | 2021-10-30 | Yingli Green Energy | YL315D-30b | Solar Panels |  | 0.315 | 7 | 212 | 3 |  | Fixed | Roof
NJSTRE1545383105 | NJSRRE1542684368 | Transition Incentive Program | Brick | 8724 | 18 | 5.67 | Residential | Yes | Behind the Meter | Net-metered residential rooftop and canopy |  | None | Vivint Solar Developer, LLC | JCP&L | Accepted | 2019-10-28 | 2019-10-30 | 2021-10-30 | Hanwha Solar | Q.PEAK BLK-G5 315 | Solar Panels |  | 0.315 | 18 | 219 | 20 |  | Fixed | Roof
NJSTRE1545383106 | NJSRRE1543417841 | Transition Incentive Program | NORTH BRUNSWICK | 8902 | 11 | 6.62 | Residential | Yes | Behind the Meter | Net-metered residential rooftop and canopy |  | None | Vivint Solar Developer, LLC | PSE&G | Accepted | 2019-11-18 | 2019-11-20 | 2021-10-30 | Hanwha | Q.PEAK BLK-G5 315 | Solar Panels |  | 0.315 | 3 | 140 | 20 |  | Fixed | Roof
NJSTRE1545383112 | NJSRRE1543040947 | Transition Incentive Program | Swainton | 8210 | 21 | 39.6 | Commercial | Yes | Behind the Meter | Behind the Meter |  | None | OCEAN SOLAR | AC Electric | Eligible for TI Program | 2019-11-06 | 2019-11-11 | 2021-10-30 | Solar World | SW 300 Mono | Solar Panels |  | 0.3 | 132 | 202 | 20 |  | Fixed | Ground
NJSTRE1545383119 | NJSRRE1542515055 | Transition Incentive Program | Roselle | 7203 | 10 | 12.71 | Residential | No | Behind the Meter | Net-metered residential rooftop and canopy |  | None | Palmetto Solar LLC | PSE&G | Accepted | 2019-10-08 | 2019-10-10 | 2021-10-30 | Yingli | 310D-30B | Solar Panels |  | 0.31 | 22 | 260 | 34 |  | Fixed | Roof
NJSTRE1545383123 | NJSRRE1543417730 | Transition Incentive Program | Lawrence Township | 8648 | 12 | 6.3 | Residential | Yes | Behind the Meter | Behind the Meter |  | None | Pro Custom Solar dba Momentum Solar | PSE&G | Eligible for TI Program | 2019-11-18 | 2019-11-20 | 2021-10-30 | Hanwha | Q.Peak DUO BLK-G5 315 | Solar Panels |  | 0.315 | 6 | 53 | 6 |  | Fixed | Roof
NJSTRE1545383124 | NJSRRE1542887936 | Transition Incentive Program | Hardwick | 7825 |  | 9.24 | Residential | No | Behind the Meter | Behind the Meter |  | None | Self Install | JCP&L | Eligible for TI Program | 2019-11-01 | 2019-11-07 | 2021-10-30 | QCells | QPEAK DUO L-G5.3 385 | Solar Panels |  | 0.385 | 24 | Portrait - 12 wide, 2 high | 25 |  | Fixed | Roof | Mounted on fixed rails on roof with 3 on 12 pitch
NJSTRE1545545321 |  | Transition Incentive Program | BLOOMFIELD | 7003 | 9 | 3.25 | Residential | Yes | Behind the Meter | Net-metered residential rooftop and canopy |  | None | Vivint Solar Developer, LLC | PSE&G | Accepted | 2020-09-03 | 2020-09-08 | 2021-10-30 | Solar Edge | SE3800H-US | Inverters | 3800 |  | 1 |  |  | 0.992 |  | Outdoor | Near the Utility Meter
NJSTRE1545547205 |  | Transition Incentive Program | Sewell | 8080 | 15 | 13.26 | Residential | No | Behind the Meter | Net-metered residential rooftop and canopy |  | None | Impact Solar LLC | AC Electric | Accepted | 2020-09-03 | 2020-09-08 | 2021-10-30 | solaredge | SE11400H-US | Inverters | 11400 |  | 1 |  |  | 0.96 |  | Indoor | garage
NJSTRE1545547277 |  | Transition Incentive Program | GARFIELD | 7026 | 7 | 10.08 | Residential | Yes | Behind the Meter | Net-metered residential rooftop and canopy |  | None | Vivint Solar Developer, LLC | PSE&G | Accepted | 2020-09-10 | 2020-09-11 | 2021-10-30 | Solar Edge | SE7600H-US | Inverters | 7600 |  | 1 |  |  | 0.992 |  | Outdoor | Near the Utility Meter
NJSTRE1545547318 |  | Transition Incentive Program | Villas | 8251 | 21 | 9.52 | Residential | Yes | Behind the Meter | Net-metered residential rooftop and canopy |  | None | Trinity Solar | AC Electric | Accepted | 2020-09-03 | 2020-09-08 | 2021-10-30 | Solar Edge | SE7600H-US | Inverters | 7600 |  | 1 |  |  | 0.97 |  | Outside | side of home
NJSTRE1545547334 |  | Transition Incentive Program | Edison | 8820 | 11 | 9.52 | Residential | Yes | Behind the Meter | Net-metered residential rooftop and canopy |  | None | Tesla Energy Operations Inc. | PSE&G | Accepted | 2020-09-03 | 2020-09-08 | 2021-10-30 | SolarEdge Technologies | SE11400H-US [240V] | Inverters | 11400 |  | 1 |  |  | 0.99 |  | Outside | Outside
NJSTRE1545547361 |  | Transition Incentive Program | ocean city | 8226 | 21 | 12.6 | Residential | No | Behind the Meter | Net-metered residential rooftop and canopy |  | None | Orbit Energy & Power, LLC | AC Electric | Accepted | 2020-09-03 | 2020-09-09 | 2021-10-30 | enphase | iq7-60-2-us | Inverters | 0.24 |  | 35 |  |  | 0.99 |  | Other | behind panels
NJSTRE1545547639 |  | Transition Incentive Program | Lakewood | 8701 | 18 | 7.13 | Residential | Yes | Behind the Meter | Net-metered residential rooftop and canopy |  | None | Bright Planet Solar | JCP&L | Accepted | 2020-09-03 | 2020-09-08 | 2021-10-30 | SOLAR EDGE | SE6000H-USRGM | Inverters | 6000 |  | 1 |  |  | 0.98 |  | Outdoor | OUTSIDE
NJSTRE1545547682 |  | Transition Incentive Program | Point Pleasant Beach | 8742 | 18 | 10.88 | Residential | No | Behind the Meter | Net-metered residential rooftop and canopy |  | None | Tesla Energy Operations Inc. | JCP&L | Accepted | 2020-09-03 | 2020-09-08 | 2021-10-30 | SolarEdge Technologies | SE10000H-US [240V] | Inverters | 10000 |  | 1 |  |  | 0.99 |  | Outside | Outside
NJSTRE1545547687 |  | Transition Incentive Program | MOUNT EPHRAIM | 8059 | 14 | 5.44 | Residential | Yes | Behind the Meter | Net-metered residential rooftop and canopy |  | None | Trinity Solar | PSE&G | Accepted | 2020-09-03 | 2020-09-08 | 2021-10-30 | Solar Edge | SE5000H-US000BNC4 | Inverters | 5000 |  | 1 |  |  | 0.97 |  | Outdoor | side of home
NJSTRE1545547738 |  | Transition Incentive Program | WILLIAMSTOWN | 8094 | 15 | 9.86 | Residential | No | Behind the Meter | Net-metered residential rooftop and canopy |  | None | Trinity Solar | AC Electric | Accepted | 2020-09-03 | 2020-09-09 | 2021-10-30 | Solar Edge | SE7600H-US000BNC4 | Inverters | 7600 |  | 1 |  |  | 0.97 |  | Outdoor | side of home
NJSTRE1545547809 |  | Transition Incentive Program | Tenafly | 7670 | 7 | 7.35 | Residential | Yes | Behind the Meter | Net-metered residential rooftop and canopy |  | None | Pro Custom Solar dba Momentum Solar | PSE&G | Accepted | 2020-09-03 | 2020-09-08 | 2021-10-30 | Enphase | IQ7Plus-72-2-US | Inverters | 290 |  | 21 |  |  | 0.97 |  | Outdoor | Roof
NJSTRE1545547831 |  | Transition Incentive Program | South Amboy | 8879 | 11 | 6.12 | Residential | Yes | Behind the Meter | Net-metered residential rooftop and canopy |  | None | Trinity Solar | JCP&L | Accepted | 2020-09-03 | 2020-09-09 | 2021-10-30 | Solar Edge | SE5000H-US | Inverters | 5000 |  | 1 |  |  | 0.97 |  | Outside | side of home
NJSTRE1545549872 |  | Transition Incentive Program | Penns Grove | 8069 | 16 | 8.68 | Residential | Yes | Behind the Meter | Net-metered residential rooftop and canopy |  | None | 1st Light Energy Inc | AC Electric | Accepted | 2020-09-03 | 2020-09-09 | 2021-10-30 | Solaredge | SE7600H-USRGM | Inverters | 7600 |  | 1 |  |  | 0.98 |  | Outside | Next To Meter
NJSTRE1545551726 |  | Transition Incentive Program | West Wildwood | 8242 | 21 | 8.1 | Residential | No | Behind the Meter | Net-metered residential rooftop and canopy |  | None | Spectrum Energy, Inc. | AC Electric | Accepted | 2020-09-03 | 2020-09-09 | 2021-10-30 | SolarEdge | SE7600A-US | Inverters | 7600 |  | 30 |  |  | 0.975 |  | Outdoor | Next to meter
NJSTRE1545383155 | NJSRRE1542576082 | Transition Incentive Program | LINWOOD | 8221 | 19 | 6.3 | Residential | Yes | Behind the Meter | Net-metered residential rooftop and canopy |  | None | Vivint Solar Developer, LLC | AC Electric | Accepted | 2019-10-22 | 2019-10-24 | 2021-10-30 | Hanwha | Q.PEAK BLK-G5 315 | Solar Panels |  | 0.315 | 15 | 297 | 17 |  | Fixed | Roof
NJSTRE1545383159 | NJSRRE1542507853 | Transition Incentive Program | PASSAIC | 7055 | 6 | 9.45 | Residential | Yes | Behind the Meter | Behind the Meter |  | None | Pro Custom Solar dba Momentum Solar | PSE&G | Eligible for TI Program | 2019-10-04 | 2019-10-09 | 2021-10-30 | HANWHA | Q.PEAK DUO BLK-G5 315 | Solar Panels |  | 0.315 | 14 | 71 | 38 |  | Fixed | Roof
NJSTRE1545547720 |  | Transition Incentive Program | Westfield | 7090 | 10 | 7.14 | Residential | No | Behind the Meter | Net-metered residential rooftop and canopy |  | None | Maier Solar Engineering dba Solar Me | PSE&G | Accepted | 2020-09-03 | 2020-09-08 | 2021-10-30 | Enphase | IQ7+ | Inverters | 290 |  | 21 |  |  | 0.96 |  | Outdoor | Next to meter
NJSTRE1545547761 |  | Transition Incentive Program | BLOOMFIELD | 7003 | 9 | 3.9 | Residential | Yes | Behind the Meter | Net-metered residential rooftop and canopy |  | None | Vivint Solar Developer, LLC | PSE&G | Accepted | 2020-09-11 | 2020-09-11 | 2021-10-30 | Solar Edge | SE3800H-US | Inverters | 3800 |  | 1 |  |  | 0.992 |  | Outdoor | Near the Utility Meter
NJSTRE1545547772 |  | Transition Incentive Program | SOMERSET | 8873 | 5 | 11.38 | Residential | Yes | Behind the Meter | Net-metered residential rooftop and canopy |  | None | Vivint Solar Developer, LLC | PSE&G | Accepted | 2020-09-11 | 2020-09-14 | 2021-10-30 | Solar Edge | SE7600H-US | Inverters | 7600 |  | 1 |  |  | 0.992 |  | Outdoor | Near the Utility Meter
NJSTRE1545547792 |  | Transition Incentive Program | Jersey City | 7305 | 8 | 9.61 | Residential | Yes | Behind the Meter | Net-metered residential rooftop and canopy |  | None | Bright Planet Solar | PSE&G | Accepted | 2020-09-03 | 2020-09-08 | 2021-10-30 | SOLAR EDGE | SE7600H-USRGM | Inverters | 7600 |  | 1 |  |  | 0.98 |  | Outdoor | OUTSIDE
NJSTRE1545549861 |  | Transition Incentive Program | HILLSIDE | 7205 | 10 | 3.25 | Residential | Yes | Behind the Meter | Net-metered residential rooftop and canopy |  | None | Vivint Solar Developer, LLC | PSE&G | Accepted | 2020-09-11 | 2020-09-14 | 2021-10-30 | Solar Edge | SE3800H-US | Inverters | 3800 |  | 1 |  |  | 0.992 |  | Outdoor | Near the Utility Meter
NJSTRE1545549923 |  | Transition Incentive Program | Kearny | 7032 | 8 | 8.54 | Residential | Yes | Behind the Meter | Net-metered residential rooftop and canopy |  | None | Sunrun Installation Services, Inc. | PSE&G | Accepted | 2020-09-03 | 2020-09-09 | 2021-10-30 | Enphase Energy | IQ7-60-x-US (240V) | Inverters | 240 |  | 28 |  |  | 0.96 |  | Outdoor | Rooftop
NJSTRE1545553189 |  | Transition Incentive Program | OGDENSBURG | 7439 | 1 | 6.93 | Residential | No | Behind the Meter | Net-metered residential rooftop and canopy |  | None | Suntuity Solar LLC | JCP&L | Accepted | 2020-09-04 | 2020-09-09 | 2021-10-30 | Enphase Energy | IQ7-60-2-US | Inverters | 240 |  | 22 |  |  | 0.97 |  | Outdoor | Behind the PV Modules
NJSTRE1545553290 |  | Transition Incentive Program | Union | 7083 | 10 | 8.4 | Residential | Yes | Behind the Meter | Net-metered residential rooftop and canopy |  | None | Pro Custom Solar dba Momentum Solar | PSE&G | Accepted | 2020-09-04 | 2020-09-09 | 2021-10-30 | Enphase | IQ7Plus-72-2-US | Inverters | 290 |  | 24 |  |  | 0.97 |  | Outdoor | Roof
NJSTRE1545553331 |  | Transition Incentive Program | Nutley | 7110 | 9 | 7 | Residential | Yes | Behind the Meter | Net-metered residential rooftop and canopy |  | None | Pro Custom Solar dba Momentum Solar | PSE&G | Accepted | 2020-09-04 | 2020-09-09 | 2021-10-30 | Enphase | IQ7Plus-72-2-US | Inverters | 290 |  | 20 |  |  | 0.97 |  | Outdoor | Roof
NJSTRE1545553364 |  | Transition Incentive Program | Woodbury | 8096 | 15 | 5.1 | Residential | Yes | Behind the Meter | Net-metered residential rooftop and canopy |  | None | Trinity Solar | PSE&G | Accepted | 2020-09-04 | 2020-09-09 | 2021-10-30 | Solar Edge | SE3800 | Inverters | 3800 |  | 1 |  |  | 0.97 |  | Outside | side of home
NJSTRE1545553368 |  | Transition Incentive Program | Tinton Falls | 7712 | 17 | 13.26 | Residential | Yes | Behind the Meter | Net-metered residential rooftop and canopy |  | None | Trinity Solar | JCP&L | Accepted | 2020-09-04 | 2020-09-09 | 2021-10-30 | Solar Edge | SE10000 | Inverters | 10000 |  | 1 |  |  | 0.97 |  | Outside | side of home
NJSTRE1545383068 | NJSRRE1542684317 | Transition Incentive Program | JAMESBURG | 8831 | 11 | 7.56 | Residential | Yes | Behind the Meter | Net-metered residential rooftop and canopy |  | None | Vivint Solar Developer, LLC | JCP&L | Accepted | 2019-10-28 | 2019-10-30 | 2021-10-30 | Hanwha | Q.PEAK BLK-G5 315 | Solar Panels |  | 0.315 | 8 | 300 | 22 |  | Fixed | Roof
NJSTRE1545383068 | NJSRRE1542684317 | Transition Incentive Program | JAMESBURG | 8831 | 11 | 7.56 | Residential | Yes | Behind the Meter | Net-metered residential rooftop and canopy |  | None | Vivint Solar Developer, LLC | JCP&L | Accepted | 2019-10-28 | 2019-10-30 | 2021-10-30 | Hanwha | Q.PEAK BLK-G5 315 | Solar Panels |  | 0.315 | 12 | 210 | 12 |  | Fixed | Roof
NJSTRE1545383071 | NJSRRE1543067329 | Transition Incentive Program | Morris Plains | 7950 | 3 | 9.45 | Residential | No | Behind the Meter | Net-metered residential rooftop and canopy |  | None | Suntuity Solar LLC | JCP&L | Accepted | 2019-11-12 | 2019-11-14 | 2021-10-30 | Yingli Green Energy | YL315D-30b | Solar Panels |  | 0.315 | 10 | 317 | 26 |  | Fixed | Roof
NJSTRE1545383080 | NJSRRE1542425697 | Transition Incentive Program | HAMMONTON | 8037 | 19 | 5.04 | Residential | Yes | Behind the Meter | Net-metered residential rooftop and canopy |  | None | Vivint Solar Developer, LLC | AC Electric | Accepted | 2019-09-20 | 2019-09-24 | 2021-10-30 | Hanwha | Q.PEAK BLK-G5 315 | Solar Panels |  | 0.315 | 8 | 309 | 17 |  | Fixed | Roof
NJSTRE1545383081 | NJSRRE1542497252 | Transition Incentive Program | LAWRENCE TOWNSHIP | 8648 | 12 | 6.93 | Residential | Yes | Behind the Meter | Net-metered residential rooftop and canopy |  | None | Vivint Solar Developer, LLC | PSE&G | Accepted | 2019-10-02 | 2019-10-04 | 2021-10-30 | Hanwha Solar | Q.PEAK BLK-G5 315 | Solar Panels |  | 0.315 | 4 | 193 | 28 |  | Fixed | Roof
NJSTRE1545383087 | NJSRRE1542527822 | Transition Incentive Program | Bound Brook | 8805 | 5 | 7.19 | Residential | Yes | Behind the Meter | Net-metered residential rooftop and canopy |  | None | Vision Solar LLC | PSE&G | Accepted | 2019-10-11 | 2019-10-15 | 2021-10-30 | sunpower | e20-327-e-ac | Solar Panels |  | 0.327 | 4 | 285 | 31 |  | Fixed | Roof
NJSTRE1545383089 | NJSRRE1542433856 | Transition Incentive Program | Paterson | 7514 | 6 | 9.2 | Residential | Yes | Behind the Meter | Net-metered residential rooftop and canopy |  | None | SunPower Corporation, Systems | PSE&G | Accepted |  | 2019-09-26 | 2021-10-30 | SUNPOWER | SPR-A400-G-AC | Solar Panels |  | 0.4 | 3 | 284 | 30 |  | Fixed | Roof
NJSTRE1545383091 | NJSRRE1542423035 | Transition Incentive Program | Edison | 8820 | 11 | 9.72 | Residential | Yes | Behind the Meter | Behind the Meter |  | None | Pro Custom Solar dba Momentum Solar | PSE&G | Eligible for TI Program | 2019-09-19 | 2019-09-23 | 2021-10-30 | LG ELECTRONICS | LG 335N1C-V5 | Solar Panels |  | 0.335 | 27 | 176 | 22 |  | Fixed | Roof
NJSTRE1545383097 | NJSRRE1542463865 | Transition Incentive Program | Beachwood | 8722 | 18 | 16.56 | Residential | Yes | Behind the Meter | Behind the Meter |  | None | Pro Custom Solar dba Momentum Solar | AC Electric | Eligible for TI Program | 2019-09-30 | 2019-10-02 | 2021-10-30 | LG ELECTRONICS | LG 345N1C-V5 | Solar Panels |  | 0.345 | 28 | 45 | 23 |  | Fixed | Roof
NJSTRE1545383101 | NJSRRE1542429128 | Transition Incentive Program | Pennsauken Township | 8109 | 14 | 9.28 | Residential | Yes | Behind the Meter | Behind the Meter |  | None | Sunrun Installation Services, Inc. | PSE&G | Eligible for TI Program | 2019-09-23 | 2019-09-25 | 2021-10-30 | REC Solar | REC290TP2 BLK | Solar Panels |  | 0.29 | 17 | 172 | 30 |  | Fixed | Roof
NJSTRE1545383111 | NJSRRE1542424730 | Transition Incentive Program | Toms River | 8757 | 18 | 12.29 | Residential | Yes | Behind the Meter | Net-metered residential rooftop and canopy |  | None | Vivint Solar Developer, LLC | JCP&L | Accepted | 2019-09-20 | 2019-09-24 | 2021-10-30 | HANWHA SOLAR | Q.PEAK BLK-G5 315 | Solar Panels |  | 0.315 | 14 | 166 | 18 |  | Fixed | Roof
NJSTRE1545545361 |  | Transition Incentive Program | Somerset | 8873 | 5 | 5.2 | Residential | Yes | Behind the Meter | Net-metered residential rooftop and canopy |  | None | Vivint Solar Developer, LLC | PSE&G | Accepted | 2020-09-10 | 2020-09-11 | 2021-10-30 | Solar Edge | SE7600H-US | Inverters | 7600 |  | 1 |  |  | 0.992 |  | Outdoor | Near the Utility Meter
NJSTRE1545547310 |  | Transition Incentive Program | Union | 7083 | 10 | 2.6 | Residential | Yes | Behind the Meter | Net-metered residential rooftop and canopy |  | None | Vivint Solar Developer, LLC | PSE&G | Accepted | 2020-09-11 | 2020-09-11 | 2021-10-30 | Solar Edge | SE3800H-US | Inverters | 3800 |  | 1 |  |  | 0.992 |  | Outdoor | Near the Utility Meter
NJSTRE1545547357 |  | Transition Incentive Program | Lakewood | 8701 | 18 | 7.04 | Residential | No | Behind the Meter | Net-metered residential rooftop and canopy |  | None | Powerlutions | JCP&L | Accepted | 2020-09-03 | 2020-09-09 | 2021-10-30 | SolarEdge | SE6000H-US | Inverters | 6 |  | 1 |  |  | 0.99 |  | Outdoor | Near Meter
NJSTRE1545547692 |  | Transition Incentive Program | FAIRVIEW | 7022 | 7 | 9.1 | Residential | Yes | Behind the Meter | Net-metered residential rooftop and canopy |  | None | Vivint Solar Developer, LLC | PSE&G | Accepted | 2020-09-11 | 2020-09-11 | 2021-10-30 | Solar Edge | SE7600H-US | Inverters | 7600 |  | 1 |  |  | 0.992 |  | Outdoor | Near the Utility Meter
NJSTRE1545547807 |  | Transition Incentive Program | Monroeville | 8343 | 16 | 8.16 | Residential | No | Behind the Meter | Net-metered residential rooftop and canopy |  | None | Trinity Solar | AC Electric | Accepted | 2020-09-03 | 2020-09-09 | 2021-10-30 | Solar Edge | SE7600 | Inverters | 7600 |  | 1 |  |  | 0.97 |  | Outside | side of home
NJSTRE1545549843 |  | Transition Incentive Program | Wenonah | 8090 | 15 | 9.86 | Residential | Yes | Behind the Meter | Net-metered residential rooftop and canopy |  | None | Trinity Solar | PSE&G | Accepted | 2020-09-03 | 2020-09-09 | 2021-10-30 | Solar Edge | SE7600 | Inverters | 7600 |  | 1 |  |  | 0.97 |  | Outside | side of home
NJSTRE1545549855 |  | Transition Incentive Program | Mannington | 8079 | 16 | 8.96 | Residential | No | Behind the Meter | Net-metered residential rooftop and canopy |  | None | RCL Enterprises Inc. | AC Electric | Accepted | 2020-09-03 | 2020-09-09 | 2021-10-30 | Enphase | IQ7 | Inverters | 240 |  | 28 |  |  | 0.96 |  | Outdoor | under panels
NJSTRE1545549879 |  | Transition Incentive Program | Willingboro | 8046 | 13 | 6.7 | Residential | Yes | Behind the Meter | Net-metered residential rooftop and canopy |  | None | Vision Solar LLC | PSE&G | Accepted | 2020-09-03 | 2020-09-09 | 2021-10-30 | ENPHASE | IQ7-60-2-US | Inverters | 0.24 |  | 20 |  |  | 0.96 |  | Other | BEHIND EACH PANEL
NJSTRE1545549943 |  | Transition Incentive Program | Williamstown | 8094 | 15 | 16.58 | Residential | No | Behind the Meter | Net-metered residential rooftop and canopy |  | None | Sun Up Zero Down | AC Electric | Accepted | 2020-09-03 | 2020-09-09 | 2021-10-30 | Enphase | IQ7-60-2-US | Inverters | 240 |  | 51 |  |  | 0.976 |  | Outside | behind panel
NJSTRE1545553186 |  | Transition Incentive Program | Monroeville | 8343 | 16 | 11.97 | Residential | No | Behind the Meter | Net-metered residential rooftop and canopy |  | None | Suntuity Solar LLC | AC Electric | Accepted | 2020-09-04 | 2020-09-09 | 2021-10-30 | Enphase Energy | IQ7-60-2-US | Inverters | 240 |  | 38 |  |  | 0.97 |  | Outdoor | Behind the PV Modules
NJSTRE1545553207 |  | Transition Incentive Program | Florence | 8518 | 13 | 8.5 | Residential | No | Behind the Meter | Net-metered residential rooftop and canopy |  | PSEG | Maier Solar Engineering dba Solar Me | PSE&G | Accepted | 2020-09-09 | 2020-09-14 | 2021-10-30 | enphase | IQ7+ | Inverters | 290 |  | 25 |  |  | 0.96 |  | Outside | Next to meter
NJSTRE1545553258 |  | Transition Incentive Program | Berlin | 8009 | 14 | 9.8 | Residential | Yes | Behind the Meter | Net-metered residential rooftop and canopy |  | None | Pro Custom Solar dba Momentum Solar | AC Electric | Accepted | 2020-09-04 | 2020-09-09 | 2021-10-30 | Enphase | IQ7Plus-72-2-US | Inverters | 290 |  | 28 |  |  | 0.97 |  | Outdoor | Roof
NJSTRE1545553296 |  | Transition Incentive Program | Swedesboro | 8085 | 15 | 5.1 | Residential | Yes | Behind the Meter | Net-metered residential rooftop and canopy |  | None | Trinity Solar | AC Electric | Accepted | 2020-09-04 | 2020-09-09 | 2021-10-30 | SOLAR EDGE | SE3800H-US | Inverters | 3800 |  | 1 |  |  | 0.97 |  | Outside | SIDE OF HOME
NJSTRE1545553309 |  | Transition Incentive Program | NEWARK | 7112 | 9 | 8.5 | Residential | Yes | Behind the Meter | Net-metered residential rooftop and canopy |  | None | Trinity Solar | PSE&G | Accepted | 2020-09-04 | 2020-09-09 | 2021-10-30 | Solar Edge | SE7600H-US000BNC4 | Inverters | 7600 |  | 1 |  |  | 0.97 |  | Outdoor | side of home
NJSTRE1545478552 |  | Transition Incentive Program | CLEMENTON | 8021 | 14 | 9.43 | Residential | Yes | Behind the Meter | Net-metered residential rooftop and canopy |  | None | Vivint Solar Developer, LLC | AC Electric | Accepted | 2020-08-20 | 2020-08-21 | 2021-10-30 | Solar Edge | SE7600H-US | Inverters | 7600 |  | 1 |  |  | 0.992 |  | Outdoor | Near the Utility Meter
NJSTRE1545478734 |  | Transition Incentive Program | IRVINGTON | 7111 | 9 | 5.36 | Residential | Yes | Behind the Meter | Net-metered residential rooftop and canopy |  | None | Trinity Solar | PSE&G | Accepted | 2020-08-19 | 2020-08-21 | 2021-10-30 | Solar Edge | SE5000H-US000BNC4 | Inverters | 5000 |  | 1 |  |  | 0.97 |  | Outdoor | side of home
NJSTRE1545481389 |  | Transition Incentive Program | Mantua | 8051 | 15 | 5.67 | Residential | Yes | Behind the Meter | Net-metered residential rooftop and canopy |  | None | Suntuity Solar LLC | AC Electric | Accepted | 2020-08-20 | 2020-08-24 | 2021-10-30 | Enphase Energy | IQ7-60-2-US | Inverters | 240 |  | 18 |  |  | 0.97 |  | Outdoor | Behind the PV Modules
NJSTRE1545481404 |  | Transition Incentive Program | Sussex | 7561 |  | 9.6 | Residential | No | Behind the Meter | Net-metered residential rooftop and canopy |  | None | Posigen NJ LLC | JCP&L | Accepted | 2020-08-20 | 2020-08-24 | 2021-10-30 | SolarEdge | SE10000H-US | Inverters | 10000 |  | 1 |  |  | 0.99 |  | Outside | within ten feet of meter
NJSTRE1545481524 |  | Transition Incentive Program | Westfield | 7090 | 10 | 6.12 | Residential | Yes | Behind the Meter | Net-metered residential rooftop and canopy |  | None | Trinity Solar | PSE&G | Accepted | 2020-08-20 | 2020-08-25 | 2021-10-30 | Solar Edge | SE5000 | Inverters | 5000 |  | 1 |  |  | 0.97 |  | Outside | side of home
NJSTRE1545481551 |  | Transition Incentive Program | TUCKERTON | 8087 | 18 | 3.2 | Residential | No | Behind the Meter | Net-metered residential rooftop and canopy |  | None | Vivint Solar Developer, LLC | AC Electric | Accepted | 2020-08-20 | 2020-08-24 | 2021-10-30 | SolarEdge | SE3800H-US | Inverters | 3800 |  | 1 |  |  | 0.992 |  | Outdoor | Near the Utility Meter
NJSTRE1545481610 |  | Transition Incentive Program | Burlington | 8016 | 13 | 7.14 | Residential | Yes | Behind the Meter | Net-metered residential rooftop and canopy |  | None | Trinity Solar | PSE&G | Accepted | 2020-08-20 | 2020-08-24 | 2021-10-30 | Solar Edge | SE6000 | Inverters | 6000 |  | 1 |  |  | 0.97 |  | Outside | side of home
NJSTRE1545481673 |  | Transition Incentive Program | Bayville | 8721 | 18 | 9.18 | Residential | No | Behind the Meter | Net-metered residential rooftop and canopy |  | None | NJ Solar Power, LLC | JCP&L | Accepted | 2020-08-20 | 2020-08-24 | 2021-10-30 | solaredge | se7600H-US | Inverters | 7600 |  | 1 |  |  | 0.99 |  | Outdoor | garage
NJSTRE1545382578 | NJSRRE1542412178 | Transition Incentive Program | Newark | 7103 | 9 | 9.05 | Residential | Yes | Behind the Meter | Behind the Meter |  | None | Pro Custom Solar dba Momentum Solar | PSE&G | Eligible for TI Program | 2019-09-17 | 2019-09-19 | 2021-10-30 | LG ELECTRONICS | LG 335N1C-V5 | Solar Panels |  | 0.335 | 27 | 293 | 5 |  | Fixed | Roof
NJSTRE1545382583 | NJSRRE1541976922 | Transition Incentive Program | Perth Amboy | 8861 | 11 | 5.36 | Residential | Yes | Behind the Meter | Behind the Meter |  | None | Pro Custom Solar dba Momentum Solar | PSE&G | Eligible for TI Program | 2019-08-30 | 2019-09-04 | 2021-10-30 | HANWHA | Q.PEAK DUO BLK-G5 315 | Solar Panels |  | 0.315 | 5 | 110 | 45 |  | Fixed | Roof
NJSTRE1545382586 | NJSRRE1542409017 | Transition Incentive Program | Barnegat | 8005 | 18 | 12.4 | Residential | Yes | Behind the Meter | Behind the Meter |  | None | All Season Solar | JCP&L | Eligible for TI Program | 2019-09-16 | 2019-09-18 | 2021-10-30 | Trina | TSM DD05A.05II 310W AUG 2019 | Solar Panels |  | 0.31 | 7 | 127 | 27 |  | Fixed | Roof
NJSTRE1545382588 | NJSRRE1541880808 | Transition Incentive Program | Fanwood | 7023 | 10 | 10.92 | Residential | Yes | Behind the Meter | Behind the Meter |  | None | Code Green Solar, LLC | PSE&G | Eligible for TI Program | 2019-08-28 | 2019-09-16 | 2021-10-30 | Trina Solar | Trina Solar 295 Mono | Solar Panels |  | 0.295 | 11 | 217 | 24 |  | Fixed | Roof
NJSTRE1545382589 | NJSRRE1541894954 | Transition Incentive Program | Bayville | 8721 | 18 | 6.54 | Residential | Yes | Behind the Meter | Net-metered residential rooftop and canopy |  | None | SunPower Corporation, Systems | JCP&L | Accepted |  | 2019-09-03 | 2021-10-30 | SUNPOWER | SPR-E20-327-E-AC | Solar Panels |  | 0.327 | 4 | 178 | 18 |  | Fixed | Roof
NJSTRE1545545588 |  | Transition Incentive Program | TOMS RIVER | 8757 | 18 | 13.98 | Residential | Yes | Behind the Meter | Net-metered residential rooftop and canopy |  | None | Vivint Solar Developer, LLC | JCP&L | Accepted | 2020-09-10 | 2020-09-11 | 2021-10-30 | Solar Edge | SE3800H-US | Inverters | 3800 |  | 1 |  |  | 0.992 |  | Outdoor | Near the Utility Meter
NJSTRE1545545589 |  | Transition Incentive Program | West Deptford | 8096 | 15 | 5.99 | Residential | No | Behind the Meter | Net-metered residential rooftop and canopy |  | None | Advanced Renewable Solutions | PSE&G | Accepted | 2020-09-02 | 2020-09-08 | 2021-10-30 | ENPHASE | IQ7-60-2-US | Inverters | 4560 |  | 19 |  |  | 0.976 |  | Outdoor | Micro-inverters are mounted to underside of every solar
NJSTRE1545545648 |  | Transition Incentive Program | Carneys Point | 8069 | 16 | 9.6 | Residential | Yes | Behind the Meter | Net-metered residential rooftop and canopy |  | None | RCL Enterprises Inc. | AC Electric | Accepted | 2020-09-02 | 2020-09-08 | 2021-10-30 | Enphase | IQ7 | Inverters | 240 |  | 30 |  |  | 0.96 |  | Outdoor | under panels
NJSTRE1545547120 |  | Transition Incentive Program | OAKLYN | 8107 | 14 | 5.67 | Residential | Yes | Behind the Meter | Net-metered residential rooftop and canopy |  | None | Suntuity Solar LLC | PSE&G | Accepted | 2020-09-03 | 2020-09-09 | 2021-10-30 | Enphase Energy | IQ7-60-2-US | Inverters | 240 |  | 18 |  |  | 0.97 |  | Outdoor | Behind the PV Modules
NJSTRE1545547135 |  | Transition Incentive Program | SOMERDALE | 8083 | 14 | 5.67 | Residential | Yes | Behind the Meter | Net-metered residential rooftop and canopy |  | None | Suntuity Solar LLC | PSE&G | Accepted | 2020-09-03 | 2020-09-08 | 2021-10-30 | Enphase Energy | IQ7-60-2-US | Inverters | 240 |  | 18 |  |  | 0.97 |  | Outdoor | Behind the PV Modules
NJSTRE1545547196 |  | Transition Incentive Program | HAMMONTON | 8037 | 19 | 10.13 | Residential | No | Behind the Meter | Net-metered residential ground mount |  | None | Public Service Solar | AC Electric | Accepted | 2020-09-03 | 2020-09-08 | 2021-10-30 | Enphase | IQ7+ | Inverters | 0.29 |  | 25 |  |  | 0.96 |  | Outdoor | under panel
NJSTRE1545547660 |  | Transition Incentive Program | Hillsborough Twp | 8844 | 5 | 8.85 | Residential | No | Behind the Meter | Net-metered residential rooftop and canopy |  | None | Sunrun Installation Services, Inc. | PSE&G | Accepted | 2020-09-03 | 2020-09-08 | 2021-10-30 | Enphase Energy | IQ7-60-x-US (240V) | Inverters | 240 |  | 29 |  |  | 0.96 |  | Outdoor | Rooftop
NJSTRE1545547706 |  | Transition Incentive Program | Cranbury Township | 8512 | 11 | 11.2 | Residential | No | Behind the Meter | Net-metered residential rooftop and canopy |  | None | Pro Custom Solar dba Momentum Solar | PSE&G | Accepted | 2020-09-03 | 2020-09-08 | 2021-10-30 | Enphase | IQ7Plus-72-2-US | Inverters | 290 |  | 32 |  |  | 0.97 |  | Outdoor | Roof
NJSTRE1545547708 |  | Transition Incentive Program | Westampton Twp | 8060 | 13 | 7.44 | Residential | Yes | Behind the Meter | Net-metered residential rooftop and canopy |  | None | Bright Planet Solar | PSE&G | Accepted | 2020-09-03 | 2020-09-08 | 2021-10-30 | SOLAR EDGE | SE6000H-USRGM | Inverters | 6000 |  | 1 |  |  | 0.98 |  | Outdoor | OUTSIDE
NJSTRE1545549912 |  | Transition Incentive Program | Somerdale | 8083 | 14 | 14.72 | Residential | No | Behind the Meter | Net-metered residential rooftop and canopy |  | None | RCL Enterprises Inc. | PSE&G | Accepted | 2020-09-08 | 2020-09-09 | 2021-10-30 | Enphase | IQ7 | Inverters | 240 |  | 46 |  |  | 0.96 |  | Outdoor | under panels
NJSTRE1545549985 |  | Transition Incentive Program | Pennsauken | 8109 | 14 | 8.19 | Residential | No | Behind the Meter | Net-metered residential rooftop and canopy |  | None | All Season Solar | PSE&G | Accepted | 2020-09-03 | 2020-09-09 | 2021-10-30 | Enphase | IQ7 | Inverters | 240 |  | 26 |  |  | 0.97 |  | Outdoor | under module
NJSTRE1545553188 |  | Transition Incentive Program | KIRKWOOD | 8043 | 14 | 12.29 | Residential | No | Behind the Meter | Net-metered residential rooftop and canopy |  | None | Suntuity Solar LLC | AC Electric | Accepted | 2020-09-04 | 2020-09-09 | 2021-10-30 | Enphase Energy | IQ7-60-2-US | Inverters | 240 |  | 39 |  |  | 0.97 |  | Outdoor | Behind the PV Modules
NJSTRE1545545602 |  | Transition Incentive Program | Montgomery TWP | 8502 | 5 | 11.22 | Residential | No | Behind the Meter | Net-metered residential rooftop and canopy |  | None | Tesla Energy Operations Inc. | PSE&G | Accepted | 2020-09-02 | 2020-09-08 | 2021-10-30 | SolarEdge Technologies | SE10000H-US [240V] | Inverters | 10000 |  | 1 |  |  | 0.99 |  | Outside | Outside
NJSTRE1545547119 |  | Transition Incentive Program | Evesham Township | 8053 | 13 | 12.29 | Residential | Yes | Behind the Meter | Net-metered residential rooftop and canopy |  | None | Suntuity Solar LLC | PSE&G | Accepted | 2020-09-03 | 2020-09-08 | 2021-10-30 | Enphase Energy | IQ7-60-2-US | Inverters | 240 |  | 39 |  |  | 0.97 |  | Outdoor | Behind the PV Modules
NJSTRE1545547140 |  | Transition Incentive Program | Pine Beach | 8741 | 18 | 7.37 | Residential | No | Behind the Meter | Net-metered residential rooftop and canopy |  | None | Vision Solar LLC | JCP&L | Accepted | 2020-09-03 | 2020-09-08 | 2021-10-30 | ENPHASE | IQ7-60-2-US | Inverters | 0.24 |  | 22 |  |  | 0.96 |  | Other | BEHIND EACH PANEL
NJSTRE1545547266 |  | Transition Incentive Program | toms river | 8757 | 18 | 5.76 | Residential | No | Behind the Meter | Net-metered residential rooftop and canopy |  | None | Orbit Energy & Power, LLC | JCP&L | Accepted | 2020-09-03 | 2020-09-08 | 2021-10-30 | enphase | iq7-60-2-us | Inverters | 0.24 |  | 18 |  |  | 0.96 |  | Other | behind panels
NJSTRE1545547288 |  | Transition Incentive Program | oak ridge | 7438 | 6 | 9.86 | Residential | No | Behind the Meter | Net-metered residential rooftop and canopy |  | None | Sundial Solar Innovations | JCP&L | Accepted | 2020-09-03 | 2020-09-09 | 2021-10-30 | Enphase | iq7+ | Inverters | 290 |  | 29 |  |  | 0.97 |  | Outdoor | roof
NJSTRE1545547372 |  | Transition Incentive Program | Burlington | 8016 | 13 | 8.5 | Residential | No | Behind the Meter | Net-metered residential rooftop and canopy |  | None | Maier Solar Engineering dba Solar Me | PSE&G | Accepted | 2020-09-03 | 2020-09-09 | 2021-10-30 | Enphase | IQ7+ | Inverters | 290 |  | 25 |  |  | 0.96 |  | Outdoor | Next to meter
NJSTRE1545547647 |  | Transition Incentive Program | Ewing | 8638 | 12 | 7.82 | Residential | No | Behind the Meter | Net-metered residential rooftop and canopy |  | None | Trinity Solar | PSE&G | Accepted | 2020-09-03 | 2020-09-09 | 2021-10-30 | SOLAR EDGE | SE6000H-US | Inverters | 6000 |  | 1 |  |  | 0.97 |  | Outside | SIDE OF HOME
NJSTRE1545547679 |  | Transition Incentive Program | Newark | 7108 | 9 | 7.44 | Residential | Yes | Behind the Meter | Net-metered residential rooftop and canopy |  | None | Posigen NJ LLC | PSE&G | Accepted | 2020-09-03 | 2020-09-08 | 2021-10-30 | SolarEdge | SE7600H-US | Inverters | 7600 |  | 1 |  |  | 0.99 |  | Outside | within ten feet of meter
NJSTRE1545547734 |  | Transition Incentive Program | Bridgeton | 8302 | 20 | 6.8 | Residential | No | Behind the Meter | Net-metered residential rooftop and canopy |  | None | Trinity Solar | AC Electric | Accepted | 2020-09-03 | 2020-09-22 | 2021-10-30 | Solar Edge | SE6000 | Inverters | 6000 |  | 1 |  |  | 0.97 |  | Outside | side of home
NJSTRE1545547742 |  | Transition Incentive Program | Holmdel | 7733 | 17 | 10.5 | Residential | Yes | Behind the Meter | Net-metered residential rooftop and canopy |  | None | Pro Custom Solar dba Momentum Solar | JCP&L | Accepted | 2020-09-03 | 2020-09-08 | 2021-10-30 | Enphase | IQ7Plus-72-2-US | Inverters | 290 |  | 30 |  |  | 0.97 |  | Outdoor | Roof
NJSTRE1545547778 |  | Transition Incentive Program | Moonachie | 7074 | 7 | 7.48 | Residential | Yes | Behind the Meter | Net-metered residential rooftop and canopy |  | None | Trinity Solar | PSE&G | Accepted | 2020-09-03 | 2020-09-08 | 2021-10-30 | Solar Edge | SE6000 | Inverters | 6000 |  | 1 |  |  | 0.97 |  | Outside | side of home
NJSTRE1545547858 |  | Transition Incentive Program | Monmouth Beach | 7750 | 17 | 5.44 | Residential | Yes | Behind the Meter | Net-metered residential rooftop and canopy |  | None | Trinity Solar | JCP&L | Accepted | 2020-09-03 | 2020-09-08 | 2021-10-30 | Solar Edge | SE5000 | Inverters | 5000 |  | 1 |  |  | 0.97 |  | Outside | side of home
NJSTRE1545549846 |  | Transition Incentive Program | LINDEN | 7036 | 10 | 6.46 | Residential | No | Behind the Meter | Net-metered residential rooftop and canopy |  | None | Trinity Solar | PSE&G | Accepted | 2020-09-03 | 2020-09-10 | 2021-10-30 | Solar Edge | SE5000H-US000BNC4 | Inverters | 5000 |  | 1 |  |  | 0.97 |  | Outdoor | side of home
NJSTRE1545553333 |  | Transition Incentive Program | Oak Ridge | 7438 | 6 | 13.26 | Residential | Yes | Behind the Meter | Net-metered residential rooftop and canopy |  | None | Trinity Solar | JCP&L | Accepted | 2020-09-04 | 2020-09-09 | 2021-10-30 | Solar Edge | SE10000 | Inverters | 10000 |  | 1 |  |  | 0.97 |  | Outside | side of home
NJSTRE1545553363 |  | Transition Incentive Program | CLEMENTON | 8021 | 14 | 6.3 | Residential | Yes | Behind the Meter | Net-metered residential rooftop and canopy |  | None | Pro Custom Solar dba Momentum Solar | AC Electric | Accepted | 2020-09-04 | 2020-09-09 | 2021-10-30 | Enphase | IQ7Plus-72-2-US | Inverters | 290 |  | 18 |  |  | 0.97 |  | Outdoor | Roof
NJSTRE1545553513 |  | Transition Incentive Program | Palisades Park | 7650 | 7 | 3.02 | Residential | Yes | Behind the Meter | Net-metered residential rooftop and canopy |  | None | Trinity Solar | PSE&G | Accepted | 2020-09-04 | 2020-09-10 | 2021-10-30 | Solar Edge | SE3000 | Inverters | 3000 |  | 1 |  |  | 0.97 |  | Outside | side of home
NJSTRE1545553521 |  | Transition Incentive Program | TOMS RIVER | 8755 | 18 | 4.42 | Residential | Yes | Behind the Meter | Net-metered residential rooftop and canopy |  | None | Trinity Solar | JCP&L | Accepted | 2020-09-04 | 2020-09-09 | 2021-10-30 | Solar Edge | SE3800H-US000BNC4 | Inverters | 3800 |  | 1 |  |  | 0.97 |  | Outdoor | side of home
NJSTRE1545553714 |  | Transition Incentive Program | Flemington | 8822 | 4 | 17.67 | Residential | No | Behind the Meter | Net-metered residential rooftop and canopy |  | None | Bright Planet Solar | JCP&L | Accepted | 2020-09-04 | 2020-09-09 | 2021-10-30 | SOLAR EDGE | SE11400H-USRGM | Inverters | 11400 |  | 1 |  |  | 0.98 |  | Outdoor | OUTSIDE
NJSTRE1545553715 |  | Transition Incentive Program | Cherry Hill | 8003 | 14 | 16.64 | Commercial | Yes | Behind the Meter | Net-metered non-residential rooftop and canopy |  | None | All Season Solar | PSE&G | Accepted | 2020-09-04 | 2020-09-09 | 2021-10-30 | Enphase | IQ7 | Inverters | 240 |  | 52 |  |  | 0.97 |  | Outdoor | under module
NJSTRE1545553792 |  | Transition Incentive Program | BEVERLY | 8010 | 13 | 5.2 | Residential | Yes | Behind the Meter | Net-metered residential rooftop and canopy |  | None | Vivint Solar Developer, LLC | PSE&G | Accepted | 2020-09-12 | 2020-09-14 | 2021-10-30 | Solar Edge | SE3800H-US | Inverters | 3800 |  | 1 |  |  | 0.992 |  | Outdoor | Near the Utility Meter
NJSTRE1545553807 |  | Transition Incentive Program | Cranford | 7016 | 10 | 4.08 | Residential | Yes | Behind the Meter | Net-metered residential rooftop and canopy |  | None | Tesla Energy Operations Inc. | PSE&G | Accepted | 2020-09-04 | 2020-09-10 | 2021-10-30 | SolarEdge Technologies | SE3800H-US [240V] | Inverters | 3800 |  | 1 |  |  | 0.99 |  | Outside | Outside
NJSTRE1545559629 |  | Transition Incentive Program | Williamstown | 8094 | 15 | 10.08 | Residential | No | Behind the Meter | Net-metered residential rooftop and canopy |  | None | Suntuity Solar LLC | AC Electric | Accepted | 2020-09-07 | 2020-09-10 | 2021-10-30 | Enphase Energy | IQ7-60-2-US | Inverters | 240 |  | 32 |  |  | 0.97 |  | Outdoor | Behind the PV Modules
NJSTRE1545560158 |  | Transition Incentive Program | Boonton | 7005 | 3 | 4.94 | Residential | Yes | Behind the Meter | Net-metered residential rooftop and canopy |  | None | Vivint Solar Developer, LLC | JCP&L | Accepted | 2020-09-23 | 2020-09-24 | 2021-10-30 | Enphase | M215-60-2LL-S22-IG | Inverters | 215 |  | 19 |  |  | 0.96 |  | Other | Underneath each module
NJSTRE1545560737 |  | Transition Incentive Program | WEST PATERSON BORO | 7424 | 6 | 6.93 | Residential | No | Behind the Meter | Net-metered residential rooftop and canopy |  | None | Suntuity Solar LLC | PSE&G | Accepted | 2020-09-08 | 2020-09-10 | 2021-10-30 | Enphase Energy | IQ7-60-2-US | Inverters | 240 |  | 22 |  |  | 0.97 |  | Outdoor | Behind the PV Modules
NJSTRE1545560761 |  | Transition Incentive Program | HILLSBOROUGH | 8844 | 5 | 4.73 | Residential | Yes | Behind the Meter | Net-metered residential rooftop and canopy |  | None | Suntuity Solar LLC | PSE&G | Accepted | 2020-09-08 | 2020-09-10 | 2021-10-30 | Enphase Energy | IQ7-60-2-US | Inverters | 240 |  | 15 |  |  | 0.97 |  | Outdoor | Behind the PV Modules
NJSTRE1545560931 |  | Transition Incentive Program | Gibbstown | 8027 | 15 | 7.15 | Residential | No | Behind the Meter | Net-metered residential rooftop and canopy |  | None | SunnyMac LLC | AC Electric | Accepted | 2020-09-08 | 2020-09-10 | 2021-10-30 | Solaredge | SE6000H-US | Inverters | 6000 |  | 1 |  |  | 0.99 |  | Outdoor | Net to Meter
NJSTRE1545382591 | NJSRRE1541871805 | Transition Incentive Program | Willingboro Twp | 8046 | 13 | 5.12 | Residential | Yes | Behind the Meter | Behind the Meter |  | None | Skyline Solar, LLC | PSE&G | Eligible for TI Program | 2019-08-21 | 2019-08-26 | 2021-10-30 | Hanwha Q-Cells | Q.PEAK DUO-G5 320 | Solar Panels |  | 0.32 | 16 | 164 | 25 |  | Fixed | Roof
NJSTRE1545382597 | NJSRRE1542412806 | Transition Incentive Program | Passaic City | 7055 | 6 | 3.48 | Residential | No | Behind the Meter | Behind the Meter |  | None | Sunrun Installation Services, Inc. | PSE&G | Eligible for TI Program | 2019-09-17 | 2019-09-20 | 2021-10-30 | REC Solar | REC290TP2 BLK | Solar Panels |  | 0.29 | 12 | 126 | 45 |  | Fixed | Roof
NJSTRE1545382600 | NJSRRE1542413114 | Transition Incentive Program | Linden | 7036 | 10 | 13.05 | Residential | No | Behind the Meter | Behind the Meter |  | None | Sunrun Installation Services, Inc. | PSE&G | Eligible for TI Program | 2019-09-17 | 2019-09-20 | 2021-10-30 | REC Solar | REC290TP2 BLK | Solar Panels |  | 0.29 | 17 | 38 | 23 |  | Fixed | Roof
NJSTRE1545382607 | NJSRRE1541861999 | Transition Incentive Program | New Milford | 7646 | 7 | 8.82 | Residential | Yes | Behind the Meter | Net-metered residential rooftop and canopy |  | None | Vivint Solar Developer, LLC | PSE&G | Accepted | 2019-08-23 | 2019-08-26 | 2021-10-30 | Hanwha Solar | Q.PEAK BLK-G5 315 | Solar Panels |  | 0.315 | 6 | 174 | 14 |  | Fixed | Roof
NJSTRE1545382609 | NJSRRE1541861863 | Transition Incentive Program | ELIZABETH | 7202 | 10 | 10.05 | Residential | Yes | Behind the Meter | Behind the Meter |  | None | Pro Custom Solar dba Momentum Solar | PSE&G | Eligible for TI Program | 2019-08-20 | 2019-08-23 | 2021-10-30 | LG ELECTRONICS | LG 335N1C-V5 | Solar Panels |  | 0.335 | 8 | 156 | 22 |  | Fixed | Roof
NJSTRE1545382615 | NJSRRE1542236218 | Transition Incentive Program | Elizabeth | 7201 | 10 | 3.6 | Residential | No | Behind the Meter | Net-metered residential rooftop and canopy |  | None | SunPower Corporation, Systems | PSE&G | Accepted |  | 2019-09-09 | 2021-10-30 | SUNPOWER | SPR-E20-327-E-AC | Solar Panels |  | 0.327 | 11 | 199 | 40 |  | Fixed | Roof
NJSTRE1545382624 | NJSRRE1542248585 | Transition Incentive Program | Hamilton | 8609 | 12 | 19.24 | Residential | No | Behind the Meter | Net-metered non-residential rooftop and canopy |  | None | Exact Solar | PSE&G | Accepted |  | 2019-09-10 | 2021-10-30 | Jinko | JKM370M-72 | Solar Panels |  | 0.37 | 8 | 93 | 18 |  | Fixed | Roof
NJSTRE1545382626 | NJSRRE1541887897 | Transition Incentive Program | Paterson | 7504 | 6 | 5.36 | Residential | Yes | Behind the Meter | Behind the Meter |  | None | Trinity Solar | PSE&G | Eligible for TI Program | 2019-08-27 | 2019-08-29 | 2021-10-30 | Hanwha | Q.PEAK DUO BLK-G5 315 | Solar Panels |  | 0.315 | 4 | 189 | 40 |  | Fixed | Roof
NJSTRE1545382629 | NJSRRE1542422676 | Transition Incentive Program | heckensack city | 7601 | 7 | 13.08 | Residential | No | Behind the Meter | Net-metered residential rooftop and canopy |  | None | SunPower Capital LLC | PSE&G | Accepted | 2019-09-19 | 2019-09-23 | 2021-10-30 | sunpower | spr-e20-327-e-ac | Solar Panels |  | 0.327 | 4 | 128 | 23 |  | Fixed | Roof
NJSTRE1545382630 | NJSRRE1542421595 | Transition Incentive Program | Deptford TWP | 8096 | 15 | 13.41 | Residential | Yes | Behind the Meter | Net-metered residential rooftop and canopy |  | None | Vision Solar LLC | PSE&G | Accepted | 2019-09-19 | 2019-09-23 | 2021-10-30 | sunpower | e20-327-e-ac | Solar Panels |  | 0.327 | 18 | 291 | 30 |  | Fixed | Roof
NJSTRE1545382636 | NJSRRE1542407211 | Transition Incentive Program | TOMS RIVER | 8753 | 18 | 14.81 | Residential | Yes | Behind the Meter | Net-metered residential rooftop and canopy |  | None | Vivint Solar Developer, LLC | JCP&L | Accepted | 2019-09-18 | 2019-09-18 | 2021-10-30 | Hanwha | Q.PEAK DUO BLK-G5 315w | Solar Panels |  | 0.315 | 16 | 116 | 19 |  | Fixed | Roof
NJSTRE1545382640 | NJSRRE1542345741 | Transition Incentive Program | Glendora | 8029 | 14 | 6.82 | Residential | No | Behind the Meter | Behind the Meter |  | None | Orbit Energy & Power, LLC | PSE&G | Eligible for TI Program | 2019-09-06 | 2019-09-11 | 2021-10-30 | axitec | axitec 310 | Solar Panels |  | 0.31 | 6 | 294 | 20 |  | Fixed | Roof
NJSTRE1545382642 | NJSRRE1541883860 | Transition Incentive Program | Hawthorne | 7506 | 6 | 11.97 | Residential | Yes | Behind the Meter | Behind the Meter |  | None | Vivint Solar Developer, LLC | PSE&G | Eligible for TI Program | 2019-08-29 | 2019-08-30 | 2021-10-30 | HANWHA SOLAR | Q.PEAK BLK-G5 315 | Solar Panels |  | 0.315 | 3 | 218 | 11 |  | Fixed | Roof
NJSTRE1545545557 |  | Transition Incentive Program | Edison TWP | 8837 | 11 | 5.78 | Residential | Yes | Behind the Meter | Net-metered residential rooftop and canopy |  | None | Tesla Energy Operations Inc. | PSE&G | Accepted | 2020-09-02 | 2020-09-08 | 2021-10-30 | SolarEdge Technologies | SE7600H-US [240V] | Inverters | 7600 |  | 1 |  |  | 0.99 |  | Outside | Outside
NJSTRE1545547123 |  | Transition Incentive Program | WILLIAMSTOWN | 8094 | 15 | 5.04 | Residential | Yes | Behind the Meter | Net-metered residential rooftop and canopy |  | None | Suntuity Solar LLC | AC Electric | Accepted | 2020-09-03 | 2020-09-08 | 2021-10-30 | Enphase Energy | IQ7-60-2-US | Inverters | 240 |  | 16 |  |  | 0.97 |  | Outdoor | Behind the PV Modules
NJSTRE1545547137 |  | Transition Incentive Program | Byram Township | 7821 | 1 | 8.84 | Residential | Yes | Behind the Meter | Net-metered residential rooftop and canopy |  | None | Trinity Solar | JCP&L | Accepted | 2020-09-03 | 2020-09-08 | 2021-10-30 | Solar Edge | SE7600 | Inverters | 7600 |  | 1 |  |  | 0.97 |  | Outside | side of home
NJSTRE1545547145 |  | Transition Incentive Program | sewell | 8080 | 15 | 12.8 | Residential | No | Behind the Meter | Net-metered residential rooftop and canopy |  | None | Orbit Energy & Power, LLC | AC Electric | Accepted | 2020-09-03 | 2020-09-08 | 2021-10-30 | enphase | iq7-60-2-us | Inverters | 0.24 |  | 40 |  |  | 0.99 |  | Other | behind panels
NJSTRE1545547274 |  | Transition Incentive Program | Sicklerville | 8081 | 14 | 9.6 | Residential | Yes | Behind the Meter | Net-metered residential rooftop and canopy |  | None | Posigen NJ LLC | AC Electric | Accepted | 2020-09-03 | 2020-09-08 | 2021-10-30 | SolarEdge | SE10000H-US | Inverters | 10000 |  | 1 |  |  | 0.99 |  | Outside | within ten feet of meter
NJSTRE1545547271 |  | Transition Incentive Program | Brick | 8723 | 18 | 10.54 | Residential | No | Behind the Meter | Net-metered residential rooftop and canopy |  | None | Bright Planet Solar | JCP&L | Accepted | 2020-09-03 | 2020-09-08 | 2021-10-30 | SOLAR EDGE | SE10000H-USRGM | Inverters | 10000 |  | 1 |  |  | 0.98 |  | Outdoor | OUTSIDE
NJSTRE1545547345 |  | Transition Incentive Program | McKee City | 8234 | 19 | 9.45 | Residential | No | Behind the Meter | Net-metered residential rooftop and canopy |  | None | All Season Solar | AC Electric | Accepted | 2020-09-03 | 2020-09-09 | 2021-10-30 | Enphase | IQ7 | Inverters | 240 |  | 30 |  |  | 0.97 |  | Outdoor | under module
NJSTRE1545547360 |  | Transition Incentive Program | Bergenfield | 7621 | 7 | 5.53 | Residential | Yes | Behind the Meter | Net-metered residential rooftop and canopy |  | None | Vivint Solar Developer, LLC | PSE&G | Accepted | 2020-09-11 | 2020-09-11 | 2021-10-30 | Solar Edge | SE3800H-US | Inverters | 3800 |  | 1 |  |  | 0.992 |  | Outdoor | Near the Utility Meter
NJSTRE1545547681 |  | Transition Incentive Program | Piscataway | 8854 | 11 | 6.3 | Residential | No | Behind the Meter | Net-metered residential rooftop and canopy |  | None | Pro Custom Solar dba Momentum Solar | PSE&G | Accepted | 2020-09-03 | 2020-09-08 | 2021-10-30 | Enphase | IQ7-60-2-US | Inverters | 240 |  | 18 |  |  | 0.97 |  | Outdoor | Roof
NJSTRE1545547366 |  | Transition Incentive Program | Egg Harbor Township | 8234 | 19 | 16.96 | Residential | Yes | Behind the Meter | Net-metered residential rooftop and canopy |  | None | Sun Up Zero Down | AC Electric | Accepted | 2020-09-03 | 2020-09-09 | 2021-10-30 | enphase | IQ7-60-2-US | Inverters | 240 |  | 53 |  |  | 0.976 |  | Outside | behind panel
NJSTRE1545549854 |  | Transition Incentive Program | Jackson | 8527 | 18 | 12.95 | Residential | No | Behind the Meter | Net-metered residential rooftop and canopy |  | None | Powerlutions | JCP&L | Accepted | 2020-09-03 | 2020-09-09 | 2021-10-30 | SolarEdge | SE10000H-US | Inverters | 10 |  | 1 |  |  | 0.99 |  | Outdoor | Near Meter
NJSTRE1545553292 |  | Transition Incentive Program | Toms River | 8755 | 18 | 11.55 | Residential | No | Behind the Meter | Net-metered residential rooftop and canopy |  | None | Powerlutions | JCP&L | Accepted | 2020-09-04 | 2020-09-09 | 2021-10-30 | SolarEdge | SE10000H-US | Inverters | 10 |  | 1 |  |  | 0.99 |  | Outdoor | Near Meter
NJSTRE1545553297 |  | Transition Incentive Program | Bergenfield | 7621 | 7 | 5.12 | Residential | No | Behind the Meter | Net-metered residential rooftop and canopy |  | None | Posigen NJ LLC | PSE&G | Accepted | 2020-09-04 | 2020-09-09 | 2021-10-30 | SolarEdge | SE6000H-US | Inverters | 6000 |  | 1 |  |  | 0.99 |  | Outside | within ten feet of meter
NJSTRE1545549953 |  | Transition Incentive Program | Weehawken | 7086 | 8 | 2.64 | Residential | No | Behind the Meter | Net-metered residential rooftop and canopy |  | None | Sunrun Installation Services, Inc. | PSE&G | Accepted | 2020-09-03 | 2020-09-09 | 2021-10-30 | Enphase Energy | IQ7-60-x-US (240V) | Inverters | 240 |  | 8 |  |  | 0.96 |  | Outdoor | Rooftop
NJSTRE1545553192 |  | Transition Incentive Program | HILLSBOROUGH | 8844 | 5 | 9.14 | Residential | No | Behind the Meter | Net-metered residential rooftop and canopy |  | None | Suntuity Solar LLC | PSE&G | Accepted | 2020-09-04 | 2020-09-09 | 2021-10-30 | Enphase Energy | IQ7-60-2-US | Inverters | 240 |  | 29 |  |  | 0.97 |  | Outdoor | Behind the PV Modules
NJSTRE1545553247 |  | Transition Incentive Program | Pennington | 8534 | 12 | 13.2 | Residential | No | Behind the Meter | Net-metered residential rooftop and canopy |  | None | Maier Solar Engineering dba Solar Me | PSE&G | Accepted | 2020-09-04 | 2020-09-09 | 2021-10-30 | Enphase | IQ7+ | Inverters | 290 |  | 33 |  |  | 0.96 |  | Outdoor | Next to meter
NJSTRE1545553281 |  | Transition Incentive Program | Westwood | 7675 | 7 | 3.5 | Residential | Yes | Behind the Meter | Net-metered residential rooftop and canopy |  | None | Pro Custom Solar dba Momentum Solar | PSE&G | Accepted | 2020-09-04 | 2020-09-09 | 2021-10-30 | Enphase | IQ7Plus-72-2-US | Inverters | 290 |  | 10 |  |  | 0.97 |  | Outdoor | Roof
NJSTRE1545553300 |  | Transition Incentive Program | Hawthorne Boro | 7506 | 6 | 4.42 | Residential | Yes | Behind the Meter | Net-metered residential rooftop and canopy |  | None | Tesla Energy Operations Inc. | PSE&G | Accepted | 2020-09-04 | 2020-09-09 | 2021-10-30 | SolarEdge Technologies | SE3800H-US | Inverters | 3800 |  | 1 |  |  | 0.99 |  | Outdoor | Outside
NJSTRE1545553520 |  | Transition Incentive Program | Hasbrouck Heights | 7604 | 7 | 3.02 | Residential | Yes | Behind the Meter | Net-metered residential rooftop and canopy |  | None | Trinity Solar | PSE&G | Accepted | 2020-09-04 | 2020-09-09 | 2021-10-30 | Solar Edge | SE3000 | Inverters | 3000 |  | 1 |  |  | 0.97 |  | Outside | side of home
NJSTRE1545553537 |  | Transition Incentive Program | Rahway | 7065 | 10 | 8.84 | Residential | Yes | Behind the Meter | Net-metered residential rooftop and canopy |  | None | Trinity Solar | PSE&G | Accepted | 2020-09-04 | 2020-09-09 | 2021-10-30 | Solar Edge | SE7600H-US | Inverters | 7600 |  | 1 |  |  | 0.97 |  | Outside | side of home
NJSTRE1545553730 |  | Transition Incentive Program | PISCATAWAY | 8854 | 11 | 7.71 | Residential | No | Behind the Meter | Net-metered residential rooftop and canopy |  | None | Vision Solar LLC | PSE&G | Accepted | 2020-09-04 | 2020-09-10 | 2021-10-30 | ENPHASE | IQ7-60-2-US | Inverters | 0.24 |  | 23 |  |  | 0.96 |  | Other | BEHIND EACH PANEL
NJSTRE1545553755 |  | Transition Incentive Program | Howell | 7731 | 17 | 3.58 | Residential | Yes | Behind the Meter | Net-metered residential rooftop and canopy |  | None | Vivint Solar Developer, LLC | JCP&L | Accepted | 2020-09-12 | 2020-09-14 | 2021-10-30 | Solar Edge | SE3800H-US | Inverters | 3800 |  | 1 |  |  | 0.992 |  | Outdoor | Near the Utility Meter
NJSTRE1545553797 |  | Transition Incentive Program | East Windsor | 8520 | 12 | 4.9 | Residential | No | Behind the Meter | Net-metered residential rooftop and canopy |  | None | Pro Custom Solar dba Momentum Solar | PSE&G | Accepted | 2020-09-04 | 2020-09-10 | 2021-10-30 | Enphase | IQ7Plus-72-2-US | Inverters | 290 |  | 14 |  |  | 0.97 |  | Outdoor | Roof
NJSTRE1545553799 |  | Transition Incentive Program | Englishtown | 7726 | 17 | 7.32 | Residential | No | Behind the Meter | Net-metered residential rooftop and canopy |  | None | Sunrun Installation Services, Inc. | JCP&L | Accepted | 2020-09-04 | 2020-09-10 | 2021-10-30 | Enphase Energy | IQ7-60-x-US (240V) | Inverters | 240 |  | 24 |  |  | 0.96 |  | Outdoor | Rooftop
NJSTRE1545559404 |  | Transition Incentive Program | West Orange | 7052 | 9 | 10.88 | Residential | Yes | Behind the Meter | Net-metered residential rooftop and canopy |  | None | Tesla Energy Operations Inc. | PSE&G | Accepted | 2020-09-06 | 2020-09-10 | 2021-10-30 | SolarEdge Technologies | SE10000H-US [240V] | Inverters | 10000 |  | 1 |  |  | 0.99 |  | Outside | Outside
NJSTRE1545559628 |  | Transition Incentive Program | GLOUCESTER CITY | 8030 | 14 | 9.14 | Residential | Yes | Behind the Meter | Net-metered residential rooftop and canopy |  | None | Suntuity Solar LLC | PSE&G | Accepted | 2020-09-07 | 2020-09-10 | 2021-10-30 | Enphase Energy | IQ7-60-2-US | Inverters | 240 |  | 29 |  |  | 0.97 |  | Outdoor | Behind the PV Modules
NJSTRE1545553409 |  | Transition Incentive Program | North Brunswick | 8902 | 11 | 8.5 | Residential | Yes | Behind the Meter | Net-metered residential rooftop and canopy |  | None | Trinity Solar | PSE&G | Accepted | 2020-09-04 | 2020-09-09 | 2021-10-30 | Solar Edge | SE7600 | Inverters | 7600 |  | 1 |  |  | 0.97 |  | Outside | side of home
NJSTRE1545553425 |  | Transition Incentive Program | Pennsauken | 8109 | 14 | 6.8 | Residential | Yes | Behind the Meter | Net-metered residential rooftop and canopy |  | None | Trinity Solar | PSE&G | Accepted | 2020-09-04 | 2020-09-09 | 2021-10-30 | Solar Edge | SE6000 | Inverters | 6000 |  | 1 |  |  | 0.97 |  | Outside | side of home
NJSTRE1545553446 |  | Transition Incentive Program | Gibbstown | 8027 | 15 | 8.5 | Residential | No | Behind the Meter | Net-metered residential rooftop and canopy |  | None | Trinity Solar | AC Electric | Accepted | 2020-09-04 | 2020-09-09 | 2021-10-30 | Solar Edge | SE7600 | Inverters | 7600 |  | 1 |  |  | 0.97 |  | Outside | side of home
NJSTRE1545553483 |  | Transition Incentive Program | Egg Harbor City | 8215 | 19 | 3.2 | Residential | Yes | Behind the Meter | Net-metered residential rooftop and canopy |  | None | Castle Energy, LLC | AC Electric | Accepted | 2020-09-04 | 2020-09-09 | 2021-10-30 | Enphase Energy | IQ7-60-2-US | Inverters | 240 |  | 10 |  |  | 0.967 |  | Outdoor | on the rooftop under each solar panel
NJSTRE1545553522 |  | Transition Incentive Program | Nutley | 7110 | 9 | 6.7 | Residential | Yes | Behind the Meter | Net-metered residential rooftop and canopy |  | None | Trinity Solar | PSE&G | Accepted | 2020-09-04 | 2020-09-09 | 2021-10-30 | Solar Edge | SE5000H-US | Inverters | 5000 |  | 1 |  |  | 0.97 |  | Outside | Side of garage
NJSTRE1545553545 |  | Transition Incentive Program | Millville | 8332 | 20 | 6.4 | Residential | Yes | Behind the Meter | Net-metered residential rooftop and canopy |  | None | All Season Solar | AC Electric | Accepted | 2020-09-04 | 2020-09-10 | 2021-10-30 | Enphase | IQ7 | Inverters | 240 |  | 20 |  |  | 0.97 |  | Outdoor | under module
NJSTRE1545553774 |  | Transition Incentive Program | Mt. Laurel | 8054 | 13 | 11.38 | Residential | No | Behind the Meter | Net-metered residential rooftop and canopy |  | None | All Season Solar | PSE&G | Accepted | 2020-09-04 | 2020-09-10 | 2021-10-30 | Enphase | IQ7 | Inverters | 240 |  | 35 |  |  | 0.97 |  | Outdoor | under module
NJSTRE1545553922 |  | Transition Incentive Program | Edison | 8817 | 11 | 7.02 | Residential | Yes | Behind the Meter | Net-metered residential rooftop and canopy |  | None | Sunrun Installation Services, Inc. | PSE&G | Accepted | 2020-09-04 | 2020-09-14 | 2021-10-30 | Enphase Energy | IQ7-60-x-US (240V) | Inverters | 240 |  | 23 |  |  | 0.96 |  | Outdoor | Rooftop
NJSTRE1545553939 |  | Transition Incentive Program | Voorhees Township | 8043 | 14 | 11.59 | Residential | Yes | Behind the Meter | Net-metered residential rooftop and canopy |  | None | Sunrun Installation Services, Inc. | AC Electric | Accepted | 2020-09-04 | 2020-09-10 | 2021-10-30 | Enphase Energy | IQ7-60-x-US (240V) | Inverters | 240 |  | 38 |  |  | 0.96 |  | Outdoor | Rooftop
NJSTRE1545559705 |  | Transition Incentive Program | Monmouth Beach | 7750 | 17 | 4.08 | Residential | Yes | Behind the Meter | Net-metered residential rooftop and canopy |  | None | Tesla Energy Operations Inc. | JCP&L | Accepted | 2020-09-07 | 2020-09-10 | 2021-10-30 | SolarEdge Technologies | SE3800H-US [240V] | Inverters | 3800 |  | 1 |  |  | 0.99 |  | Outside | Outside
NJSTRE1545560616 |  | Transition Incentive Program | VERONA TWP | 7044 | 9 | 7.02 | Residential | Yes | Behind the Meter | Net-metered residential rooftop and canopy |  | None | Sunrun Installation Services, Inc. | PSE&G | Accepted | 2020-09-08 | 2020-09-10 | 2021-10-30 | Enphase Energy | IQ7-60-x-US (240V) | Inverters | 240 |  | 23 |  |  | 0.96 |  | Outdoor | Rooftop
NJSTRE1545560722 |  | Transition Incentive Program | SICKLERVILLE | 8081 | 14 | 11.34 | Residential | No | Behind the Meter | Net-metered residential rooftop and canopy |  | None | Suntuity Solar LLC | AC Electric | Accepted | 2020-09-08 | 2020-09-10 | 2021-10-30 | Enphase Energy | IQ7-60-2-US | Inverters | 240 |  | 36 |  |  | 0.97 |  | Outdoor | Behind the PV Modules
NJSTRE1545560738 |  | Transition Incentive Program | Somers Point | 8244 | 19 | 9.16 | Residential | Yes | Behind the Meter | Net-metered residential rooftop and canopy |  | None | SunPower Corporation, Systems | AC Electric | Accepted | 2020-09-08 | 2020-09-10 | 2021-10-30 | SunPower | SPR-E20-327-E-AC | Inverters | 320 |  | 28 |  |  | 0.96 |  | Other | under each panel
NJSTRE1545382644 | NJSRRE1541883360 | Transition Incentive Program | West Orange | 7052 | 9 | 5.8 | Residential | Yes | Behind the Meter | Behind the Meter |  | None | Sunrun Installation Services, Inc. | PSE&G | Eligible for TI Program | 2019-08-25 | 2019-09-09 | 2021-10-30 | REC Solar | REC290TP2 BLK | Solar Panels |  | 0.29 | 12 | 214 | 40 |  | Fixed | Roof
NJSTRE1545481687 |  | Transition Incentive Program | Seaside Heights | 8751 | 18 | 6.8 | Residential | No | Behind the Meter | Net-metered residential rooftop and canopy |  | None | NJ Solar Power, LLC | Seaside Heights Electric | Accepted | 2020-08-20 | 2020-08-24 | 2021-10-30 | solaredge | SE6000H-Us | Inverters | 6000 |  | 1 |  |  | 0.99 |  | Outdoor | garage
NJSTRE1545481797 |  | Transition Incentive Program | Bayville | 8721 | 18 | 7.04 | Residential | Yes | Behind the Meter | Net-metered residential rooftop and canopy |  | None | Trinity Solar | JCP&L | Accepted | 2020-08-20 | 2020-08-24 | 2021-10-30 | Solar Edge | SE6000 | Inverters | 6000 |  | 1 |  |  | 0.97 |  | Outside | side of home
NJSTRE1545481838 |  | Transition Incentive Program | Chesilhurst | 8089 | 14 | 8.37 | Residential | Yes | Behind the Meter | Net-metered residential rooftop and canopy |  | None | 1st Light Energy Inc | AC Electric | Accepted | 2020-08-20 | 2020-08-24 | 2021-10-30 | Solaredge | SE7600H-USRGM | Inverters | 7600 |  | 1 |  |  | 0.98 |  | Outside | Next To meter
NJSTRE1545481897 |  | Transition Incentive Program | ELIZABETH | 7208 | 10 | 3.35 | Residential | Yes | Behind the Meter | Net-metered residential rooftop and canopy |  | None | Trinity Solar | PSE&G | Accepted | 2020-08-20 | 2020-08-25 | 2021-10-30 | Solar Edge | SE3000H-US000BNC4 | Inverters | 3000 |  | 1 |  |  | 0.97 |  | Outdoor | side of home
NJSTRE1545483464 |  | Transition Incentive Program | Egg Harbor Township | 8234 | 19 | 7.82 | Residential | No | Behind the Meter | Net-metered residential rooftop and canopy |  | None | Castle Energy, LLC | AC Electric | Accepted | 2020-08-20 | 2020-08-25 | 2021-10-30 | Enphase Energy | IQ7-60-2-US | Inverters | 240 |  | 23 |  |  | 0.967 |  | Outdoor | on the rooftop under each solar panel
NJSTRE1545483494 |  | Transition Incentive Program | IRVINGTON | 7111 | 9 | 5.44 | Residential | Yes | Behind the Meter | Net-metered residential rooftop and canopy |  | None | Trinity Solar | PSE&G | Accepted | 2020-08-20 | 2020-08-25 | 2021-10-30 | Solar Edge | SE5000H-US000BNC4 | Inverters | 5000 |  | 1 |  |  | 0.97 |  | Outdoor | side of home
NJSTRE1545495018 |  | Transition Incentive Program | Barnegat | 8005 | 18 | 5.04 | Residential | Yes | Behind the Meter | Net-metered residential rooftop and canopy |  | None | Suntuity Solar LLC | JCP&L | Accepted | 2020-08-21 | 2020-08-25 | 2021-10-30 | Enphase Energy | IQ7-60-2-US | Inverters | 240 |  | 16 |  |  | 0.97 |  | Outdoor | Behind the PV Modules
NJSTRE1545495098 |  | Transition Incentive Program | Pennsauken TWP | 8109 | 14 | 13.12 | Residential | Yes | Behind the Meter | Net-metered residential rooftop and canopy |  | None | Sunbound Solar | PSE&G | Accepted | 2020-08-21 | 2020-08-31 | 2021-10-30 | Enphase | IQ7-60-2-US MICROINVERTER | Inverters | 60 |  | 41 |  |  | 0.987 |  | Outdoor | Under module
NJSTRE1545495102 |  | Transition Incentive Program | Toms River | 8753 | 18 | 15.04 | Residential | Yes | Behind the Meter | Net-metered residential rooftop and canopy |  | None | Seabright Solar | JCP&L | Accepted | 2020-08-21 | 2020-08-25 | 2021-10-30 | Sunpower | SPR-E20-327 | Inverters | 0.32 |  | 46 |  |  | 0.99 |  | Outside | Roof
NJSTRE1545495164 |  | Transition Incentive Program | Blackwood | 8012 | 14 | 11.34 | Residential | No | Behind the Meter | Net-metered residential rooftop and canopy |  | None | Advanced Renewable Solutions | PSE&G | Accepted | 2020-08-21 | 2020-08-26 | 2021-10-30 | ENPHASE | IQ7-60-2-US | Inverters | 8640 |  | 36 |  |  | 0.976 |  | Outdoor | Micro-inverters are mounted to the underside of every s
NJSTRE1545495421 |  | Transition Incentive Program | Pennsville | 8070 | 16 | 16.08 | Residential | No | Behind the Meter | Net-metered residential rooftop and canopy |  | None | Public Service Solar | AC Electric | Accepted | 2020-08-21 | 2020-08-25 | 2021-10-30 | Enphase | IQ7+ | Inverters | 0.29 |  | 48 |  |  | 0.96 |  | Outdoor | Under panels
NJSTRE1545495521 |  | Transition Incentive Program | Whiting | 8759 | 18 | 4.08 | Residential | Yes | Behind the Meter | Net-metered residential rooftop and canopy |  | None | Vision Solar LLC | JCP&L | Accepted | 2020-08-21 | 2020-08-25 | 2021-10-30 | ENPHASE | IQ7-60-2-US | Inverters | 0.24 |  | 12 |  |  | 0.96 |  | Other | BEHIND EACH PANEL
NJSTRE1545559632 |  | Transition Incentive Program | PALMYRA BORO | 8065 | 13 | 9.14 | Residential | No | Behind the Meter | Net-metered residential rooftop and canopy |  | None | Suntuity Solar LLC | PSE&G | Accepted | 2020-09-07 | 2020-09-10 | 2021-10-30 | Enphase Energy | IQ7-60-2-US | Inverters | 240 |  | 29 |  |  | 0.97 |  | Outdoor | Behind the PV Modules
NJSTRE1545559684 |  | Transition Incentive Program | Cherry Hill | 8003 | 14 | 8.88 | Residential | No | Behind the Meter | Net-metered residential rooftop and canopy |  | None | Green Sun Energy Services, LLC | PSE&G | Accepted | 2020-09-07 | 2020-09-11 | 2021-10-30 | SolarEdge | SE7600H-US | Inverters | 7600 |  | 1 |  |  | 0.99 |  | Outdoor | Outdoors next to meter
NJSTRE1545559701 |  | Transition Incentive Program | Spotswood | 8884 | 11 | 7.75 | Residential | Yes | Behind the Meter | Net-metered residential rooftop and canopy |  | None | Bright Planet Solar | JCP&L | Accepted | 2020-09-07 | 2020-09-10 | 2021-10-30 | SOLAR EDGE | SE7600H-USRGM | Inverters | 7600 |  | 1 |  |  | 0.98 |  | Outdoor | OUTSIDE
NJSTRE1545559702 |  | Transition Incentive Program | Towaco | 7082 | 3 | 8.16 | Residential | Yes | Behind the Meter | Net-metered residential rooftop and canopy |  | None | Tesla Energy Operations Inc. | JCP&L | Accepted | 2020-09-07 | 2020-09-10 | 2021-10-30 | SolarEdge Technologies | SE7600H-US [240V] | Inverters | 7600 |  | 1 |  |  | 0.99 |  | Indoor | Inside garage
NJSTRE1545559933 |  | Transition Incentive Program | Montclair | 7043 | 9 | 4.08 | Residential | Yes | Behind the Meter | Net-metered residential rooftop and canopy |  | None | Tesla Energy Operations Inc. | PSE&G | Accepted | 2020-09-07 | 2020-09-10 | 2021-10-30 | SolarEdge Technologies | SE3800H-US [240V] | Inverters | 3800 |  | 1 |  |  | 0.99 |  | Outside | Outside
NJSTRE1545560702 |  | Transition Incentive Program | NEW BRUNSWICK CITY | 8901 | 11 | 6.41 | Residential | Yes | Behind the Meter | Net-metered residential rooftop and canopy |  | None | Sunrun Installation Services, Inc. | PSE&G | Accepted | 2020-09-08 | 2020-09-10 | 2021-10-30 | Enphase Energy | IQ7-60-x-US (240V) | Inverters | 240 |  | 21 |  |  | 0.96 |  | Outdoor | Rooftop